## Version Control (hidden)
Version | Changes | Date | Made By | Notes
v2.0 | Added rows 66 and below, i.e. graphs, algorithm Added algorithm to show proposed report options After 2021, Options 1, 6, 8 Updated, SGEx factors and coefficientsA. Added RPM so it is displayed | 2025-04-02 | Rashmi
| LPG consumption is converted to Gas (MJ) and added to the Gas input | 2025-04-14 | Rashmi
v2.1 | Corrected calculation of Predicted Emissions for FTE v ATR | 2025-05-28 | Clem
| Adjusted inputs requirements to display calculated result | 2025-05-28 | Clem
| Added check for selection of FTE, ATR, and Coldstore selection from dropdown to make sure correct values are being used in calculation | 2025-05-28 | Clem
v2.2 | Added LPG input separate, to be treated as Gas in the backend to align with Perform release R17 | 2025-08-13 | Clem
v2.3 | Hide the rows that contain "Predicted 2030 Scenario 1" Rename "Predicted 2030 - Scenario 2" to "Predicted 2030" Edit to - Rating results in 2030: NABERS has consulted on changes to ratings from 2030 onwards. From 2030, emissions factors will be removed from star rating calculations, with all energy sources assessed equally rather than based on their associated emissions. Add Note : Reported Emissions will still be calculated and displayed in the Energy Reports. Reported emissions are calculated using Annual National Greenhouse Accounting Factors. | 2026-04-10 | Loch

## Read Me (hidden)
|  |  |  | NABERS 4 Parramatta Square Parramatta NSW 2150 | T (02) 9995 5000 E nabers@environment.nsw.gov.au nabers.gov.au
NABERS Energy Prediction Calculator
Version: |  | 2.1 | Date: | 2025-05-28
Results provided through this spreadsheet are only indicative and any rating must be certified by NABERS for the result to be official.
How to use this calculator
1 | The prediction calculator tool for WaCS can also be found in the combined reverse calculator tool.
2 | Bordered white cells generally need to be completed.
3 | Grey cells should not be edited, and will be empty or selected as <Select> for a dropdown cell. They will become white when they need to be edited.
4 | Consumption inputs can be checked using the forward calculator functionality below the reverse calculator outputs
5 | Prediction calculator provides targets in 0.1 star increments, but NABERS only certifies 0.5 star increments.
If you have any issues using the spreadsheet, please contact the NABERS team

## WaCS
|  | NSW Government 4 Parramatta Square 12 Darcy Street Parramatta, NSW 2150 |  | T (02) 9995 5000 E nabers@environment.nsw.gov.au W nabers.gov.au
NABERS Energy for Warehouse and Cold Stores Prediction Tool
Version: | 3 |  | Date: | 2026-04-01
The emissions factors used to calculate NABERS Energy ratings are updated every 5 years. This tool helps you understand how ratings have changed over time. It displays three different results: 1. Current (2025 Update): estimated rating for rating periods starting from 1 July 2024. 2. Predicted 2030: Estimated rating from 2030 onwards. From 2030, emissions factors will be removed from star rating calculations, with all energy sources assessed equally rather than based on their associated emissions. 3. Original benchmark result: estimated rating for rating periods starting before 01 July 2024. Note : Reported Emissions will still be calculated and displayed in the Energy Reports. Reported emissions are calculated using Annual National Greenhouse Accounting Factors.
ENTER THE BUILDING INFORMATION
Building Postcode
Is Full Time Employees (FTE) or Annual Turnover Ratio (ATR) data available?
Does the warehouse have a coldstore?
Total Gross Lettable Area (GLA) of the warehouse site (m²)
Total Conditioned GLA (m²)
Total Non-Conditioned Ambient GLA (m²)
Total Cool Room (0°C to 15°C) Volume (m³)
Total Cold Room (-20°C to 0°C) Volume (m³)
Number of hours per week the warehouse operated
Number of Full Time Employees (FTE) workers per Annum
Annual Turnover Ratio (ATR)
Energy Consumption: |  |  |  | Electricity (kWh)
Gas (MJ)
LPG (L)
Diesel (L)
|  |  |  | Total Energy Consumption (kWh) |  | 0
Results are an indication only and cannot be promoted or published.
RESULTS
| Benchmarking factor at selected rating |  |  | #REF!
Current (2025 Update)
STARS
STAR RATING
ERROR: Please provide inputs
|  |  | #N/A |  | RPM | #N/A
Predicted 2030 - Scenario 1
STARS
STAR RATING
ERROR: Please provide inputs
|  |  | #N/A |  | RPM | #N/A
Predicted 2030
STARS
STAR RATING
ERROR: Please provide inputs
|  |  | #N/A |  | RPM | #N/A
Original Benchmark result
STARS
STAR RATING
ERROR: Please provide inputs
|  |  | #N/A |  | RPM | #N/A
VISUALISATION OF RESULTS
*Hide below the line*
Calculations
Universal Calcs
State |  |  |  | #N/A
Electricity (kWh-e) |  |  |  | 0
Gas (MJ) |  |  |  | 0
Diesel (l) |  |  |  | 0
Climate zone (by postcode) |  |  |  | #N/A
HDD |  |  |  | #N/A
CDD |  |  |  | #N/A
FTE |  |  |  | 0
ATR |  |  |  | 0
Original Benchmark | [6 empty] | Option 1 |  | Option 6 |  | Option 8 |  | Prior to 2021
SGEelec 2021 |  |  |  | #N/A |  |  | SGEelec 2025 | #N/A | SGEelec 2030 | #N/A | SGEelec 2030 | #N/A | SGEelec 2030
SGEgas 2021 |  |  |  | #N/A |  |  | SGEgas 2025 | #N/A | SGEgas 2030 | #N/A | SGEgas 2030 | #N/A | SGEgas 2030
SGEoil 2021 |  |  |  | #N/A |  |  | SGEoil 2025 | #N/A | SGEoil 2030 | #N/A | SGEoil 2030 | #N/A | SGEoil 2030
SGEelec2021/SGEelec2021NSW |  |  |  | #N/A |  |  | SGEelec2021/SGEelec2021NSW | #N/A | SGEelec2021/SGEelec2021NSW | #N/A | SGEelec2021/SGEelec2021NSW | #N/A
SGEgas2021/SGEgas2021NSW |  |  |  | #N/A |  |  | SGEgas2021/SGEgas2021NSW | #N/A | SGEgas2021/SGEgas2021NSW | #N/A | SGEgas2021/SGEgas2021NSW | #N/A
Coeff A | [6 empty] | Coeff A | #N/A | Coeff A | #N/A | Coeff A | #N/A
CA (conditioned >15°C Area Sq.m) |  |  |  | 0 |  |  | CA (conditioned >15°C Area Sq.m) | 0 | CA (conditioned >15°C Area Sq.m) | 0 | CA (conditioned >15°C Area Sq.m) | 0 | Intercept
Non- Conditioned area (NCA) |  |  |  | 0 |  |  | Non- Conditioned area (NCA) | 0 | Non- Conditioned area (NCA) | 0 | Non- Conditioned area (NCA) | 0 | RAC HDD correction
C1 Weekly operating hours correction |  |  |  | 0.322 |  |  | C1 Weekly operating hours correction | 0.322 | C1 Weekly operating hours correction | 0.322 | C1 Weekly operating hours correction | 0.322 | Heavy laundry correction
C2 Standardized Full Time Employees |  |  |  | #DIV/0! |  |  | C2 Standardized Full Time Employees | #DIV/0! | C2 Standardized Full Time Employees | #DIV/0! | C2 Standardized Full Time Employees | #DIV/0! | Apool Heated pool correction
CDV |  |  |  | 0 |  |  | CDV | 0 | CDV | 0 | CDV | 0 | Meals offsite energy correction
CLV |  |  |  | 0 |  |  | CLV | 0 | CLV | 0 | CLV | 0 | RAC Predicted Energy
C3 Standarised Full time employees |  |  |  | #DIV/0! |  |  | C3 Standarised Full time employees | #DIV/0! | C3 Standarised Full time employees | #DIV/0! | C3 Standarised Full time employees | #DIV/0! | er RAC Predicted Emission Adjusted
Predicted emissons using FTE Bori[1] |  |  |  | #DIV/0! |  |  | Predicted emissons using FTE Bori[1] | #DIV/0! | Predicted emissons using FTE Bori[1] | #DIV/0! | Predicted emissons using FTE Bori[1] | #DIV/0! | e Actual Emission SGE Adjusted
WaCS Predicted emission BAdj [1] |  |  |  | #DIV/0! |  |  | WaCS Predicted emission BAdj [1] | #DIV/0! | WaCS Predicted emission BAdj [1] | #DIV/0! | WaCS Predicted emission BAdj [1] | #DIV/0!
K2 |  |  |  | 0.97704 |  |  | K2 | 0.97704 | K2 | 0.97704 | K2 | 0.97704 | Energy BF (e/er)
K3 |  |  |  | 0.89265 |  |  | K3 | 0.89265 | K3 | 0.89265 | K3 | 0.89265 | Intercept
Predicted emissons using ATR Bori[2] |  |  |  | 0 |  |  | Predicted emissons using ATR Bori[2] | 0 | Predicted emissons using ATR Bori[2] | 0 | Predicted emissons using ATR Bori[2] | 0 | CDD correction
WaCS Predicted emission BAdj [2] |  |  |  | #N/A |  |  | WaCS Predicted emission BAdj [2] | #N/A | WaCS Predicted emission BAdj [2] | #N/A | WaCS Predicted emission BAdj [2] | #N/A | Heavy laundry correction
Predicted Emissions Adjusted |  |  |  | #DIV/0! |  |  | Predicted Emissions Adjusted | #DIV/0! | Predicted Emissions Adjusted | #DIV/0! | Predicted Emissions Adjusted | #DIV/0! | Meals offsite water correction
Actual Emissions |  |  |  | #N/A |  |  | Actual Emissions | #N/A | Actual Emissions | #N/A | Actual Emissions | #N/A | er RAC Predicted Annual Water Consumption
Energy BF |  |  |  | #N/A |  |  | Energy BF | #N/A | Energy BF | #N/A | Energy BF | #N/A | Water BF (e/er)
Results | [6 empty] | Results |  | Results |  | Results |  | Results
Energy Decimal Rating Result |  |  |  | #N/A |  |  | Energy Decimal Rating Result | #N/A | Energy Decimal Rating Result | #N/A | Energy Decimal Rating Result | #N/A | Energy Decimal Rating Result
Energy rating |  |  |  | #N/A |  |  | Energy rating | #N/A | Energy rating | #N/A | Energy rating | #N/A | Energy rating
Energy rating (No negatives) |  |  |  | #N/A |  |  | Energy rating (No negatives) | #N/A | Energy rating (No negatives) | #N/A | Energy rating (No negatives) | #N/A | Energy rating (No negatives)
Water Decimal Rating Result |  |  |  | #N/A |  |  | Water Decimal Rating Result | #N/A | Water Decimal Rating Result | #N/A | Water Decimal Rating Result | #N/A | Water Decimal Rating Result | 7.001
Water rating |  |  |  | #N/A |  |  | Water rating | #N/A | Water rating | #N/A | Water rating | #N/A | Water rating | 7
Water rating (No negatives) |  |  |  | #N/A |  |  | Water rating (No negatives) | #N/A | Water rating (No negatives) | #N/A | Water rating (No negatives) | #N/A | Water rating (No negatives) | 7

## WACS Single Line (hidden)
Rating Targets | Warehouse Info | [10 empty] | Energy Breakdown |  |  |  | Energy & Emissions Outputs | [10 empty] | FWD Energy Consumption |  |  |  | Universal Building Calcs |  |  |  | Current Calculator Emissions Factors | [5 empty] | Energy Conversion Factors | [5 empty] | Scope 1,2 & 3 Emissions Factors | [7 empty] | Energy Intermediate Calcs | [17 empty] | Reverse Energy Targets | [11 empty] | Bulk Reverse Calculator Energy Results | [83 empty] | Forward Energy Results
| Building Postcode | Warehouse Operational Data (FTE, ATR or Both) | Presence of Cold Stores | Total Gross Lettable Area (GLA) of the warehouse site (m²) | Total Conditioned GLA (m²) | Total Non-Conditioned Ambient GLA (m²) | Total Cool Room (0°C to 15°C) Volume (m³) | Total Cold Room (-20°C to 0°C) Volume (m³) | Number of hours per week the warehouse operated | Number of Full Time Employees (FTE) workers per Annum | Annual Turnover Ratio (ATR) | Electricity (%) | Gas (%) | LPG (%) | Diesel (%) | [11 empty] | Electricity (kWh) | Gas (MJ) | LPG (L) | Diesel (L) | State | Climate zone (by postcode) | HDD | CDD | SGEelec 2022 (kgCO2/kWh) | SGEgas 2022 (kgCO2/MJ) | SGELPG 2022 (kgCO2/L) | SGEdiesel 2022 (kgCO2/Litre) | SGEelec 2022 scaled w.r.t NSW (kgCO2/kWh) |  | Elec MJ/kWh | LPG MJ/L | Diesel MJ/L | SGEelec kgCO2/MJ | SGEdiesel kgCO2/MJ | Effective GHG Coefficient (kgCO2/MJ) | SGEelec123 | SGEGas123 | SGELPG123 | SGEDiesel123 | SGEelec12 | SGEGas12 | SGELPG12 | SGEDiesel12 | Conditioned (>15°C) GLA (m2) correction | Non-conditioned GLA (m2) correction | Standardized FTE | Weekly Operating Hours correction | Non-Refrigerated Standardized FTE correction | Non-Refrigerated Annual Turnover Ratio correction | Cold Room (-20°C to 0°C) Volume (m3) correction | Cool Room (0°C to 15°C) Volume (m3) correction | Refrigerated Standardized FTE correction | Refrigerated Annual Turnover Ratio correction | Non-Refrigerated Warehouse Correction | Refrigerated Warehouse Correction | Total Predicted Emissions (with FTE) | Adjusted Total Predicted Emissions (with FTE) | Non-Refrigerated Warehouse Correction | Refrigerated Warehouse Correction | Total Predicted Emissions (with ATR) | Adjusted Total Predicted Emissions (with ATR) | Predicted GHG | Target Max Normalised Emissions (5 stars or less) (kg/m²) | Target Max Gross Emissions (kg/m²) | Target Max CO2 Emissions (kg) | Target Max Total Energy | Target Max Total Energy Intensity | Target Max Elec Consumption | Target Max Gas Consumption | Target Max LPG Consumption | Target Max Diesel Consumption | Target Actual Scope 1,2 & 3 Emissions | Target Actual Scope 1 &2 Emissions | 6.0* Max Predicted Emissions Ratio | 5.5* Max Predicted Emissions Ratio | 5.0* Max Predicted Emissions Ratio | 4.5* Max Predicted Emissions Ratio | 4.0* Max Predicted Emissions Ratio | 3.5* Max Predicted Emissions Ratio | 3.0* Max Predicted Emissions Ratio | 2.5* Max Predicted Emissions Ratio | 2.0* Max Predicted Emissions Ratio | 1.5* Max Predicted Emissions Ratio | 1.0* Max Predicted Emissions Ratio | 0.0* Max Predicted Emissions Ratio | 6.0* Max Emissions (kgCo2) | 5.5* Max Emissions (kgCo2) | 5.0* Max Emissions (kgCo2) | 4.5* Max Emissions (kgCo2) | 4.0* Max Emissions (kgCo2) | 3.5* Max Emissions (kgCo2) | 3.0* Max Emissions (kgCo2) | 2.5* Max Emissions (kgCo2) | 2.0* Max Emissions (kgCo2) | 1.5* Max Emissions (kgCo2) | 1.0* Max Emissions (kgCo2) | 0.0* Max Emissions (kgCo2) | 6.0* Max Energy (MJ) | 5.5* Max Energy (MJ) | 5.0* Max Energy (MJ) | 4.5* Max Energy (MJ) | 4.0* Max Energy (MJ) | 3.5* Max Energy (MJ) | 3.0* Max Energy (MJ) | 2.5* Max Energy (MJ) | 2.0* Max Energy (MJ) | 1.5* Max Energy (MJ) | 1.0* Max Energy (MJ) | 0.0* Max Energy (MJ) | 6.0* Max Electricity (kWh) | 5.5* Max Electricity (kWh) | 5.0* Max Electricity (kWh) | 4.5* Max Electricity (kWh) | 4.0* Max Electricity (kWh) | 3.5* Max Electricity (kWh) | 3.0* Max Electricity (kWh) | 2.5* Max Electricity (kWh) | 2.0* Max Electricity (kWh) | 1.5* Max Electricity (kWh) | 1.0* Max Electricity (kWh) | 0.0* Max Electricity (kWh) | 6.0* Max Gas (MJ) | 5.5* Max Gas (MJ) | 5.0* Max Gas (MJ) | 4.5* Max Gas (MJ) | 4.0* Max Gas (MJ) | 3.5* Max Gas (MJ) | 3.0* Max Gas (MJ) | 2.5* Max Gas (MJ) | 2.0* Max Gas (MJ) | 1.5* Max Gas (MJ) | 1.0* Max Gas (MJ) | 0.0* Max Gas (MJ) | 6.0* Max LPG (L) | 5.5* Max LPG (L) | 5.0* Max LPG (L) | 4.5* Max LPG (L) | 4.0* Max LPG (L) | 3.5* Max LPG (L) | 3.0* Max LPG (L) | 2.5* Max LPG (L) | 2.0* Max LPG (L) | 1.5* Max LPG (L) | 1.0* Max LPG (L) | 0.0* Max LPG (L) | 6.0* Max Diesel (L) | 5.5* Max Diesel (L) | 5.0* Max Diesel (L) | 4.5* Max Diesel (L) | 4.0* Max Diesel (L) | 3.5* Max Diesel (L) | 3.0* Max Diesel (L) | 2.5* Max Diesel (L) | 2.0* Max Diesel (L) | 1.5* Max Diesel (L) | 1.0* Max Diesel (L) | 0.0* Max Diesel (L) | Forward Scope 1, 2 & 3 Emissions | Forward Scope 1 & 2 Emissions | FWD Energy Star | FWD Energy Star Decimal |  | FWD Gross Emissions
Target Energy | Postcode | FTRE of ATR | Cold Store | Total GLA | Conditioned GLA | Non-Conditioned GLA | Cool Volume | Cold Volume | Hours | FTE | ATR | Electricity (%) | Gas (%) | LPG (%) | Diesel (%) | Actual/Predicted Ratio | Predicted GE | Max Emissions at Target | Max Emissions Intensity at Target | Max Energy Intensity at Target | Max Scope 1,2&3 at Target | Max Scope 1&2 at Targe | Max Elec (kWh) at Target | Max Gas (MJ) at Target | Max LPG (L) at Target | Max Diesel (L) at Target | Electricity | Gas | LPG | Diesel | State | Climate zone | HDD | CDD | SGEe | SGEg | SGEl | SGEd | SGEe wrt NSW | SGEg wrt NSW | CFelec | CFlpg | CFdiesel | SGEeMJ | SGEdMJ | EffGHGMJ | SGEe Scopes 1,2&3 | SGEg Scopes 1,2&3 | SGEl Scopes 1,2&3 | SGEd Scopes 1,2&3 | SGEe Scopes 1&2 | SGEg Scopes 1&2 | SGEl Scopes 1&2 | SGEd Scopes 1&2 | 45.928*CG | 22.349*NCG | FTEstandardized | C1 | C2 | K2 | 32.537*CDV | 24.854*CLV | C3 | K3 | (45.928CG+22.349NCG)C1C2 | (32.537CDV+24.854CLV)C3 | Bori1FTE | Badjusted1FTE | (45.928CG+22.349NCG)C1K2 | (32.537CDV+24.854CLV)K3 | Bori2ATR | Badjusted2ATR | Predicted Emissions | Predicted Emissions Ratio | Target Max GE | Target Max CO2 | Target Max Energy (MJ) | Target Max Energy Intensity | Target Max Elec (kWh) | Target Max Gas (MJ) | Target Max LPG (L) | Target Max Diesel (L) | Target Scopes 1,2&3 | Target Scopes 1&2 | 6.0* Max Predicted Emissions Ratio | 5.5* Max Predicted Emissions Ratio | 5.0* Max Predicted Emissions Ratio | 4.5* Max Predicted Emissions Ratio | 4.0* Max Predicted Emissions Ratio | 3.5* Max Predicted Emissions Ratio | 3.0* Max Predicted Emissions Ratio | 2.5* Max Predicted Emissions Ratio | 2.0* Max Predicted Emissions Ratio | 1.5* Max Predicted Emissions Ratio | 1.0* Max Predicted Emissions Ratio | 0.0* Max Predicted Emissions Ratio | 6.0* Max CO2 | 5.5* Max CO2 | 5.0* Max CO2 | 4.5* Max CO2 | 4.0* Max CO2 | 3.5* Max CO2 | 3.0* Max CO2 | 2.5* Max CO2 | 2.0* Max CO2 | 1.5* Max CO2 | 1.0* Max CO2 | 0.0* Max CO2 | 6.0* Max Energy (MJ) | 5.5* Max Energy (MJ) | 5.0* Max Energy (MJ) | 4.5* Max Energy (MJ) | 4.0* Max Energy (MJ) | 3.5* Max Energy (MJ) | 3.0* Max Energy (MJ) | 2.5* Max Energy (MJ) | 2.0* Max Energy (MJ) | 1.5* Max Energy (MJ) | 1.0* Max Energy (MJ) | 0.0* Max Energy (MJ) | 6.0* Max Elec (kWh) | 5.5* Max Elec (kWh) | 5.0* Max Elec (kWh) | 4.5* Max Elec (kWh) | 4.0* Max Elec (kWh) | 3.5* Max Elec (kWh) | 3.0* Max Elec (kWh) | 2.5* Max Elec (kWh) | 2.0* Max Elec (kWh) | 1.5* Max Elec (kWh) | 1.0* Max Elec (kWh) | 0.0* Max Elec (kWh) | 6.0* Max Gas (MJ) | 5.5* Max Gas (MJ) | 5.0* Max Gas (MJ) | 4.5* Max Gas (MJ) | 4.0* Max Gas (MJ) | 3.5* Max Gas (MJ) | 3.0* Max Gas (MJ) | 2.5* Max Gas (MJ) | 2.0* Max Gas (MJ) | 1.5* Max Gas (MJ) | 1.0* Max Gas (MJ) | 0.0* Max Gas (MJ) | 6.0* Max LPG (L) | 5.5* Max LPG (L) | 5.0* Max LPG (L) | 4.5* Max LPG (L) | 4.0* Max LPG (L) | 3.5* Max LPG (L) | 3.0* Max LPG (L) | 2.5* Max LPG (L) | 2.0* Max LPG (L) | 1.5* Max LPG (L) | 1.0* Max LPG (L) | 0.0* Max LPG (L) | 6.0* Max Diesel (L) | 5.5* Max Diesel (L) | 5.0* Max Diesel (L) | 4.5* Max Diesel (L) | 4.0* Max Diesel (L) | 3.5* Max Diesel (L) | 3.0* Max Diesel (L) | 2.5* Max Diesel (L) | 2.0* Max Diesel (L) | 1.5* Max Diesel (L) | 1.0* Max Diesel (L) | 0.0* Max Diesel (L) | FWD Scope 1,2&3 | FWD Scope 1&2 | Energy Star | Energy Star Decimal | Actual/Predicted Emissions | Actual Emissions
4.5 | 0 | 0 | 0 | 0 | 0 | 0 | 0 | 0 | 0 | 0 | 0 | 50% | 40% | 5% | 5% | 0.586 | #DIV/0! | #DIV/0! | #DIV/0! | #DIV/0! | #DIV/0! | #DIV/0! | #DIV/0! | #DIV/0! | #DIV/0! | #DIV/0! | 0 | 0 | 0 | 0 | #N/A | #N/A | #N/A | #N/A | #N/A | #N/A | #N/A | #N/A | #N/A | #N/A | 3.6 | 25.7 | 38.6 | #N/A | #N/A | #N/A | #N/A | #N/A | #N/A | #N/A | #N/A | #N/A | #N/A | #N/A | 0 | 0 | #DIV/0! | 0.322 | #DIV/0! | 0.97704 | 0 | 0 | #DIV/0! | 0.89265 | #DIV/0! | #DIV/0! | #DIV/0! | #DIV/0! | 0 | 0 | 0 | #N/A | #DIV/0! | 0.586 | #DIV/0! | #DIV/0! | #DIV/0! | #DIV/0! | #DIV/0! | #DIV/0! | #DIV/0! | #DIV/0! | #DIV/0! | #DIV/0! | 0.2344 | 0.3516 | 0.4688 | 0.586 | 0.7032 | 0.8204 | 0.9376 | 1.0548 | 1.172 | 1.2892 | 1.4064 | 1.6408 | #DIV/0! | #DIV/0! | #DIV/0! | #DIV/0! | #DIV/0! | #DIV/0! | #DIV/0! | #DIV/0! | #DIV/0! | #DIV/0! | #DIV/0! | #DIV/0! | #DIV/0! | #DIV/0! | #DIV/0! | #DIV/0! | #DIV/0! | #DIV/0! | #DIV/0! | #DIV/0! | #DIV/0! | #DIV/0! | #DIV/0! | #DIV/0! | #DIV/0! | #DIV/0! | #DIV/0! | #DIV/0! | #DIV/0! | #DIV/0! | #DIV/0! | #DIV/0! | #DIV/0! | #DIV/0! | #DIV/0! | #DIV/0! | #DIV/0! | #DIV/0! | #DIV/0! | #DIV/0! | #DIV/0! | #DIV/0! | #DIV/0! | #DIV/0! | #DIV/0! | #DIV/0! | #DIV/0! | #DIV/0! | #DIV/0! | #DIV/0! | #DIV/0! | #DIV/0! | #DIV/0! | #DIV/0! | #DIV/0! | #DIV/0! | #DIV/0! | #DIV/0! | #DIV/0! | #DIV/0! | #DIV/0! | #DIV/0! | #DIV/0! | #DIV/0! | #DIV/0! | #DIV/0! | #DIV/0! | #DIV/0! | #DIV/0! | #DIV/0! | #DIV/0! | #DIV/0! | #N/A | #N/A | #N/A | #N/A | #N/A | #N/A
4.5 | 3000 | ATR | No | 50000 | 20000 | 10000 | 100000 | 100000 | 100 | 40 | 200 | 100% | 0% | 0% | 0% | 0.586 | 4286976.5265 | 2512168.2445 | 2512168.2445 | 853.1892 | 2512168.2 | 2275171.2 | 2369970 | 0 | 0 | 0 | 857096 | 2776993 | 0 | 7993 | VIC | 18 | 1590 | 100 | 1.06 | 0.05553 | 0.05553 | 2.8487 | 1.2326 | 0.8592 | 3.6 | 25.7 | 38.6 | 0.29444 | 0.0738 | 0.29444 | 1.06 | 0.05553 | 1.6499 | 2.8487 | 0.96 | 0.05153 | 1.5574 | 2.7097 | 918560 | 223490 | 0.0008 | 1.422 | 0.92249 | 2.145 | 0 | 0 | 0.7337 | 4.2956 | 1498118.5902 | 0 | 1498118.5902 | 1843721.5774 | 3483388.8744 | 0 | 3483388.8744 | 4286976.5265 | 4286976.5265 | 0.586 | 2512168.2445 | 2512168.2445 | 8531892.1512 | 853.1892 | 2369970 | 0 | 0 | 0 | 2512168.2 | 2275171.2 | 0.2344 | 0.3516 | 0.4688 | 0.586 | 0.7032 | 0.8204 | 0.9376 | 1.0548 | 1.172 | 1.2892 | 1.4064 | 1.6408 | 1004867.2978 | 1507300.9467 | 2009734.5956 | 2512168.2445 | 3014601.8934 | 3517035.5423 | 4019469.1912 | 4521902.8401 | 5024336.489 | 5526770.1379 | 6029203.7868 | 7034071.0846 | 3412756.8605 | 5119135.2907 | 6825513.7209 | 8531892.1512 | 10238270.5814 | 11944649.0116 | 13651027.4419 | 15357405.8721 | 17063784.3023 | 18770162.7326 | 20476541.1628 | 23889298.0233 | 947988 | 1421982 | 1895976 | 2369970 | 2843964 | 3317958 | 3791952 | 4265946 | 4739940 | 5213934 | 5687928 | 6635916 | 0 | 0 | 0 | 0 | 0 | 0 | 0 | 0 | 0 | 0 | 0 | 0 | 0 | 0 | 0 | 0 | 0 | 0 | 0 | 0 | 0 | 0 | 0 | 0 | 0 | 0 | 0 | 0 | 0 | 0 | 0 | 0 | 0 | 0 | 0 | 0 | 1085497.6805 | 987569.4012 | 5.5 | 5.9198 | 0.25321 | 1085497.6805

## SGEx (hidden)
Specific Greenhouse Coefficients (SGEx )
Specific Greenhouse Coefficients (SGEx ) used in the rating calculation are based on the National Greenhouse Account Factors from yr X published by The Department of Climate Change and Energy Efficiency.
SGEx (2022) - Warehouses and Cold Stores | [5 empty] | WRT to ACT/NSW
| Electricity | Gas | Coal | Diesel | LPG | Elec | Gas | LPG | Coal | Oil
| (kgCO2/kWh) | (kgCO2/MJ) | (kgCO2/kg) | (kgCO2/Litre) | (kgCO2/MJ)
State | SGEe | SGEg | SGEc | SGEd | SGEl | SGEe wrt NSW | SGEg wrt NSW | SGEl wrt NSW | SGEc wrt NSW | SGEd wrt NSW
NSW | 0.86 | 0.06463 | 2.5175 | 2.8487 | 0.06463 | 1 | 1 | 1 | 1 | 1
ACT | 0.86 | 0.06463 | 2.5175 | 2.8487 | 0.06463 | 1 | 1 | 1 | 1 | 1
NT | 0.61 | 0.05153 | 2.5175 | 2.8487 | 0.05153 | 0.7093 | 0.79731 | 0.79731 | 1 | 1
QLD | 0.92 | 0.06033 | 2.5175 | 2.8487 | 0.06033 | 1.0698 | 0.93347 | 0.93347 | 1 | 1
SA | 0.42 | 0.06223 | 2.5175 | 2.8487 | 0.06223 | 0.48837 | 0.96287 | 0.96287 | 1 | 1
TAS | 1 | 0.05153 | 2.5175 | 2.8487 | 0.05153 | 1.1628 | 0.79731 | 0.79731 | 1 | 1
VIC | 1.06 | 0.05553 | 2.5175 | 2.8487 | 0.05553 | 1.2326 | 0.8592 | 0.8592 | 1 | 1
WA | 0.69 | 0.05563 | 2.5175 | 2.8487 | 0.05563 | 0.80233 | 0.86075 | 0.86075 | 1 | 1
| Fuel | Reference | Conversion Factors | Units
| Electricity | Cfelec | 3.6 | MJ/kWh
| Coal | Cfcoal | 22.1 | MJ/kg
| Diesel | CFDiesel | 38.6 | MJ/L
| LPG | CFLPG | 25.7 | MJ/L
Current (2021)
State | Electricity (SGEe) | Gas (SGEg) | Diesel (SGEd) | Electricity Factors (scaled w.r.t NSW/ACT) | Gas Factors (scaled w.r.t NSW/ACT) | LPG
| (kgCO2/kWh) | (kgCO2/MJ) | (kgCO2/Litre) | (kgCO2/kWh) | (kgCO2/MJ) | (kgCO2/MJ)
ACT | 0.86 | 0.06463 | 2.8487 | 1 | 1 | 0.06463
NSW | 0.86 | 0.06463 | 2.8487 | 1 | 1 | 0.06463
NT | 0.61 | 0.05153 | 2.8487 | 0.7093 | 0.79731 | 0.05153
QLD | 0.92 | 0.06033 | 2.8487 | 1.0698 | 0.93347 | 0.06033
SA | 0.42 | 0.06223 | 2.8487 | 0.48837 | 0.96287 | 0.06223
TAS | 1 | 0.05153 | 2.8487 | 1.1628 | 0.79731 | 0.05153
VIC | 1.06 | 0.05553 | 2.8487 | 1.2326 | 0.8592 | 0.05553
WA | 0.69 | 0.05563 | 2.8487 | 0.80233 | 0.86075 | 0.05563
Option 1
State | Electricity (SGEe) | Gas (SGEg) | Diesel (SGEd) | Electricity Factors (scaled w.r.t NSW/ACT) | Gas Factors (scaled w.r.t NSW/ACT) | LPG
| (kgCO2/kWh) | (kgCO2/MJ) | (kgCO2/Litre) | (kgCO2/kWh) | (kgCO2/MJ) | (kgCO2/MJ)
ACT | 0.7 | 0.06463 | 3.378 | 1 | 1 | 0.0808
NSW | 0.7 | 0.06463 | 3.378 | 1 | 1 | 0.0808
NT | 0.63 | 0.05153 | 3.378 | 0.7093 | 0.79731 | 0.0808
QLD | 0.81 | 0.06033 | 3.378 | 1.0698 | 0.93347 | 0.0808
SA | 0.28 | 0.06223 | 3.378 | 0.48837 | 0.96287 | 0.0808
TAS | 1 | 0.2083 | 8.0417 | 1.1628 | 0.79731 | 0.20833
VIC | 0.86 | 0.05553 | 3.378 | 1.2326 | 0.8592 | 0.0808
WA | 0.57 | 0.05563 | 3.378 | 0.80233 | 0.86075 | 0.0808
Option 6
State | Electricity (SGEe) | Gas (SGEg) | Diesel (SGEd) | Electricity Factors (scaled w.r.t NSW/ACT) | Gas Factors (scaled w.r.t NSW/ACT) | LPG (kgCO2/MJ)
| (kgCO2/kWh) | (kgCO2/MJ) | (kgCO2/Litre) | (kgCO2/kWh) | (kgCO2/MJ) | (kgCO2/MJ)
ACT | 1 | 0.2778 | 10.7222 | 1 | 1 | 0.27778
NSW | 1 | 0.2778 | 10.7222 | 1 | 1 | 0.27778
NT | 0.35 | 0.06033 | 3.378 | 0.7093 | 0.79731 | 0.0808
QLD | 0.48 | 0.06223 | 3.378 | 1.0698 | 0.93347 | 0.0808
SA | 1 | 0.2778 | 10.7222 | 0.48837 | 0.96287 | 0.27778
TAS | 1 | 0.2778 | 10.7222 | 1.1628 | 0.79731 | 0.27778
VIC | 0.42 | 0.05563 | 3.378 | 1.2326 | 0.8592 | 0.0808
WA | 1 | 0.2778 | 10.7222 | 0.80233 | 0.86075 | 0.27778
Option 8
State | Electricity (SGEe) | Gas (SGEg) | Diesel (SGEd) | Electricity Factors (scaled w.r.t NSW/ACT) | Gas Factors (scaled w.r.t NSW/ACT) | LPG (kgCO2/MJ)
| (kgCO2/kWh) | (kgCO2/MJ) | (kgCO2/Litre) | (kgCO2/kWh) | (kgCO2/MJ) | (kgCO2/MJ)
ACT | 1 | 0.2778 | 10.7222 | 1 | 1 | 0.27778
NSW | 1 | 0.2778 | 10.7222 | 1 | 1 | 0.27778
NT | 1 | 0.2778 | 10.7222 | 0.7093 | 0.79731 | 0.27778
QLD | 1 | 0.2778 | 10.7222 | 1.0698 | 0.93347 | 0.27778
SA | 1 | 0.2778 | 10.7222 | 0.48837 | 0.96287 | 0.27778
TAS | 1 | 0.2778 | 10.7222 | 1.1628 | 0.79731 | 0.27778
VIC | 1 | 0.2778 | 10.7222 | 1.2326 | 0.8592 | 0.27778
WA | 1 | 0.2778 | 10.7222 | 0.80233 | 0.86075 | 0.27778

## Adjustment coeffients (hidden)
Fuel Adjustment Factors
Conversion factors - used if data entered into public calculator or NORAS in different format
1000 L = 1 kL
1000 kg = 1 t
1000 MJ = 1 GJ
Units
ELECTRICITY | kWh= | MJ= | GJ
| 1 | 0.27778 | 0.00027778
GAS | kWh= | MJ= | GJ
| 1 | 0.27778 | 0.00027778
Option 1
OIL | kWh= | MJ= | L= | kL | State | A
| 1 | 0.27778 | 10.7222 | 0.010722 | ACT | 0.816
[5 empty] | NSW | 0.816
COAL | kWh= | MJ= | kg= | t | NT | 1.0324
| 1 | 0.27778 | 6.1389 | 0.0061389 | QLD | 0.8816
[5 empty] | SA | 0.6737
LPG | kWh= | MJ= | L= | kL | TAS | 1
| 1 | 0.27778 | 7.1389 | 0.0071389 | VIC | 0.8127
[5 empty] | WA | 0.8281
Option 6
[5 empty] | State | A
Warehouses and Cold Stores |  |  |  |  | ACT | 1.1965
[5 empty] | NSW | 1.1965
Non-Refrigerated Corrections |  |  |  |  | NT | 0.581
Conditioned (>15°C) GLA (m²) correction | C_Conditioned_Area | 45.928 |  |  | QLD | 0.5265
Non-conditioned GLA (m²) correction | C_Non_Conditioned_Area | 22.349 |  |  | SA | 2.4246
Weekly Operating Hours Intercept | C_C1_Hours_Intercept | 0.678 |  |  | TAS | 1.0097
Weekly Operating Hours Coefficient | C_C1_Hours_Coefficient | 0.011 |  |  | VIC | 0.4008
Non-Refrigerated Standardized FTE Intercept | C_C2_Non_Refrigerated_FTE_Intercept | 0.098 |  |  | WA | 1.4901
Non-Refrigerated Standardized FTE Coefficient | C_C2_Non_Refrigerated_FTE_Coefficient | 25.612 |  |  | Option 8
Non-Refrigerated Annual Turnover Ratio Intercept (K2 & K3) | C_K2_K3_Non_Refrigerated_ATR_Intercept | 0.00293 |  |  | State | A
Non-Refrigerated Annual Turnover Ratio Coefficient (K2 & K3) | C_K2_K3_Non_Refrigerated_ATR_Coefficient | 0.000228 |  |  | ACT | 1.1965
[5 empty] | NSW | 1.1965
Refrigerated Corrections |  |  |  |  | NT | 1.6846
Cold Room (-20°C to 0°C) Volume (m³) correction | C_Cold_Volume | 32.537 |  |  | QLD | 1.12
Cool Room (0°C to 15°C) Volume (m³) correction | C_Cool_Volume | 24.854 |  |  | SA | 2.4246
Refrigerated Standardized FTE Intercept | C_C2_Refrigerated_FTE_Intercept | 0.326 |  |  | TAS | 1.0097
Refrigerated Standardized FTE Coefficient | C_C2_Refrigerated_FTE_Coefficient | 74.626 |  |  | VIC | 0.9739
Refrigerated Annual Turnover Ratio Intercept | C_K3_Refrigerated_ATR_Intercept |  |  |  | WA | 1.4901
Refrigerated Annual Turnover Ratio Coefficient | C_K3_Refrigerated_ATR_Coefficient
Emissions Adjustment
Adjusted Total Predicted Emissions Elec | C_Adjustment_Elec | 0.995
Adjusted Total Predicted Emissions Gas | C_Adjustment_Gas | 0.005

## Reference Lists (hidden)
Warehouse Operational Data availability
FTE and ATR Availability
<Select>
FTE
ATR
Warehouse Coldstore presence
Cold Store Presence
<Select>
Yes
No

## Climate References (hidden)
Postcode and Climate Zone reference for calculating climate correction factors | [5 empty] | Climate Zones by id
Postcode | Climate zone | HDD | CDD | State | IRR | Climate_id | Name | State_id | Hdd | Cdd | IRR | State_id | Name | Abbreviation
200 | 64 | 2186 | 80 | ACT | 999.7977 | 1 | Kimberley | 1 | 6 | 2016 | 2352.9332 | 1 | Western Australia | WA
211 | 64 | 2186 | 80 | ACT | 999.7977 | 2 | Pilbara | 1 | 27 | 1782 | 3003.0974 | 2 | Victoria | VIC
212 | 64 | 2186 | 80 | ACT | 999.7977 | 3 | Gascoyne | 1 | 159 | 1001 | 3237.6278 | 3 | Tasmania | TAS
221 | 64 | 2186 | 80 | ACT | 999.7977 | 4 | Interior | 1 | 312 | 770 |  | 4 | South Australia | SA
230 | 64 | 2186 | 80 | ACT | 999.7977 | 5 | Central West | 1 | 446 | 553 | 2070.2585 | 5 | Queensland | QLD
237 | 64 | 2186 | 80 | ACT | 999.7977 | 6 | Central Wheat Belt | 1 | 939 | 327 | 1721.4764 | 6 | New South Wales | NSW
238 | 64 | 2186 | 80 | ACT | 999.7977 | 7 | Lower West | 1 | 680 | 340 | 1648.3206 | 7 | Australian Capital Territory | ACT
239 | 64 | 2186 | 80 | ACT | 999.7977 | 8 | Great Southern | 1 | 1249 | 185 | 1062.2945 | 8 | Northern Territory | NT
240 | 64 | 2186 | 80 | ACT | 999.7977 | 9 | South West | 1 | 1048 | 274 | 1094.7502
241 | 64 | 2186 | 80 | ACT | 999.7977 | 10 | Southern Coastal | 1 | 1112 | 132 | 460.3334
242 | 64 | 2186 | 80 | ACT | 999.7977 | 11 | Goldfields | 1 | 899 | 243 | 2374.354
243 | 64 | 2186 | 80 | ACT | 999.7977 | 12 | Eucla | 1 | 768 | 360
244 | 64 | 2186 | 80 | ACT | 999.7977 | 13 | Mallee | 2 | 1160 | 201 | 1872.3396
245 | 64 | 2186 | 80 | ACT | 999.7977 | 14 | Wimmera | 2 | 1610 | 120 | 1003.2349
246 | 64 | 2186 | 80 | ACT | 999.7977 | 15 | Western District | 2 | 2049 | 104 | 739.4608
247 | 64 | 2186 | 80 | ACT | 999.7977 | 16 | Northern Country | 2 | 1595 | 248 | 1117.5295
248 | 64 | 2186 | 80 | ACT | 999.7977 | 17 | North Central | 2 | 1846 | 145 | 179.0696
249 | 64 | 2186 | 80 | ACT | 999.7977 | 18 | Central | 2 | 1590 | 100 | 769.3726
250 | 64 | 2186 | 80 | ACT | 999.7977 | 19 | Northeast | 2 | 2031 | 194 | 171.2706
251 | 64 | 2186 | 80 | ACT | 999.7977 | 20 | West and South Gippsland | 2 | 2021 | 136 | 298.504
252 | 64 | 2186 | 80 | ACT | 999.7977 | 21 | East Gippsland | 2 | 1569 | 180 | 508.3454
253 | 64 | 2186 | 80 | ACT | 999.7977 | 22 | Northwest Coast and King Island | 3 | 1997 | 52 | 659.8455
254 | 64 | 2186 | 80 | ACT | 999.7977 | 23 | West & South Coast & Highlands | 3 | 2516 | 48 | 359.9299
255 | 64 | 2186 | 80 | ACT | 999.7977 | 24 | Central Plateau and Upper Derwent Valley | 3 | 3056 | 34 | #N/A
256 | 64 | 2186 | 80 | ACT | 999.7977 | 25 | Central North and Midlands | 3 | 2421 | 25 | 657.927
257 | 64 | 2186 | 80 | ACT | 999.7977 | 26 | South East, Huon & Channel and Lower Derwent Valley | 3 | 2049 | 29 | 359.9299
258 | 64 | 2186 | 80 | ACT | 999.7977 | 27 | North East and Flinders Island | 3 | 1903 | 137 | 657.927
259 | 64 | 2186 | 80 | ACT | 999.7977 | 28 | East Coast | 3 | 1869 | 80 | 659.8455
260 | 64 | 2186 | 80 | ACT | 999.7977 | 29 | Western Agricultural | 4 | 963 | 229 | 2038.6921
261 | 64 | 2186 | 80 | ACT | 999.7977 | 30 | Northwest Pastoral | 4 | 615 | 286 | 3067.1387
262 | 64 | 2186 | 80 | ACT | 999.7977 | 31 | Northeast Pastoral | 4 | 746 | 340 | 3056.5481
263 | 64 | 2186 | 80 | ACT | 999.7977 | 32 | Northern Agricultural | 4 | 954 | 354 | 1416.3981
264 | 64 | 2186 | 80 | ACT | 999.7977 | 33 | Central | 4 | 1554 | 132 | 824.9236
266 | 64 | 2186 | 80 | ACT | 999.7977 | 34 | Murray | 4 | 1258 | 173 | 1467.5582
267 | 64 | 2186 | 80 | ACT | 999.7977 | 35 | Southeast | 4 | 1813 | 61 | 673.4695
268 | 64 | 2186 | 80 | ACT | 999.7977 | 36 | Peninsula | 5 | 0 | 2835 | 1397.6357
269 | 64 | 2186 | 80 | ACT | 999.7977 | 37 | Gulf Country | 5 | 4 | 2288
270 | 64 | 2186 | 80 | ACT | 999.7977 | 38 | Northern Goldfields and Upper Flinders | 5 | 52 | 1470 | 1401.0368
271 | 64 | 2186 | 80 | ACT | 999.7977 | 39 | Northern Tropical Coast and Tablelands | 5 | 4 | 2211 | 226.5384
272 | 64 | 2186 | 80 | ACT | 999.7977 | 41 | Herbert and Lower Burdekin | 5 | 17 | 2429 | 1401.0368
273 | 64 | 2186 | 80 | ACT | 999.7977 | 42 | Central Coast - Whitsundays | 5 | 98 | 1950 | 467.571
274 | 64 | 2186 | 80 | ACT | 999.7977 | 43 | Capricornia | 5 | 140 | 1424 | 1270.6823
275 | 64 | 2186 | 80 | ACT | 999.7977 | 44 | Central Highlands - Coalfields | 5 | 207 | 1143 | 1504.2944
276 | 64 | 2186 | 80 | ACT | 999.7977 | 45 | Central West | 5 | 255 | 1024 | 2543.9757
277 | 64 | 2186 | 80 | ACT | 999.7977 | 46 | Northwest | 5 | 137 | 955 | 1548.9868
278 | 64 | 2186 | 80 | ACT | 999.7977 | 47 | Channel Country | 5 | 380 | 820 | 3027.267
279 | 64 | 2186 | 80 | ACT | 999.7977 | 48 | Maranoa and Warrego | 5 | 603 | 844 | 2254.8255
280 | 64 | 2186 | 80 | ACT | 999.7977 | 49 | Darling Downs and Granite Belt | 5 | 660 | 876 | 682.1261
281 | 64 | 2186 | 80 | ACT | 999.7977 | 50 | Wide Bay and Burnett | 5 | 229 | 1375 | 971.3307
282 | 64 | 2186 | 80 | ACT | 999.7977 | 51 | Southeast Coast | 5 | 325 | 1043 | 580.4113
283 | 64 | 2186 | 80 | ACT | 999.7977 | 52 | Upper Western | 6 | 813 | 523 | 2325.6376
284 | 64 | 2186 | 80 | ACT | 999.7977 | 53 | Lower Western | 6 | 1112 | 230 | 2454.8359
285 | 64 | 2186 | 80 | ACT | 999.7977 | 54 | Riverina | 6 | 1330 | 358 | 1339.9784
286 | 64 | 2186 | 80 | ACT | 999.7977 | 55 | North West Slopes and Plains | 6 | 944 | 470 | 1249.739
287 | 64 | 2186 | 80 | ACT | 999.7977 | 56 | Central West Slopes and Plains | 6 | 1164 | 283 | 1552.0222
288 | 64 | 2186 | 80 | ACT | 999.7977 | 57 | South West Slopes | 6 | 1608 | 219 | 1245.7818
289 | 64 | 2186 | 80 | ACT | 999.7977 | 58 | Northern Rivers | 6 | 401 | 1122 | 493.3194
290 | 64 | 2186 | 80 | ACT | 999.7977 | 59 | Northern Tablelands | 6 | 1769 | 206 | 1139.4266
291 | 64 | 2186 | 80 | ACT | 999.7977 | 60 | Mid-North Coast | 6 | 596 | 853 | 324.8545
293 | 64 | 2186 | 80 | ACT | 999.7977 | 61 | Hunter | 6 | 616 | 653 | 661.7903
294 | 64 | 2186 | 80 | ACT | 999.7977 | 62 | Central Tablelands | 6 | 2023 | 89 | 740.9918
295 | 64 | 2186 | 80 | ACT | 999.7977 | 63 | Metropolitan | 6 | 642 | 541 | 751.4407
296 | 64 | 2186 | 80 | ACT | 999.7977 | 64 | Southern Tablelands | 6 | 2186 | 80 | 999.7977
297 | 64 | 2186 | 80 | ACT | 999.7977 | 65 | South Coast & Illawarra | 6 | 690 | 577 | 570.5027
298 | 64 | 2186 | 80 | ACT | 999.7977 | 66 | Darwin - Daly | 8 | 0 | 2895 | 857.4072
299 | 64 | 2186 | 80 | ACT | 999.7977 | 67 | Arnhem | 8 | 0 | 3344 | 1537.6195
800 | 66 | 0 | 2895 | NT | 857.4072 | 68 | Roper - McArthur | 8 | 10 | 2165
801 | 66 | 0 | 2895 | NT | 857.4072 | 69 | Victoria | 8 | 1 | 2369
804 | 66 | 0 | 2895 | NT | 857.4072 | 70 | Barkly | 8 | 79 | 958 | 3378.5286
810 | 66 | 0 | 2895 | NT | 857.4072 | 71 | Alice Springs | 8 | 660 | 379 | 2601.2656
811 | 66 | 0 | 2895 | NT | 857.4072
812 | 66 | 0 | 2895 | NT | 857.4072
813 | 66 | 0 | 2895 | NT | 857.4072
814 | 66 | 0 | 2895 | NT | 857.4072
815 | 66 | 0 | 2895 | NT | 857.4072
820 | 66 | 0 | 2895 | NT | 857.4072
821 | 66 | 0 | 2895 | NT | 857.4072
822 | 66 | 0 | 2895 | NT | 857.4072
828 | 66 | 0 | 2895 | NT | 857.4072
830 | 66 | 0 | 2895 | NT | 857.4072
831 | 66 | 0 | 2895 | NT | 857.4072
832 | 66 | 0 | 2895 | NT | 857.4072
835 | 66 | 0 | 2895 | NT | 857.4072
836 | 66 | 0 | 2895 | NT | 857.4072
837 | 66 | 0 | 2895 | NT | 857.4072
840 | 66 | 0 | 2895 | NT | 857.4072
845 | 66 | 0 | 2895 | NT | 857.4072
846 | 66 | 0 | 2895 | NT | 857.4072
847 | 66 | 0 | 2895 | NT | 857.4072
850 | 66 | 0 | 2895 | NT | 857.4072
851 | 66 | 0 | 2895 | NT | 857.4072
852 | 66 | 0 | 2895 | NT | 857.4072
853 | 66 | 0 | 2895 | NT | 857.4072
854 | 66 | 0 | 2895 | NT | 857.4072
860 | 70 | 79 | 958 | NT | 3378.5286
861 | 70 | 79 | 958 | NT | 3378.5286
862 | 70 | 79 | 958 | NT | 3378.5286
870 | 71 | 660 | 379 | NT | 2601.2656
871 | 71 | 660 | 379 | NT | 2601.2656
872 | 71 | 660 | 379 | NT | 2601.2656
880 | 67 | 0 | 3344 | NT | 1537.6195
881 | 67 | 0 | 3344 | NT | 1537.6195
885 | 67 | 0 | 3344 | NT | 1537.6195
886 | 66 | 0 | 2895 | NT | 857.4072
909 | 66 | 0 | 2895 | NT | 857.4072
1001 | 63 | 642 | 541 | NSW | 751.4407
1002 | 63 | 642 | 541 | NSW | 751.4407
1003 | 63 | 642 | 541 | NSW | 751.4407
1004 | 63 | 642 | 541 | NSW | 751.4407
1005 | 63 | 642 | 541 | NSW | 751.4407
1006 | 63 | 642 | 541 | NSW | 751.4407
1007 | 63 | 642 | 541 | NSW | 751.4407
1008 | 63 | 642 | 541 | NSW | 751.4407
1009 | 63 | 642 | 541 | NSW | 751.4407
1010 | 63 | 642 | 541 | NSW | 751.4407
1011 | 63 | 642 | 541 | NSW | 751.4407
1012 | 63 | 642 | 541 | NSW | 751.4407
1013 | 63 | 642 | 541 | NSW | 751.4407
1015 | 63 | 642 | 541 | NSW | 751.4407
1016 | 63 | 642 | 541 | NSW | 751.4407
1017 | 63 | 642 | 541 | NSW | 751.4407
1018 | 63 | 642 | 541 | NSW | 751.4407
1019 | 63 | 642 | 541 | NSW | 751.4407
1020 | 63 | 642 | 541 | NSW | 751.4407
1021 | 63 | 642 | 541 | NSW | 751.4407
1022 | 63 | 642 | 541 | NSW | 751.4407
1023 | 63 | 642 | 541 | NSW | 751.4407
1024 | 63 | 642 | 541 | NSW | 751.4407
1025 | 63 | 642 | 541 | NSW | 751.4407
1026 | 63 | 642 | 541 | NSW | 751.4407
1027 | 63 | 642 | 541 | NSW | 751.4407
1028 | 63 | 642 | 541 | NSW | 751.4407
1029 | 63 | 642 | 541 | NSW | 751.4407
1030 | 63 | 642 | 541 | NSW | 751.4407
1031 | 63 | 642 | 541 | NSW | 751.4407
1032 | 63 | 642 | 541 | NSW | 751.4407
1033 | 63 | 642 | 541 | NSW | 751.4407
1034 | 63 | 642 | 541 | NSW | 751.4407
1035 | 63 | 642 | 541 | NSW | 751.4407
1036 | 63 | 642 | 541 | NSW | 751.4407
1037 | 63 | 642 | 541 | NSW | 751.4407
1038 | 63 | 642 | 541 | NSW | 751.4407
1039 | 63 | 642 | 541 | NSW | 751.4407
1040 | 63 | 642 | 541 | NSW | 751.4407
1041 | 63 | 642 | 541 | NSW | 751.4407
1042 | 63 | 642 | 541 | NSW | 751.4407
1043 | 63 | 642 | 541 | NSW | 751.4407
1044 | 63 | 642 | 541 | NSW | 751.4407
1045 | 63 | 642 | 541 | NSW | 751.4407
1046 | 63 | 642 | 541 | NSW | 751.4407
1047 | 63 | 642 | 541 | NSW | 751.4407
1048 | 63 | 642 | 541 | NSW | 751.4407
1049 | 63 | 642 | 541 | NSW | 751.4407
1050 | 63 | 642 | 541 | NSW | 751.4407
1051 | 63 | 642 | 541 | NSW | 751.4407
1052 | 63 | 642 | 541 | NSW | 751.4407
1053 | 63 | 642 | 541 | NSW | 751.4407
1054 | 63 | 642 | 541 | NSW | 751.4407
1055 | 63 | 642 | 541 | NSW | 751.4407
1056 | 63 | 642 | 541 | NSW | 751.4407
1057 | 63 | 642 | 541 | NSW | 751.4407
1058 | 63 | 642 | 541 | NSW | 751.4407
1059 | 63 | 642 | 541 | NSW | 751.4407
1060 | 63 | 642 | 541 | NSW | 751.4407
1061 | 63 | 642 | 541 | NSW | 751.4407
1062 | 63 | 642 | 541 | NSW | 751.4407
1063 | 63 | 642 | 541 | NSW | 751.4407
1064 | 63 | 642 | 541 | NSW | 751.4407
1065 | 63 | 642 | 541 | NSW | 751.4407
1066 | 63 | 642 | 541 | NSW | 751.4407
1067 | 63 | 642 | 541 | NSW | 751.4407
1068 | 63 | 642 | 541 | NSW | 751.4407
1069 | 63 | 642 | 541 | NSW | 751.4407
1070 | 63 | 642 | 541 | NSW | 751.4407
1071 | 63 | 642 | 541 | NSW | 751.4407
1072 | 63 | 642 | 541 | NSW | 751.4407
1073 | 63 | 642 | 541 | NSW | 751.4407
1074 | 63 | 642 | 541 | NSW | 751.4407
1075 | 63 | 642 | 541 | NSW | 751.4407
1076 | 63 | 642 | 541 | NSW | 751.4407
1077 | 63 | 642 | 541 | NSW | 751.4407
1078 | 63 | 642 | 541 | NSW | 751.4407
1079 | 63 | 642 | 541 | NSW | 751.4407
1080 | 63 | 642 | 541 | NSW | 751.4407
1081 | 63 | 642 | 541 | NSW | 751.4407
1082 | 63 | 642 | 541 | NSW | 751.4407
1083 | 63 | 642 | 541 | NSW | 751.4407
1084 | 63 | 642 | 541 | NSW | 751.4407
1085 | 63 | 642 | 541 | NSW | 751.4407
1086 | 63 | 642 | 541 | NSW | 751.4407
1087 | 63 | 642 | 541 | NSW | 751.4407
1088 | 63 | 642 | 541 | NSW | 751.4407
1089 | 63 | 642 | 541 | NSW | 751.4407
1090 | 63 | 642 | 541 | NSW | 751.4407
1091 | 63 | 642 | 541 | NSW | 751.4407
1092 | 63 | 642 | 541 | NSW | 751.4407
1093 | 63 | 642 | 541 | NSW | 751.4407
1094 | 63 | 642 | 541 | NSW | 751.4407
1095 | 63 | 642 | 541 | NSW | 751.4407
1096 | 63 | 642 | 541 | NSW | 751.4407
1097 | 63 | 642 | 541 | NSW | 751.4407
1098 | 63 | 642 | 541 | NSW | 751.4407
1099 | 63 | 642 | 541 | NSW | 751.4407
1100 | 63 | 642 | 541 | NSW | 751.4407
1101 | 63 | 642 | 541 | NSW | 751.4407
1102 | 63 | 642 | 541 | NSW | 751.4407
1103 | 63 | 642 | 541 | NSW | 751.4407
1104 | 63 | 642 | 541 | NSW | 751.4407
1105 | 63 | 642 | 541 | NSW | 751.4407
1106 | 63 | 642 | 541 | NSW | 751.4407
1107 | 63 | 642 | 541 | NSW | 751.4407
1108 | 63 | 642 | 541 | NSW | 751.4407
1109 | 63 | 642 | 541 | NSW | 751.4407
1110 | 63 | 642 | 541 | NSW | 751.4407
1112 | 63 | 642 | 541 | NSW | 751.4407
1113 | 63 | 642 | 541 | NSW | 751.4407
1114 | 63 | 642 | 541 | NSW | 751.4407
1115 | 63 | 642 | 541 | NSW | 751.4407
1116 | 63 | 642 | 541 | NSW | 751.4407
1118 | 63 | 642 | 541 | NSW | 751.4407
1119 | 63 | 642 | 541 | NSW | 751.4407
1120 | 63 | 642 | 541 | NSW | 751.4407
1121 | 63 | 642 | 541 | NSW | 751.4407
1122 | 63 | 642 | 541 | NSW | 751.4407
1123 | 63 | 642 | 541 | NSW | 751.4407
1124 | 63 | 642 | 541 | NSW | 751.4407
1125 | 63 | 642 | 541 | NSW | 751.4407
1126 | 63 | 642 | 541 | NSW | 751.4407
1127 | 63 | 642 | 541 | NSW | 751.4407
1128 | 63 | 642 | 541 | NSW | 751.4407
1129 | 63 | 642 | 541 | NSW | 751.4407
1130 | 63 | 642 | 541 | NSW | 751.4407
1131 | 63 | 642 | 541 | NSW | 751.4407
1132 | 63 | 642 | 541 | NSW | 751.4407
1133 | 63 | 642 | 541 | NSW | 751.4407
1134 | 63 | 642 | 541 | NSW | 751.4407
1135 | 63 | 642 | 541 | NSW | 751.4407
1136 | 63 | 642 | 541 | NSW | 751.4407
1137 | 63 | 642 | 541 | NSW | 751.4407
1138 | 63 | 642 | 541 | NSW | 751.4407
1139 | 63 | 642 | 541 | NSW | 751.4407
1140 | 63 | 642 | 541 | NSW | 751.4407
1141 | 63 | 642 | 541 | NSW | 751.4407
1142 | 63 | 642 | 541 | NSW | 751.4407
1143 | 63 | 642 | 541 | NSW | 751.4407
1144 | 63 | 642 | 541 | NSW | 751.4407
1145 | 63 | 642 | 541 | NSW | 751.4407
1146 | 63 | 642 | 541 | NSW | 751.4407
1147 | 63 | 642 | 541 | NSW | 751.4407
1148 | 63 | 642 | 541 | NSW | 751.4407
1149 | 63 | 642 | 541 | NSW | 751.4407
1150 | 63 | 642 | 541 | NSW | 751.4407
1151 | 63 | 642 | 541 | NSW | 751.4407
1152 | 63 | 642 | 541 | NSW | 751.4407
1153 | 63 | 642 | 541 | NSW | 751.4407
1154 | 63 | 642 | 541 | NSW | 751.4407
1155 | 63 | 642 | 541 | NSW | 751.4407
1156 | 63 | 642 | 541 | NSW | 751.4407
1157 | 63 | 642 | 541 | NSW | 751.4407
1158 | 63 | 642 | 541 | NSW | 751.4407
1159 | 63 | 642 | 541 | NSW | 751.4407
1160 | 63 | 642 | 541 | NSW | 751.4407
1161 | 63 | 642 | 541 | NSW | 751.4407
1162 | 63 | 642 | 541 | NSW | 751.4407
1163 | 63 | 642 | 541 | NSW | 751.4407
1164 | 63 | 642 | 541 | NSW | 751.4407
1165 | 63 | 642 | 541 | NSW | 751.4407
1166 | 63 | 642 | 541 | NSW | 751.4407
1167 | 63 | 642 | 541 | NSW | 751.4407
1168 | 63 | 642 | 541 | NSW | 751.4407
1169 | 63 | 642 | 541 | NSW | 751.4407
1170 | 63 | 642 | 541 | NSW | 751.4407
1171 | 63 | 642 | 541 | NSW | 751.4407
1172 | 63 | 642 | 541 | NSW | 751.4407
1173 | 63 | 642 | 541 | NSW | 751.4407
1174 | 63 | 642 | 541 | NSW | 751.4407
1175 | 63 | 642 | 541 | NSW | 751.4407
1176 | 63 | 642 | 541 | NSW | 751.4407
1177 | 63 | 642 | 541 | NSW | 751.4407
1178 | 63 | 642 | 541 | NSW | 751.4407
1179 | 63 | 642 | 541 | NSW | 751.4407
1180 | 63 | 642 | 541 | NSW | 751.4407
1181 | 63 | 642 | 541 | NSW | 751.4407
1182 | 63 | 642 | 541 | NSW | 751.4407
1183 | 63 | 642 | 541 | NSW | 751.4407
1184 | 63 | 642 | 541 | NSW | 751.4407
1185 | 63 | 642 | 541 | NSW | 751.4407
1186 | 63 | 642 | 541 | NSW | 751.4407
1187 | 63 | 642 | 541 | NSW | 751.4407
1188 | 63 | 642 | 541 | NSW | 751.4407
1189 | 63 | 642 | 541 | NSW | 751.4407
1190 | 63 | 642 | 541 | NSW | 751.4407
1191 | 63 | 642 | 541 | NSW | 751.4407
1192 | 63 | 642 | 541 | NSW | 751.4407
1193 | 63 | 642 | 541 | NSW | 751.4407
1194 | 63 | 642 | 541 | NSW | 751.4407
1195 | 63 | 642 | 541 | NSW | 751.4407
1196 | 63 | 642 | 541 | NSW | 751.4407
1197 | 63 | 642 | 541 | NSW | 751.4407
1198 | 63 | 642 | 541 | NSW | 751.4407
1199 | 63 | 642 | 541 | NSW | 751.4407
1200 | 63 | 642 | 541 | NSW | 751.4407
1201 | 63 | 642 | 541 | NSW | 751.4407
1202 | 63 | 642 | 541 | NSW | 751.4407
1203 | 63 | 642 | 541 | NSW | 751.4407
1204 | 63 | 642 | 541 | NSW | 751.4407
1205 | 63 | 642 | 541 | NSW | 751.4407
1206 | 63 | 642 | 541 | NSW | 751.4407
1207 | 63 | 642 | 541 | NSW | 751.4407
1208 | 63 | 642 | 541 | NSW | 751.4407
1209 | 63 | 642 | 541 | NSW | 751.4407
1210 | 63 | 642 | 541 | NSW | 751.4407
1211 | 63 | 642 | 541 | NSW | 751.4407
1212 | 63 | 642 | 541 | NSW | 751.4407
1213 | 63 | 642 | 541 | NSW | 751.4407
1214 | 63 | 642 | 541 | NSW | 751.4407
1215 | 63 | 642 | 541 | NSW | 751.4407
1216 | 63 | 642 | 541 | NSW | 751.4407
1217 | 63 | 642 | 541 | NSW | 751.4407
1218 | 63 | 642 | 541 | NSW | 751.4407
1219 | 63 | 642 | 541 | NSW | 751.4407
1220 | 63 | 642 | 541 | NSW | 751.4407
1221 | 63 | 642 | 541 | NSW | 751.4407
1222 | 63 | 642 | 541 | NSW | 751.4407
1223 | 63 | 642 | 541 | NSW | 751.4407
1224 | 63 | 642 | 541 | NSW | 751.4407
1225 | 63 | 642 | 541 | NSW | 751.4407
1226 | 63 | 642 | 541 | NSW | 751.4407
1227 | 63 | 642 | 541 | NSW | 751.4407
1228 | 63 | 642 | 541 | NSW | 751.4407
1229 | 63 | 642 | 541 | NSW | 751.4407
1230 | 63 | 642 | 541 | NSW | 751.4407
1231 | 63 | 642 | 541 | NSW | 751.4407
1232 | 63 | 642 | 541 | NSW | 751.4407
1233 | 63 | 642 | 541 | NSW | 751.4407
1234 | 63 | 642 | 541 | NSW | 751.4407
1235 | 63 | 642 | 541 | NSW | 751.4407
1236 | 63 | 642 | 541 | NSW | 751.4407
1237 | 63 | 642 | 541 | NSW | 751.4407
1238 | 63 | 642 | 541 | NSW | 751.4407
1239 | 63 | 642 | 541 | NSW | 751.4407
1240 | 63 | 642 | 541 | NSW | 751.4407
1241 | 63 | 642 | 541 | NSW | 751.4407
1242 | 63 | 642 | 541 | NSW | 751.4407
1243 | 63 | 642 | 541 | NSW | 751.4407
1244 | 63 | 642 | 541 | NSW | 751.4407
1245 | 63 | 642 | 541 | NSW | 751.4407
1246 | 63 | 642 | 541 | NSW | 751.4407
1247 | 63 | 642 | 541 | NSW | 751.4407
1248 | 63 | 642 | 541 | NSW | 751.4407
1249 | 63 | 642 | 541 | NSW | 751.4407
1250 | 63 | 642 | 541 | NSW | 751.4407
1251 | 63 | 642 | 541 | NSW | 751.4407
1252 | 63 | 642 | 541 | NSW | 751.4407
1253 | 63 | 642 | 541 | NSW | 751.4407
1254 | 63 | 642 | 541 | NSW | 751.4407
1255 | 63 | 642 | 541 | NSW | 751.4407
1256 | 63 | 642 | 541 | NSW | 751.4407
1257 | 63 | 642 | 541 | NSW | 751.4407
1258 | 63 | 642 | 541 | NSW | 751.4407
1259 | 63 | 642 | 541 | NSW | 751.4407
1260 | 63 | 642 | 541 | NSW | 751.4407
1262 | 63 | 642 | 541 | NSW | 751.4407
1263 | 63 | 642 | 541 | NSW | 751.4407
1264 | 63 | 642 | 541 | NSW | 751.4407
1265 | 63 | 642 | 541 | NSW | 751.4407
1266 | 63 | 642 | 541 | NSW | 751.4407
1267 | 63 | 642 | 541 | NSW | 751.4407
1268 | 63 | 642 | 541 | NSW | 751.4407
1269 | 63 | 642 | 541 | NSW | 751.4407
1270 | 63 | 642 | 541 | NSW | 751.4407
1272 | 63 | 642 | 541 | NSW | 751.4407
1273 | 63 | 642 | 541 | NSW | 751.4407
1274 | 63 | 642 | 541 | NSW | 751.4407
1275 | 63 | 642 | 541 | NSW | 751.4407
1276 | 63 | 642 | 541 | NSW | 751.4407
1277 | 63 | 642 | 541 | NSW | 751.4407
1278 | 63 | 642 | 541 | NSW | 751.4407
1279 | 63 | 642 | 541 | NSW | 751.4407
1280 | 63 | 642 | 541 | NSW | 751.4407
1281 | 63 | 642 | 541 | NSW | 751.4407
1282 | 63 | 642 | 541 | NSW | 751.4407
1283 | 63 | 642 | 541 | NSW | 751.4407
1284 | 63 | 642 | 541 | NSW | 751.4407
1285 | 63 | 642 | 541 | NSW | 751.4407
1286 | 63 | 642 | 541 | NSW | 751.4407
1287 | 63 | 642 | 541 | NSW | 751.4407
1288 | 63 | 642 | 541 | NSW | 751.4407
1289 | 63 | 642 | 541 | NSW | 751.4407
1290 | 63 | 642 | 541 | NSW | 751.4407
1291 | 63 | 642 | 541 | NSW | 751.4407
1292 | 63 | 642 | 541 | NSW | 751.4407
1293 | 63 | 642 | 541 | NSW | 751.4407
1294 | 63 | 642 | 541 | NSW | 751.4407
1295 | 63 | 642 | 541 | NSW | 751.4407
1296 | 63 | 642 | 541 | NSW | 751.4407
1297 | 63 | 642 | 541 | NSW | 751.4407
1298 | 63 | 642 | 541 | NSW | 751.4407
1299 | 63 | 642 | 541 | NSW | 751.4407
1300 | 63 | 642 | 541 | NSW | 751.4407
1301 | 63 | 642 | 541 | NSW | 751.4407
1302 | 63 | 642 | 541 | NSW | 751.4407
1303 | 63 | 642 | 541 | NSW | 751.4407
1304 | 63 | 642 | 541 | NSW | 751.4407
1305 | 63 | 642 | 541 | NSW | 751.4407
1306 | 63 | 642 | 541 | NSW | 751.4407
1307 | 63 | 642 | 541 | NSW | 751.4407
1308 | 63 | 642 | 541 | NSW | 751.4407
1309 | 63 | 642 | 541 | NSW | 751.4407
1310 | 63 | 642 | 541 | NSW | 751.4407
1311 | 63 | 642 | 541 | NSW | 751.4407
1312 | 63 | 642 | 541 | NSW | 751.4407
1313 | 63 | 642 | 541 | NSW | 751.4407
1314 | 63 | 642 | 541 | NSW | 751.4407
1315 | 63 | 642 | 541 | NSW | 751.4407
1316 | 63 | 642 | 541 | NSW | 751.4407
1317 | 63 | 642 | 541 | NSW | 751.4407
1318 | 63 | 642 | 541 | NSW | 751.4407
1319 | 63 | 642 | 541 | NSW | 751.4407
1320 | 63 | 642 | 541 | NSW | 751.4407
1321 | 63 | 642 | 541 | NSW | 751.4407
1322 | 63 | 642 | 541 | NSW | 751.4407
1323 | 63 | 642 | 541 | NSW | 751.4407
1324 | 63 | 642 | 541 | NSW | 751.4407
1325 | 63 | 642 | 541 | NSW | 751.4407
1326 | 63 | 642 | 541 | NSW | 751.4407
1327 | 63 | 642 | 541 | NSW | 751.4407
1328 | 63 | 642 | 541 | NSW | 751.4407
1329 | 63 | 642 | 541 | NSW | 751.4407
1330 | 63 | 642 | 541 | NSW | 751.4407
1331 | 63 | 642 | 541 | NSW | 751.4407
1332 | 63 | 642 | 541 | NSW | 751.4407
1333 | 63 | 642 | 541 | NSW | 751.4407
1334 | 63 | 642 | 541 | NSW | 751.4407
1335 | 63 | 642 | 541 | NSW | 751.4407
1336 | 63 | 642 | 541 | NSW | 751.4407
1337 | 63 | 642 | 541 | NSW | 751.4407
1338 | 63 | 642 | 541 | NSW | 751.4407
1339 | 63 | 642 | 541 | NSW | 751.4407
1340 | 63 | 642 | 541 | NSW | 751.4407
1341 | 63 | 642 | 541 | NSW | 751.4407
1342 | 63 | 642 | 541 | NSW | 751.4407
1343 | 63 | 642 | 541 | NSW | 751.4407
1344 | 63 | 642 | 541 | NSW | 751.4407
1345 | 63 | 642 | 541 | NSW | 751.4407
1346 | 63 | 642 | 541 | NSW | 751.4407
1347 | 63 | 642 | 541 | NSW | 751.4407
1348 | 63 | 642 | 541 | NSW | 751.4407
1349 | 63 | 642 | 541 | NSW | 751.4407
1350 | 63 | 642 | 541 | NSW | 751.4407
1355 | 63 | 642 | 541 | NSW | 751.4407
1356 | 63 | 642 | 541 | NSW | 751.4407
1357 | 63 | 642 | 541 | NSW | 751.4407
1358 | 63 | 642 | 541 | NSW | 751.4407
1359 | 63 | 642 | 541 | NSW | 751.4407
1360 | 63 | 642 | 541 | NSW | 751.4407
1362 | 63 | 642 | 541 | NSW | 751.4407
1363 | 63 | 642 | 541 | NSW | 751.4407
1400 | 63 | 642 | 541 | NSW | 751.4407
1401 | 63 | 642 | 541 | NSW | 751.4407
1402 | 63 | 642 | 541 | NSW | 751.4407
1403 | 63 | 642 | 541 | NSW | 751.4407
1404 | 63 | 642 | 541 | NSW | 751.4407
1405 | 63 | 642 | 541 | NSW | 751.4407
1406 | 63 | 642 | 541 | NSW | 751.4407
1407 | 63 | 642 | 541 | NSW | 751.4407
1408 | 63 | 642 | 541 | NSW | 751.4407
1409 | 63 | 642 | 541 | NSW | 751.4407
1410 | 63 | 642 | 541 | NSW | 751.4407
1411 | 63 | 642 | 541 | NSW | 751.4407
1412 | 63 | 642 | 541 | NSW | 751.4407
1413 | 63 | 642 | 541 | NSW | 751.4407
1414 | 63 | 642 | 541 | NSW | 751.4407
1415 | 63 | 642 | 541 | NSW | 751.4407
1416 | 63 | 642 | 541 | NSW | 751.4407
1417 | 63 | 642 | 541 | NSW | 751.4407
1418 | 63 | 642 | 541 | NSW | 751.4407
1419 | 63 | 642 | 541 | NSW | 751.4407
1420 | 63 | 642 | 541 | NSW | 751.4407
1421 | 63 | 642 | 541 | NSW | 751.4407
1422 | 63 | 642 | 541 | NSW | 751.4407
1423 | 63 | 642 | 541 | NSW | 751.4407
1424 | 63 | 642 | 541 | NSW | 751.4407
1425 | 63 | 642 | 541 | NSW | 751.4407
1426 | 63 | 642 | 541 | NSW | 751.4407
1427 | 63 | 642 | 541 | NSW | 751.4407
1428 | 63 | 642 | 541 | NSW | 751.4407
1429 | 63 | 642 | 541 | NSW | 751.4407
1430 | 63 | 642 | 541 | NSW | 751.4407
1431 | 63 | 642 | 541 | NSW | 751.4407
1432 | 63 | 642 | 541 | NSW | 751.4407
1433 | 63 | 642 | 541 | NSW | 751.4407
1434 | 63 | 642 | 541 | NSW | 751.4407
1435 | 63 | 642 | 541 | NSW | 751.4407
1436 | 63 | 642 | 541 | NSW | 751.4407
1437 | 63 | 642 | 541 | NSW | 751.4407
1438 | 63 | 642 | 541 | NSW | 751.4407
1439 | 63 | 642 | 541 | NSW | 751.4407
1440 | 63 | 642 | 541 | NSW | 751.4407
1441 | 63 | 642 | 541 | NSW | 751.4407
1442 | 63 | 642 | 541 | NSW | 751.4407
1443 | 63 | 642 | 541 | NSW | 751.4407
1444 | 63 | 642 | 541 | NSW | 751.4407
1445 | 63 | 642 | 541 | NSW | 751.4407
1450 | 63 | 642 | 541 | NSW | 751.4407
1452 | 63 | 642 | 541 | NSW | 751.4407
1453 | 63 | 642 | 541 | NSW | 751.4407
1454 | 63 | 642 | 541 | NSW | 751.4407
1455 | 63 | 642 | 541 | NSW | 751.4407
1456 | 63 | 642 | 541 | NSW | 751.4407
1457 | 63 | 642 | 541 | NSW | 751.4407
1458 | 63 | 642 | 541 | NSW | 751.4407
1459 | 63 | 642 | 541 | NSW | 751.4407
1460 | 63 | 642 | 541 | NSW | 751.4407
1461 | 63 | 642 | 541 | NSW | 751.4407
1462 | 63 | 642 | 541 | NSW | 751.4407
1463 | 63 | 642 | 541 | NSW | 751.4407
1465 | 63 | 642 | 541 | NSW | 751.4407
1467 | 63 | 642 | 541 | NSW | 751.4407
1468 | 63 | 642 | 541 | NSW | 751.4407
1470 | 63 | 642 | 541 | NSW | 751.4407
1472 | 63 | 642 | 541 | NSW | 751.4407
1474 | 63 | 642 | 541 | NSW | 751.4407
1475 | 63 | 642 | 541 | NSW | 751.4407
1476 | 63 | 642 | 541 | NSW | 751.4407
1477 | 63 | 642 | 541 | NSW | 751.4407
1478 | 63 | 642 | 541 | NSW | 751.4407
1479 | 63 | 642 | 541 | NSW | 751.4407
1480 | 63 | 642 | 541 | NSW | 751.4407
1481 | 63 | 642 | 541 | NSW | 751.4407
1482 | 63 | 642 | 541 | NSW | 751.4407
1484 | 63 | 642 | 541 | NSW | 751.4407
1485 | 63 | 642 | 541 | NSW | 751.4407
1487 | 63 | 642 | 541 | NSW | 751.4407
1490 | 63 | 642 | 541 | NSW | 751.4407
1493 | 63 | 642 | 541 | NSW | 751.4407
1495 | 63 | 642 | 541 | NSW | 751.4407
1499 | 63 | 642 | 541 | NSW | 751.4407
1502 | 63 | 642 | 541 | NSW | 751.4407
1503 | 63 | 642 | 541 | NSW | 751.4407
1504 | 63 | 642 | 541 | NSW | 751.4407
1505 | 63 | 642 | 541 | NSW | 751.4407
1506 | 63 | 642 | 541 | NSW | 751.4407
1507 | 63 | 642 | 541 | NSW | 751.4407
1508 | 63 | 642 | 541 | NSW | 751.4407
1509 | 63 | 642 | 541 | NSW | 751.4407
1510 | 63 | 642 | 541 | NSW | 751.4407
1511 | 63 | 642 | 541 | NSW | 751.4407
1515 | 63 | 642 | 541 | NSW | 751.4407
1516 | 63 | 642 | 541 | NSW | 751.4407
1517 | 63 | 642 | 541 | NSW | 751.4407
1544 | 63 | 642 | 541 | NSW | 751.4407
1545 | 63 | 642 | 541 | NSW | 751.4407
1546 | 63 | 642 | 541 | NSW | 751.4407
1547 | 63 | 642 | 541 | NSW | 751.4407
1549 | 63 | 642 | 541 | NSW | 751.4407
1550 | 63 | 642 | 541 | NSW | 751.4407
1551 | 63 | 642 | 541 | NSW | 751.4407
1552 | 63 | 642 | 541 | NSW | 751.4407
1553 | 63 | 642 | 541 | NSW | 751.4407
1554 | 63 | 642 | 541 | NSW | 751.4407
1555 | 63 | 642 | 541 | NSW | 751.4407
1556 | 63 | 642 | 541 | NSW | 751.4407
1557 | 63 | 642 | 541 | NSW | 751.4407
1558 | 63 | 642 | 541 | NSW | 751.4407
1559 | 63 | 642 | 541 | NSW | 751.4407
1560 | 63 | 642 | 541 | NSW | 751.4407
1565 | 63 | 642 | 541 | NSW | 751.4407
1570 | 63 | 642 | 541 | NSW | 751.4407
1571 | 63 | 642 | 541 | NSW | 751.4407
1581 | 63 | 642 | 541 | NSW | 751.4407
1582 | 63 | 642 | 541 | NSW | 751.4407
1583 | 63 | 642 | 541 | NSW | 751.4407
1584 | 63 | 642 | 541 | NSW | 751.4407
1585 | 63 | 642 | 541 | NSW | 751.4407
1586 | 63 | 642 | 541 | NSW | 751.4407
1587 | 63 | 642 | 541 | NSW | 751.4407
1588 | 63 | 642 | 541 | NSW | 751.4407
1589 | 63 | 642 | 541 | NSW | 751.4407
1590 | 63 | 642 | 541 | NSW | 751.4407
1595 | 63 | 642 | 541 | NSW | 751.4407
1596 | 63 | 642 | 541 | NSW | 751.4407
1597 | 63 | 642 | 541 | NSW | 751.4407
1598 | 63 | 642 | 541 | NSW | 751.4407
1599 | 63 | 642 | 541 | NSW | 751.4407
1600 | 63 | 642 | 541 | NSW | 751.4407
1601 | 63 | 642 | 541 | NSW | 751.4407
1602 | 63 | 642 | 541 | NSW | 751.4407
1603 | 63 | 642 | 541 | NSW | 751.4407
1604 | 63 | 642 | 541 | NSW | 751.4407
1605 | 63 | 642 | 541 | NSW | 751.4407
1606 | 63 | 642 | 541 | NSW | 751.4407
1607 | 63 | 642 | 541 | NSW | 751.4407
1608 | 63 | 642 | 541 | NSW | 751.4407
1609 | 63 | 642 | 541 | NSW | 751.4407
1610 | 63 | 642 | 541 | NSW | 751.4407
1611 | 63 | 642 | 541 | NSW | 751.4407
1627 | 63 | 642 | 541 | NSW | 751.4407
1628 | 63 | 642 | 541 | NSW | 751.4407
1629 | 63 | 642 | 541 | NSW | 751.4407
1630 | 63 | 642 | 541 | NSW | 751.4407
1631 | 63 | 642 | 541 | NSW | 751.4407
1632 | 63 | 642 | 541 | NSW | 751.4407
1633 | 63 | 642 | 541 | NSW | 751.4407
1635 | 63 | 642 | 541 | NSW | 751.4407
1636 | 63 | 642 | 541 | NSW | 751.4407
1639 | 63 | 642 | 541 | NSW | 751.4407
1640 | 63 | 642 | 541 | NSW | 751.4407
1646 | 63 | 642 | 541 | NSW | 751.4407
1648 | 63 | 642 | 541 | NSW | 751.4407
1650 | 63 | 642 | 541 | NSW | 751.4407
1651 | 63 | 642 | 541 | NSW | 751.4407
1652 | 63 | 642 | 541 | NSW | 751.4407
1653 | 63 | 642 | 541 | NSW | 751.4407
1654 | 63 | 642 | 541 | NSW | 751.4407
1655 | 63 | 642 | 541 | NSW | 751.4407
1656 | 63 | 642 | 541 | NSW | 751.4407
1657 | 63 | 642 | 541 | NSW | 751.4407
1658 | 63 | 642 | 541 | NSW | 751.4407
1659 | 63 | 642 | 541 | NSW | 751.4407
1660 | 63 | 642 | 541 | NSW | 751.4407
1670 | 63 | 642 | 541 | NSW | 751.4407
1671 | 63 | 642 | 541 | NSW | 751.4407
1672 | 63 | 642 | 541 | NSW | 751.4407
1673 | 63 | 642 | 541 | NSW | 751.4407
1674 | 63 | 642 | 541 | NSW | 751.4407
1675 | 63 | 642 | 541 | NSW | 751.4407
1676 | 63 | 642 | 541 | NSW | 751.4407
1677 | 63 | 642 | 541 | NSW | 751.4407
1678 | 63 | 642 | 541 | NSW | 751.4407
1679 | 63 | 642 | 541 | NSW | 751.4407
1680 | 63 | 642 | 541 | NSW | 751.4407
1681 | 63 | 642 | 541 | NSW | 751.4407
1682 | 63 | 642 | 541 | NSW | 751.4407
1683 | 63 | 642 | 541 | NSW | 751.4407
1684 | 63 | 642 | 541 | NSW | 751.4407
1685 | 63 | 642 | 541 | NSW | 751.4407
1686 | 63 | 642 | 541 | NSW | 751.4407
1687 | 63 | 642 | 541 | NSW | 751.4407
1688 | 63 | 642 | 541 | NSW | 751.4407
1689 | 63 | 642 | 541 | NSW | 751.4407
1690 | 63 | 642 | 541 | NSW | 751.4407
1691 | 63 | 642 | 541 | NSW | 751.4407
1692 | 63 | 642 | 541 | NSW | 751.4407
1693 | 63 | 642 | 541 | NSW | 751.4407
1694 | 63 | 642 | 541 | NSW | 751.4407
1695 | 63 | 642 | 541 | NSW | 751.4407
1696 | 63 | 642 | 541 | NSW | 751.4407
1697 | 63 | 642 | 541 | NSW | 751.4407
1698 | 63 | 642 | 541 | NSW | 751.4407
1699 | 63 | 642 | 541 | NSW | 751.4407
1700 | 63 | 642 | 541 | NSW | 751.4407
1701 | 63 | 642 | 541 | NSW | 751.4407
1707 | 63 | 642 | 541 | NSW | 751.4407
1708 | 63 | 642 | 541 | NSW | 751.4407
1709 | 63 | 642 | 541 | NSW | 751.4407
1710 | 63 | 642 | 541 | NSW | 751.4407
1711 | 63 | 642 | 541 | NSW | 751.4407
1712 | 63 | 642 | 541 | NSW | 751.4407
1713 | 63 | 642 | 541 | NSW | 751.4407
1714 | 63 | 642 | 541 | NSW | 751.4407
1715 | 63 | 642 | 541 | NSW | 751.4407
1725 | 63 | 642 | 541 | NSW | 751.4407
1726 | 63 | 642 | 541 | NSW | 751.4407
1727 | 63 | 642 | 541 | NSW | 751.4407
1728 | 63 | 642 | 541 | NSW | 751.4407
1730 | 63 | 642 | 541 | NSW | 751.4407
1738 | 63 | 642 | 541 | NSW | 751.4407
1739 | 63 | 642 | 541 | NSW | 751.4407
1740 | 63 | 642 | 541 | NSW | 751.4407
1741 | 63 | 642 | 541 | NSW | 751.4407
1742 | 63 | 642 | 541 | NSW | 751.4407
1743 | 63 | 642 | 541 | NSW | 751.4407
1744 | 63 | 642 | 541 | NSW | 751.4407
1745 | 63 | 642 | 541 | NSW | 751.4407
1746 | 63 | 642 | 541 | NSW | 751.4407
1747 | 63 | 642 | 541 | NSW | 751.4407
1748 | 63 | 642 | 541 | NSW | 751.4407
1749 | 63 | 642 | 541 | NSW | 751.4407
1750 | 63 | 642 | 541 | NSW | 751.4407
1755 | 63 | 642 | 541 | NSW | 751.4407
1764 | 63 | 642 | 541 | NSW | 751.4407
1765 | 63 | 642 | 541 | NSW | 751.4407
1771 | 63 | 642 | 541 | NSW | 751.4407
1772 | 63 | 642 | 541 | NSW | 751.4407
1773 | 63 | 642 | 541 | NSW | 751.4407
1774 | 63 | 642 | 541 | NSW | 751.4407
1775 | 63 | 642 | 541 | NSW | 751.4407
1776 | 63 | 642 | 541 | NSW | 751.4407
1777 | 63 | 642 | 541 | NSW | 751.4407
1778 | 63 | 642 | 541 | NSW | 751.4407
1779 | 63 | 642 | 541 | NSW | 751.4407
1780 | 63 | 642 | 541 | NSW | 751.4407
1781 | 63 | 642 | 541 | NSW | 751.4407
1783 | 63 | 642 | 541 | NSW | 751.4407
1784 | 63 | 642 | 541 | NSW | 751.4407
1785 | 63 | 642 | 541 | NSW | 751.4407
1786 | 63 | 642 | 541 | NSW | 751.4407
1787 | 63 | 642 | 541 | NSW | 751.4407
1788 | 63 | 642 | 541 | NSW | 751.4407
1789 | 63 | 642 | 541 | NSW | 751.4407
1790 | 63 | 642 | 541 | NSW | 751.4407
1795 | 63 | 642 | 541 | NSW | 751.4407
1796 | 63 | 642 | 541 | NSW | 751.4407
1797 | 63 | 642 | 541 | NSW | 751.4407
1798 | 63 | 642 | 541 | NSW | 751.4407
1800 | 63 | 642 | 541 | NSW | 751.4407
1801 | 63 | 642 | 541 | NSW | 751.4407
1802 | 63 | 642 | 541 | NSW | 751.4407
1803 | 63 | 642 | 541 | NSW | 751.4407
1804 | 63 | 642 | 541 | NSW | 751.4407
1805 | 63 | 642 | 541 | NSW | 751.4407
1806 | 63 | 642 | 541 | NSW | 751.4407
1807 | 63 | 642 | 541 | NSW | 751.4407
1808 | 63 | 642 | 541 | NSW | 751.4407
1809 | 63 | 642 | 541 | NSW | 751.4407
1811 | 63 | 642 | 541 | NSW | 751.4407
1812 | 63 | 642 | 541 | NSW | 751.4407
1813 | 63 | 642 | 541 | NSW | 751.4407
1814 | 63 | 642 | 541 | NSW | 751.4407
1815 | 63 | 642 | 541 | NSW | 751.4407
1816 | 63 | 642 | 541 | NSW | 751.4407
1817 | 63 | 642 | 541 | NSW | 751.4407
1818 | 63 | 642 | 541 | NSW | 751.4407
1819 | 63 | 642 | 541 | NSW | 751.4407
1820 | 63 | 642 | 541 | NSW | 751.4407
1821 | 63 | 642 | 541 | NSW | 751.4407
1822 | 63 | 642 | 541 | NSW | 751.4407
1823 | 63 | 642 | 541 | NSW | 751.4407
1824 | 63 | 642 | 541 | NSW | 751.4407
1825 | 63 | 642 | 541 | NSW | 751.4407
1826 | 63 | 642 | 541 | NSW | 751.4407
1827 | 63 | 642 | 541 | NSW | 751.4407
1828 | 63 | 642 | 541 | NSW | 751.4407
1829 | 63 | 642 | 541 | NSW | 751.4407
1830 | 63 | 642 | 541 | NSW | 751.4407
1831 | 63 | 642 | 541 | NSW | 751.4407
1832 | 63 | 642 | 541 | NSW | 751.4407
1833 | 63 | 642 | 541 | NSW | 751.4407
1834 | 63 | 642 | 541 | NSW | 751.4407
1835 | 63 | 642 | 541 | NSW | 751.4407
1836 | 63 | 642 | 541 | NSW | 751.4407
1837 | 63 | 642 | 541 | NSW | 751.4407
1838 | 63 | 642 | 541 | NSW | 751.4407
1839 | 63 | 642 | 541 | NSW | 751.4407
1842 | 63 | 642 | 541 | NSW | 751.4407
1843 | 63 | 642 | 541 | NSW | 751.4407
1844 | 63 | 642 | 541 | NSW | 751.4407
1845 | 63 | 642 | 541 | NSW | 751.4407
1846 | 63 | 642 | 541 | NSW | 751.4407
1847 | 63 | 642 | 541 | NSW | 751.4407
1848 | 63 | 642 | 541 | NSW | 751.4407
1849 | 63 | 642 | 541 | NSW | 751.4407
1850 | 63 | 642 | 541 | NSW | 751.4407
1851 | 63 | 642 | 541 | NSW | 751.4407
1852 | 63 | 642 | 541 | NSW | 751.4407
1853 | 63 | 642 | 541 | NSW | 751.4407
1854 | 63 | 642 | 541 | NSW | 751.4407
1855 | 63 | 642 | 541 | NSW | 751.4407
1856 | 63 | 642 | 541 | NSW | 751.4407
1857 | 63 | 642 | 541 | NSW | 751.4407
1858 | 63 | 642 | 541 | NSW | 751.4407
1859 | 63 | 642 | 541 | NSW | 751.4407
1860 | 63 | 642 | 541 | NSW | 751.4407
1861 | 63 | 642 | 541 | NSW | 751.4407
1862 | 63 | 642 | 541 | NSW | 751.4407
1863 | 63 | 642 | 541 | NSW | 751.4407
1864 | 63 | 642 | 541 | NSW | 751.4407
1867 | 63 | 642 | 541 | NSW | 751.4407
1868 | 63 | 642 | 541 | NSW | 751.4407
1869 | 63 | 642 | 541 | NSW | 751.4407
1870 | 63 | 642 | 541 | NSW | 751.4407
1871 | 63 | 642 | 541 | NSW | 751.4407
1872 | 63 | 642 | 541 | NSW | 751.4407
1873 | 63 | 642 | 541 | NSW | 751.4407
1874 | 63 | 642 | 541 | NSW | 751.4407
1875 | 63 | 642 | 541 | NSW | 751.4407
1876 | 63 | 642 | 541 | NSW | 751.4407
1877 | 63 | 642 | 541 | NSW | 751.4407
1878 | 63 | 642 | 541 | NSW | 751.4407
1879 | 63 | 642 | 541 | NSW | 751.4407
1880 | 63 | 642 | 541 | NSW | 751.4407
1881 | 63 | 642 | 541 | NSW | 751.4407
1882 | 63 | 642 | 541 | NSW | 751.4407
1883 | 63 | 642 | 541 | NSW | 751.4407
1884 | 63 | 642 | 541 | NSW | 751.4407
1885 | 63 | 642 | 541 | NSW | 751.4407
1886 | 63 | 642 | 541 | NSW | 751.4407
1887 | 63 | 642 | 541 | NSW | 751.4407
1888 | 63 | 642 | 541 | NSW | 751.4407
1890 | 63 | 642 | 541 | NSW | 751.4407
1891 | 63 | 642 | 541 | NSW | 751.4407
1894 | 63 | 642 | 541 | NSW | 751.4407
1895 | 63 | 642 | 541 | NSW | 751.4407
1896 | 63 | 642 | 541 | NSW | 751.4407
1897 | 63 | 642 | 541 | NSW | 751.4407
1898 | 63 | 642 | 541 | NSW | 751.4407
1900 | 63 | 642 | 541 | NSW | 751.4407
1902 | 63 | 642 | 541 | NSW | 751.4407
1903 | 63 | 642 | 541 | NSW | 751.4407
1920 | 63 | 642 | 541 | NSW | 751.4407
2000 | 63 | 642 | 541 | NSW | 751.4407
2001 | 63 | 642 | 541 | NSW | 751.4407
2004 | 63 | 642 | 541 | NSW | 751.4407
2005 | 63 | 642 | 541 | NSW | 751.4407
2006 | 63 | 642 | 541 | NSW | 751.4407
2007 | 63 | 642 | 541 | NSW | 751.4407
2008 | 63 | 642 | 541 | NSW | 751.4407
2009 | 63 | 642 | 541 | NSW | 751.4407
2010 | 63 | 642 | 541 | NSW | 751.4407
2011 | 63 | 642 | 541 | NSW | 751.4407
2012 | 63 | 642 | 541 | NSW | 751.4407
2013 | 63 | 642 | 541 | NSW | 751.4407
2014 | 63 | 642 | 541 | NSW | 751.4407
2015 | 63 | 642 | 541 | NSW | 751.4407
2016 | 63 | 642 | 541 | NSW | 751.4407
2017 | 63 | 642 | 541 | NSW | 751.4407
2018 | 63 | 642 | 541 | NSW | 751.4407
2019 | 63 | 642 | 541 | NSW | 751.4407
2020 | 63 | 642 | 541 | NSW | 751.4407
2021 | 63 | 642 | 541 | NSW | 751.4407
2022 | 63 | 642 | 541 | NSW | 751.4407
2023 | 63 | 642 | 541 | NSW | 751.4407
2024 | 63 | 642 | 541 | NSW | 751.4407
2025 | 63 | 642 | 541 | NSW | 751.4407
2026 | 63 | 642 | 541 | NSW | 751.4407
2027 | 63 | 642 | 541 | NSW | 751.4407
2028 | 63 | 642 | 541 | NSW | 751.4407
2029 | 63 | 642 | 541 | NSW | 751.4407
2030 | 63 | 642 | 541 | NSW | 751.4407
2031 | 63 | 642 | 541 | NSW | 751.4407
2032 | 63 | 642 | 541 | NSW | 751.4407
2033 | 63 | 642 | 541 | NSW | 751.4407
2034 | 63 | 642 | 541 | NSW | 751.4407
2035 | 63 | 642 | 541 | NSW | 751.4407
2036 | 63 | 642 | 541 | NSW | 751.4407
2037 | 63 | 642 | 541 | NSW | 751.4407
2038 | 63 | 642 | 541 | NSW | 751.4407
2039 | 63 | 642 | 541 | NSW | 751.4407
2040 | 63 | 642 | 541 | NSW | 751.4407
2041 | 63 | 642 | 541 | NSW | 751.4407
2042 | 63 | 642 | 541 | NSW | 751.4407
2043 | 63 | 642 | 541 | NSW | 751.4407
2044 | 63 | 642 | 541 | NSW | 751.4407
2045 | 63 | 642 | 541 | NSW | 751.4407
2046 | 63 | 642 | 541 | NSW | 751.4407
2047 | 63 | 642 | 541 | NSW | 751.4407
2048 | 63 | 642 | 541 | NSW | 751.4407
2049 | 63 | 642 | 541 | NSW | 751.4407
2050 | 63 | 642 | 541 | NSW | 751.4407
2051 | 63 | 642 | 541 | NSW | 751.4407
2052 | 63 | 642 | 541 | NSW | 751.4407
2055 | 63 | 642 | 541 | NSW | 751.4407
2056 | 63 | 642 | 541 | NSW | 751.4407
2057 | 63 | 642 | 541 | NSW | 751.4407
2058 | 63 | 642 | 541 | NSW | 751.4407
2059 | 63 | 642 | 541 | NSW | 751.4407
2060 | 63 | 642 | 541 | NSW | 751.4407
2061 | 63 | 642 | 541 | NSW | 751.4407
2062 | 63 | 642 | 541 | NSW | 751.4407
2063 | 63 | 642 | 541 | NSW | 751.4407
2064 | 63 | 642 | 541 | NSW | 751.4407
2065 | 63 | 642 | 541 | NSW | 751.4407
2066 | 63 | 642 | 541 | NSW | 751.4407
2067 | 63 | 642 | 541 | NSW | 751.4407
2068 | 63 | 642 | 541 | NSW | 751.4407
2069 | 63 | 642 | 541 | NSW | 751.4407
2070 | 63 | 642 | 541 | NSW | 751.4407
2071 | 63 | 642 | 541 | NSW | 751.4407
2072 | 63 | 642 | 541 | NSW | 751.4407
2073 | 63 | 642 | 541 | NSW | 751.4407
2074 | 63 | 642 | 541 | NSW | 751.4407
2075 | 63 | 642 | 541 | NSW | 751.4407
2076 | 63 | 642 | 541 | NSW | 751.4407
2077 | 63 | 642 | 541 | NSW | 751.4407
2079 | 63 | 642 | 541 | NSW | 751.4407
2080 | 63 | 642 | 541 | NSW | 751.4407
2081 | 63 | 642 | 541 | NSW | 751.4407
2082 | 63 | 642 | 541 | NSW | 751.4407
2083 | 63 | 642 | 541 | NSW | 751.4407
2084 | 63 | 642 | 541 | NSW | 751.4407
2085 | 63 | 642 | 541 | NSW | 751.4407
2086 | 63 | 642 | 541 | NSW | 751.4407
2087 | 63 | 642 | 541 | NSW | 751.4407
2088 | 63 | 642 | 541 | NSW | 751.4407
2089 | 63 | 642 | 541 | NSW | 751.4407
2090 | 63 | 642 | 541 | NSW | 751.4407
2091 | 63 | 642 | 541 | NSW | 751.4407
2092 | 63 | 642 | 541 | NSW | 751.4407
2093 | 63 | 642 | 541 | NSW | 751.4407
2094 | 63 | 642 | 541 | NSW | 751.4407
2095 | 63 | 642 | 541 | NSW | 751.4407
2096 | 63 | 642 | 541 | NSW | 751.4407
2097 | 63 | 642 | 541 | NSW | 751.4407
2099 | 63 | 642 | 541 | NSW | 751.4407
2100 | 63 | 642 | 541 | NSW | 751.4407
2101 | 63 | 642 | 541 | NSW | 751.4407
2102 | 63 | 642 | 541 | NSW | 751.4407
2103 | 63 | 642 | 541 | NSW | 751.4407
2104 | 63 | 642 | 541 | NSW | 751.4407
2105 | 63 | 642 | 541 | NSW | 751.4407
2106 | 63 | 642 | 541 | NSW | 751.4407
2107 | 63 | 642 | 541 | NSW | 751.4407
2108 | 63 | 642 | 541 | NSW | 751.4407
2109 | 63 | 642 | 541 | NSW | 751.4407
2110 | 63 | 642 | 541 | NSW | 751.4407
2111 | 63 | 642 | 541 | NSW | 751.4407
2112 | 63 | 642 | 541 | NSW | 751.4407
2113 | 63 | 642 | 541 | NSW | 751.4407
2114 | 63 | 642 | 541 | NSW | 751.4407
2115 | 63 | 642 | 541 | NSW | 751.4407
2116 | 63 | 642 | 541 | NSW | 751.4407
2117 | 63 | 642 | 541 | NSW | 751.4407
2118 | 63 | 642 | 541 | NSW | 751.4407
2119 | 63 | 642 | 541 | NSW | 751.4407
2120 | 63 | 642 | 541 | NSW | 751.4407
2121 | 63 | 642 | 541 | NSW | 751.4407
2122 | 63 | 642 | 541 | NSW | 751.4407
2123 | 63 | 642 | 541 | NSW | 751.4407
2124 | 63 | 642 | 541 | NSW | 751.4407
2125 | 63 | 642 | 541 | NSW | 751.4407
2126 | 63 | 642 | 541 | NSW | 751.4407
2127 | 63 | 642 | 541 | NSW | 751.4407
2128 | 63 | 642 | 541 | NSW | 751.4407
2129 | 63 | 642 | 541 | NSW | 751.4407
2130 | 63 | 642 | 541 | NSW | 751.4407
2131 | 63 | 642 | 541 | NSW | 751.4407
2132 | 63 | 642 | 541 | NSW | 751.4407
2133 | 63 | 642 | 541 | NSW | 751.4407
2134 | 63 | 642 | 541 | NSW | 751.4407
2135 | 63 | 642 | 541 | NSW | 751.4407
2136 | 63 | 642 | 541 | NSW | 751.4407
2137 | 63 | 642 | 541 | NSW | 751.4407
2138 | 63 | 642 | 541 | NSW | 751.4407
2139 | 63 | 642 | 541 | NSW | 751.4407
2140 | 63 | 642 | 541 | NSW | 751.4407
2141 | 63 | 642 | 541 | NSW | 751.4407
2142 | 63 | 642 | 541 | NSW | 751.4407
2143 | 63 | 642 | 541 | NSW | 751.4407
2144 | 63 | 642 | 541 | NSW | 751.4407
2145 | 63 | 642 | 541 | NSW | 751.4407
2146 | 63 | 642 | 541 | NSW | 751.4407
2147 | 63 | 642 | 541 | NSW | 751.4407
2148 | 63 | 642 | 541 | NSW | 751.4407
2150 | 63 | 642 | 541 | NSW | 751.4407
2151 | 63 | 642 | 541 | NSW | 751.4407
2152 | 63 | 642 | 541 | NSW | 751.4407
2153 | 63 | 642 | 541 | NSW | 751.4407
2154 | 63 | 642 | 541 | NSW | 751.4407
2155 | 63 | 642 | 541 | NSW | 751.4407
2156 | 63 | 642 | 541 | NSW | 751.4407
2157 | 63 | 642 | 541 | NSW | 751.4407
2158 | 63 | 642 | 541 | NSW | 751.4407
2159 | 63 | 642 | 541 | NSW | 751.4407
2160 | 63 | 642 | 541 | NSW | 751.4407
2161 | 63 | 642 | 541 | NSW | 751.4407
2162 | 63 | 642 | 541 | NSW | 751.4407
2163 | 63 | 642 | 541 | NSW | 751.4407
2164 | 63 | 642 | 541 | NSW | 751.4407
2165 | 63 | 642 | 541 | NSW | 751.4407
2166 | 63 | 642 | 541 | NSW | 751.4407
2167 | 63 | 642 | 541 | NSW | 751.4407
2168 | 63 | 642 | 541 | NSW | 751.4407
2169 | 63 | 642 | 541 | NSW | 751.4407
2170 | 63 | 642 | 541 | NSW | 751.4407
2171 | 63 | 642 | 541 | NSW | 751.4407
2173 | 63 | 642 | 541 | NSW | 751.4407
2174 | 63 | 642 | 541 | NSW | 751.4407
2176 | 63 | 642 | 541 | NSW | 751.4407
2177 | 63 | 642 | 541 | NSW | 751.4407
2190 | 63 | 642 | 541 | NSW | 751.4407
2191 | 63 | 642 | 541 | NSW | 751.4407
2192 | 63 | 642 | 541 | NSW | 751.4407
2193 | 63 | 642 | 541 | NSW | 751.4407
2194 | 63 | 642 | 541 | NSW | 751.4407
2195 | 63 | 642 | 541 | NSW | 751.4407
2196 | 63 | 642 | 541 | NSW | 751.4407
2197 | 63 | 642 | 541 | NSW | 751.4407
2198 | 63 | 642 | 541 | NSW | 751.4407
2199 | 63 | 642 | 541 | NSW | 751.4407
2200 | 63 | 642 | 541 | NSW | 751.4407
2201 | 63 | 642 | 541 | NSW | 751.4407
2202 | 63 | 642 | 541 | NSW | 751.4407
2203 | 63 | 642 | 541 | NSW | 751.4407
2204 | 63 | 642 | 541 | NSW | 751.4407
2205 | 63 | 642 | 541 | NSW | 751.4407
2206 | 63 | 642 | 541 | NSW | 751.4407
2207 | 63 | 642 | 541 | NSW | 751.4407
2208 | 63 | 642 | 541 | NSW | 751.4407
2209 | 63 | 642 | 541 | NSW | 751.4407
2210 | 63 | 642 | 541 | NSW | 751.4407
2211 | 63 | 642 | 541 | NSW | 751.4407
2212 | 63 | 642 | 541 | NSW | 751.4407
2213 | 63 | 642 | 541 | NSW | 751.4407
2214 | 63 | 642 | 541 | NSW | 751.4407
2215 | 63 | 642 | 541 | NSW | 751.4407
2216 | 63 | 642 | 541 | NSW | 751.4407
2217 | 63 | 642 | 541 | NSW | 751.4407
2218 | 63 | 642 | 541 | NSW | 751.4407
2219 | 63 | 642 | 541 | NSW | 751.4407
2220 | 63 | 642 | 541 | NSW | 751.4407
2221 | 63 | 642 | 541 | NSW | 751.4407
2222 | 63 | 642 | 541 | NSW | 751.4407
2223 | 63 | 642 | 541 | NSW | 751.4407
2224 | 63 | 642 | 541 | NSW | 751.4407
2225 | 63 | 642 | 541 | NSW | 751.4407
2226 | 63 | 642 | 541 | NSW | 751.4407
2227 | 63 | 642 | 541 | NSW | 751.4407
2228 | 63 | 642 | 541 | NSW | 751.4407
2229 | 63 | 642 | 541 | NSW | 751.4407
2230 | 63 | 642 | 541 | NSW | 751.4407
2231 | 63 | 642 | 541 | NSW | 751.4407
2232 | 63 | 642 | 541 | NSW | 751.4407
2233 | 63 | 642 | 541 | NSW | 751.4407
2234 | 63 | 642 | 541 | NSW | 751.4407
2250 | 61 | 616 | 653 | NSW | 661.7903
2251 | 61 | 616 | 653 | NSW | 661.7903
2252 | 61 | 616 | 653 | NSW | 661.7903
2256 | 61 | 616 | 653 | NSW | 661.7903
2257 | 61 | 616 | 653 | NSW | 661.7903
2258 | 61 | 616 | 653 | NSW | 661.7903
2259 | 61 | 616 | 653 | NSW | 661.7903
2260 | 61 | 616 | 653 | NSW | 661.7903
2261 | 61 | 616 | 653 | NSW | 661.7903
2262 | 61 | 616 | 653 | NSW | 661.7903
2263 | 61 | 616 | 653 | NSW | 661.7903
2264 | 61 | 616 | 653 | NSW | 661.7903
2265 | 61 | 616 | 653 | NSW | 661.7903
2267 | 61 | 616 | 653 | NSW | 661.7903
2278 | 61 | 616 | 653 | NSW | 661.7903
2280 | 61 | 616 | 653 | NSW | 661.7903
2281 | 61 | 616 | 653 | NSW | 661.7903
2282 | 61 | 616 | 653 | NSW | 661.7903
2283 | 61 | 616 | 653 | NSW | 661.7903
2284 | 61 | 616 | 653 | NSW | 661.7903
2285 | 61 | 616 | 653 | NSW | 661.7903
2286 | 61 | 616 | 653 | NSW | 661.7903
2287 | 61 | 616 | 653 | NSW | 661.7903
2289 | 61 | 616 | 653 | NSW | 661.7903
2290 | 61 | 616 | 653 | NSW | 661.7903
2291 | 61 | 616 | 653 | NSW | 661.7903
2292 | 61 | 616 | 653 | NSW | 661.7903
2293 | 61 | 616 | 653 | NSW | 661.7903
2294 | 61 | 616 | 653 | NSW | 661.7903
2295 | 61 | 616 | 653 | NSW | 661.7903
2296 | 61 | 616 | 653 | NSW | 661.7903
2297 | 61 | 616 | 653 | NSW | 661.7903
2298 | 61 | 616 | 653 | NSW | 661.7903
2299 | 61 | 616 | 653 | NSW | 661.7903
2300 | 61 | 616 | 653 | NSW | 661.7903
2302 | 61 | 616 | 653 | NSW | 661.7903
2303 | 61 | 616 | 653 | NSW | 661.7903
2304 | 61 | 616 | 653 | NSW | 661.7903
2305 | 61 | 616 | 653 | NSW | 661.7903
2306 | 61 | 616 | 653 | NSW | 661.7903
2307 | 61 | 616 | 653 | NSW | 661.7903
2308 | 61 | 616 | 653 | NSW | 661.7903
2309 | 61 | 616 | 653 | NSW | 661.7903
2310 | 61 | 616 | 653 | NSW | 661.7903
2311 | 61 | 616 | 653 | NSW | 661.7903
2312 | 61 | 616 | 653 | NSW | 661.7903
2314 | 61 | 616 | 653 | NSW | 661.7903
2315 | 61 | 616 | 653 | NSW | 661.7903
2316 | 61 | 616 | 653 | NSW | 661.7903
2317 | 61 | 616 | 653 | NSW | 661.7903
2318 | 61 | 616 | 653 | NSW | 661.7903
2319 | 61 | 616 | 653 | NSW | 661.7903
2320 | 61 | 616 | 653 | NSW | 661.7903
2321 | 61 | 616 | 653 | NSW | 661.7903
2322 | 61 | 616 | 653 | NSW | 661.7903
2323 | 61 | 616 | 653 | NSW | 661.7903
2324 | 61 | 616 | 653 | NSW | 661.7903
2325 | 61 | 616 | 653 | NSW | 661.7903
2326 | 61 | 616 | 653 | NSW | 661.7903
2327 | 61 | 616 | 653 | NSW | 661.7903
2328 | 61 | 616 | 653 | NSW | 661.7903
2329 | 61 | 616 | 653 | NSW | 661.7903
2330 | 61 | 616 | 653 | NSW | 661.7903
2331 | 61 | 616 | 653 | NSW | 661.7903
2333 | 61 | 616 | 653 | NSW | 661.7903
2334 | 61 | 616 | 653 | NSW | 661.7903
2335 | 61 | 616 | 653 | NSW | 661.7903
2336 | 61 | 616 | 653 | NSW | 661.7903
2337 | 61 | 616 | 653 | NSW | 661.7903
2338 | 61 | 616 | 653 | NSW | 661.7903
2339 | 61 | 616 | 653 | NSW | 661.7903
2340 | 55 | 944 | 470 | NSW | 1249.739
2341 | 55 | 944 | 470 | NSW | 1249.739
2342 | 55 | 944 | 470 | NSW | 1249.739
2343 | 55 | 944 | 470 | NSW | 1249.739
2344 | 55 | 944 | 470 | NSW | 1249.739
2345 | 55 | 944 | 470 | NSW | 1249.739
2346 | 55 | 944 | 470 | NSW | 1249.739
2347 | 55 | 944 | 470 | NSW | 1249.739
2348 | 55 | 944 | 470 | NSW | 1249.739
2350 | 59 | 1769 | 206 | NSW | 1139.4266
2351 | 59 | 1769 | 206 | NSW | 1139.4266
2352 | 55 | 944 | 470 | NSW | 1249.739
2353 | 55 | 944 | 470 | NSW | 1249.739
2354 | 59 | 1769 | 206 | NSW | 1139.4266
2355 | 55 | 944 | 470 | NSW | 1249.739
2356 | 56 | 1164 | 283 | NSW | 1552.0222
2357 | 56 | 1164 | 283 | NSW | 1552.0222
2358 | 59 | 1769 | 206 | NSW | 1139.4266
2359 | 59 | 1769 | 206 | NSW | 1139.4266
2360 | 59 | 1769 | 206 | NSW | 1139.4266
2361 | 55 | 944 | 470 | NSW | 1249.739
2365 | 59 | 1769 | 206 | NSW | 1139.4266
2369 | 59 | 1769 | 206 | NSW | 1139.4266
2370 | 59 | 1769 | 206 | NSW | 1139.4266
2371 | 59 | 1769 | 206 | NSW | 1139.4266
2372 | 59 | 1769 | 206 | NSW | 1139.4266
2379 | 55 | 944 | 470 | NSW | 1249.739
2380 | 55 | 944 | 470 | NSW | 1249.739
2381 | 55 | 944 | 470 | NSW | 1249.739
2382 | 55 | 944 | 470 | NSW | 1249.739
2386 | 55 | 944 | 470 | NSW | 1249.739
2387 | 55 | 944 | 470 | NSW | 1249.739
2388 | 55 | 944 | 470 | NSW | 1249.739
2390 | 55 | 944 | 470 | NSW | 1249.739
2395 | 56 | 1164 | 283 | NSW | 1552.0222
2396 | 55 | 944 | 470 | NSW | 1249.739
2397 | 55 | 944 | 470 | NSW | 1249.739
2398 | 55 | 944 | 470 | NSW | 1249.739
2399 | 55 | 944 | 470 | NSW | 1249.739
2400 | 55 | 944 | 470 | NSW | 1249.739
2401 | 55 | 944 | 470 | NSW | 1249.739
2402 | 55 | 944 | 470 | NSW | 1249.739
2403 | 55 | 944 | 470 | NSW | 1249.739
2404 | 55 | 944 | 470 | NSW | 1249.739
2405 | 55 | 944 | 470 | NSW | 1249.739
2406 | 55 | 944 | 470 | NSW | 1249.739
2408 | 55 | 944 | 470 | NSW | 1249.739
2409 | 55 | 944 | 470 | NSW | 1249.739
2410 | 55 | 944 | 470 | NSW | 1249.739
2411 | 55 | 944 | 470 | NSW | 1249.739
2415 | 61 | 616 | 653 | NSW | 661.7903
2420 | 61 | 616 | 653 | NSW | 661.7903
2421 | 61 | 616 | 653 | NSW | 661.7903
2422 | 60 | 596 | 853 | NSW | 324.8545
2423 | 60 | 596 | 853 | NSW | 324.8545
2424 | 60 | 596 | 853 | NSW | 324.8545
2425 | 61 | 616 | 653 | NSW | 661.7903
2426 | 60 | 596 | 853 | NSW | 324.8545
2427 | 60 | 596 | 853 | NSW | 324.8545
2428 | 60 | 596 | 853 | NSW | 324.8545
2429 | 60 | 596 | 853 | NSW | 324.8545
2430 | 60 | 596 | 853 | NSW | 324.8545
2431 | 60 | 596 | 853 | NSW | 324.8545
2439 | 60 | 596 | 853 | NSW | 324.8545
2440 | 60 | 596 | 853 | NSW | 324.8545
2441 | 60 | 596 | 853 | NSW | 324.8545
2442 | 60 | 596 | 853 | NSW | 324.8545
2443 | 60 | 596 | 853 | NSW | 324.8545
2444 | 60 | 596 | 853 | NSW | 324.8545
2445 | 60 | 596 | 853 | NSW | 324.8545
2446 | 60 | 596 | 853 | NSW | 324.8545
2447 | 60 | 596 | 853 | NSW | 324.8545
2448 | 60 | 596 | 853 | NSW | 324.8545
2449 | 60 | 596 | 853 | NSW | 324.8545
2450 | 60 | 596 | 853 | NSW | 324.8545
2452 | 60 | 596 | 853 | NSW | 324.8545
2453 | 60 | 596 | 853 | NSW | 324.8545
2454 | 60 | 596 | 853 | NSW | 324.8545
2455 | 60 | 596 | 853 | NSW | 324.8545
2456 | 60 | 596 | 853 | NSW | 324.8545
2460 | 58 | 401 | 1122 | NSW | 493.3194
2462 | 58 | 401 | 1122 | NSW | 493.3194
2463 | 58 | 401 | 1122 | NSW | 493.3194
2464 | 58 | 401 | 1122 | NSW | 493.3194
2465 | 58 | 401 | 1122 | NSW | 493.3194
2466 | 58 | 401 | 1122 | NSW | 493.3194
2468 | 58 | 401 | 1122 | NSW | 493.3194
2469 | 58 | 401 | 1122 | NSW | 493.3194
2470 | 58 | 401 | 1122 | NSW | 493.3194
2471 | 58 | 401 | 1122 | NSW | 493.3194
2472 | 58 | 401 | 1122 | NSW | 493.3194
2473 | 58 | 401 | 1122 | NSW | 493.3194
2474 | 58 | 401 | 1122 | NSW | 493.3194
2475 | 59 | 1769 | 206 | NSW | 1139.4266
2476 | 59 | 1769 | 206 | NSW | 1139.4266
2477 | 58 | 401 | 1122 | NSW | 493.3194
2478 | 58 | 401 | 1122 | NSW | 493.3194
2479 | 58 | 401 | 1122 | NSW | 493.3194
2480 | 58 | 401 | 1122 | NSW | 493.3194
2481 | 58 | 401 | 1122 | NSW | 493.3194
2482 | 58 | 401 | 1122 | NSW | 493.3194
2483 | 58 | 401 | 1122 | NSW | 493.3194
2484 | 58 | 401 | 1122 | NSW | 493.3194
2485 | 58 | 401 | 1122 | NSW | 493.3194
2486 | 58 | 401 | 1122 | NSW | 493.3194
2487 | 58 | 401 | 1122 | NSW | 493.3194
2488 | 58 | 401 | 1122 | NSW | 493.3194
2489 | 58 | 401 | 1122 | NSW | 493.3194
2490 | 58 | 401 | 1122 | NSW | 493.3194
2500 | 65 | 690 | 577 | NSW | 570.5027
2502 | 65 | 690 | 577 | NSW | 570.5027
2505 | 65 | 690 | 577 | NSW | 570.5027
2506 | 65 | 690 | 577 | NSW | 570.5027
2508 | 65 | 690 | 577 | NSW | 570.5027
2515 | 65 | 690 | 577 | NSW | 570.5027
2516 | 65 | 690 | 577 | NSW | 570.5027
2517 | 65 | 690 | 577 | NSW | 570.5027
2518 | 65 | 690 | 577 | NSW | 570.5027
2519 | 65 | 690 | 577 | NSW | 570.5027
2520 | 65 | 690 | 577 | NSW | 570.5027
2521 | 65 | 690 | 577 | NSW | 570.5027
2522 | 65 | 690 | 577 | NSW | 570.5027
2525 | 65 | 690 | 577 | NSW | 570.5027
2526 | 65 | 690 | 577 | NSW | 570.5027
2527 | 65 | 690 | 577 | NSW | 570.5027
2528 | 65 | 690 | 577 | NSW | 570.5027
2529 | 65 | 690 | 577 | NSW | 570.5027
2530 | 65 | 690 | 577 | NSW | 570.5027
2533 | 65 | 690 | 577 | NSW | 570.5027
2534 | 65 | 690 | 577 | NSW | 570.5027
2535 | 65 | 690 | 577 | NSW | 570.5027
2536 | 65 | 690 | 577 | NSW | 570.5027
2537 | 65 | 690 | 577 | NSW | 570.5027
2538 | 65 | 690 | 577 | NSW | 570.5027
2539 | 65 | 690 | 577 | NSW | 570.5027
2540 | 65 | 690 | 577 | NSW | 570.5027
2541 | 65 | 690 | 577 | NSW | 570.5027
2545 | 65 | 690 | 577 | NSW | 570.5027
2546 | 65 | 690 | 577 | NSW | 570.5027
2548 | 65 | 690 | 577 | NSW | 570.5027
2549 | 65 | 690 | 577 | NSW | 570.5027
2550 | 65 | 690 | 577 | NSW | 570.5027
2551 | 65 | 690 | 577 | NSW | 570.5027
2558 | 63 | 642 | 541 | NSW | 751.4407
2559 | 63 | 642 | 541 | NSW | 751.4407
2560 | 63 | 642 | 541 | NSW | 751.4407
2563 | 63 | 642 | 541 | NSW | 751.4407
2564 | 63 | 642 | 541 | NSW | 751.4407
2565 | 63 | 642 | 541 | NSW | 751.4407
2566 | 63 | 642 | 541 | NSW | 751.4407
2567 | 63 | 642 | 541 | NSW | 751.4407
2568 | 63 | 642 | 541 | NSW | 751.4407
2569 | 63 | 642 | 541 | NSW | 751.4407
2570 | 63 | 642 | 541 | NSW | 751.4407
2571 | 63 | 642 | 541 | NSW | 751.4407
2572 | 63 | 642 | 541 | NSW | 751.4407
2573 | 63 | 642 | 541 | NSW | 751.4407
2574 | 63 | 642 | 541 | NSW | 751.4407
2575 | 65 | 690 | 577 | NSW | 570.5027
2576 | 65 | 690 | 577 | NSW | 570.5027
2577 | 65 | 690 | 577 | NSW | 570.5027
2578 | 65 | 690 | 577 | NSW | 570.5027
2579 | 65 | 690 | 577 | NSW | 570.5027
2580 | 64 | 2186 | 80 | NSW | 999.7977
2581 | 64 | 2186 | 80 | NSW | 999.7977
2582 | 64 | 2186 | 80 | NSW | 999.7977
2583 | 64 | 2186 | 80 | NSW | 999.7977
2584 | 57 | 1608 | 219 | NSW | 1245.7818
2585 | 57 | 1608 | 219 | NSW | 1245.7818
2586 | 57 | 1608 | 219 | NSW | 1245.7818
2587 | 57 | 1608 | 219 | NSW | 1245.7818
2588 | 57 | 1608 | 219 | NSW | 1245.7818
2589 | 64 | 2186 | 80 | NSW | 999.7977
2590 | 57 | 1608 | 219 | NSW | 1245.7818
2594 | 57 | 1608 | 219 | NSW | 1245.7818
2600 | 64 | 2186 | 80 | ACT | 999.7977
2601 | 64 | 2186 | 80 | ACT | 999.7977
2602 | 64 | 2186 | 80 | ACT | 999.7977
2603 | 64 | 2186 | 80 | ACT | 999.7977
2604 | 64 | 2186 | 80 | ACT | 999.7977
2605 | 64 | 2186 | 80 | ACT | 999.7977
2606 | 64 | 2186 | 80 | ACT | 999.7977
2607 | 64 | 2186 | 80 | ACT | 999.7977
2608 | 64 | 2186 | 80 | ACT | 999.7977
2609 | 64 | 2186 | 80 | ACT | 999.7977
2610 | 64 | 2186 | 80 | ACT | 999.7977
2611 | 64 | 2186 | 80 | ACT | 999.7977
2612 | 64 | 2186 | 80 | ACT | 999.7977
2614 | 64 | 2186 | 80 | ACT | 999.7977
2615 | 64 | 2186 | 80 | ACT | 999.7977
2616 | 64 | 2186 | 80 | ACT | 999.7977
2617 | 64 | 2186 | 80 | ACT | 999.7977
2618 | 64 | 2186 | 80 | ACT | 999.7977
2619 | 64 | 2186 | 80 | NSW | 999.7977
2620 | 64 | 2186 | 80 | NSW | 999.7977
2621 | 64 | 2186 | 80 | NSW | 999.7977
2622 | 64 | 2186 | 80 | NSW | 999.7977
2623 | 64 | 2186 | 80 | NSW | 999.7977
2624 | 57 | 1608 | 219 | NSW | 1245.7818
2625 | 57 | 1608 | 219 | NSW | 1245.7818
2626 | 64 | 2186 | 80 | NSW | 999.7977
2627 | 64 | 2186 | 80 | NSW | 999.7977
2628 | 64 | 2186 | 80 | NSW | 999.7977
2630 | 64 | 2186 | 80 | NSW | 999.7977
2631 | 64 | 2186 | 80 | NSW | 999.7977
2632 | 64 | 2186 | 80 | NSW | 999.7977
2633 | 64 | 2186 | 80 | NSW | 999.7977
2640 | 57 | 1608 | 219 | NSW | 1245.7818
2641 | 57 | 1608 | 219 | NSW | 1245.7818
2642 | 57 | 1608 | 219 | NSW | 1245.7818
2643 | 57 | 1608 | 219 | NSW | 1245.7818
2644 | 57 | 1608 | 219 | NSW | 1245.7818
2645 | 54 | 1330 | 358 | NSW | 1339.9784
2646 | 54 | 1330 | 358 | NSW | 1339.9784
2647 | 54 | 1330 | 358 | NSW | 1339.9784
2648 | 53 | 1112 | 230 | NSW | 2454.8359
2649 | 57 | 1608 | 219 | NSW | 1245.7818
2650 | 57 | 1608 | 219 | NSW | 1245.7818
2651 | 57 | 1608 | 219 | NSW | 1245.7818
2652 | 54 | 1330 | 358 | NSW | 1339.9784
2653 | 57 | 1608 | 219 | NSW | 1245.7818
2655 | 54 | 1330 | 358 | NSW | 1339.9784
2656 | 54 | 1330 | 358 | NSW | 1339.9784
2658 | 54 | 1330 | 358 | NSW | 1339.9784
2659 | 54 | 1330 | 358 | NSW | 1339.9784
2660 | 54 | 1330 | 358 | NSW | 1339.9784
2661 | 54 | 1330 | 358 | NSW | 1339.9784
2663 | 54 | 1330 | 358 | NSW | 1339.9784
2665 | 54 | 1330 | 358 | NSW | 1339.9784
2666 | 57 | 1608 | 219 | NSW | 1245.7818
2668 | 57 | 1608 | 219 | NSW | 1245.7818
2669 | 56 | 1164 | 283 | NSW | 1552.0222
2671 | 56 | 1164 | 283 | NSW | 1552.0222
2672 | 54 | 1330 | 358 | NSW | 1339.9784
2675 | 54 | 1330 | 358 | NSW | 1339.9784
2678 | 54 | 1330 | 358 | NSW | 1339.9784
2680 | 54 | 1330 | 358 | NSW | 1339.9784
2681 | 54 | 1330 | 358 | NSW | 1339.9784
2700 | 54 | 1330 | 358 | NSW | 1339.9784
2701 | 54 | 1330 | 358 | NSW | 1339.9784
2702 | 54 | 1330 | 358 | NSW | 1339.9784
2703 | 54 | 1330 | 358 | NSW | 1339.9784
2705 | 54 | 1330 | 358 | NSW | 1339.9784
2706 | 54 | 1330 | 358 | NSW | 1339.9784
2707 | 54 | 1330 | 358 | NSW | 1339.9784
2708 | 54 | 1330 | 358 | NSW | 1339.9784
2710 | 54 | 1330 | 358 | NSW | 1339.9784
2711 | 54 | 1330 | 358 | NSW | 1339.9784
2712 | 54 | 1330 | 358 | NSW | 1339.9784
2713 | 54 | 1330 | 358 | NSW | 1339.9784
2714 | 54 | 1330 | 358 | NSW | 1339.9784
2715 | 54 | 1330 | 358 | NSW | 1339.9784
2716 | 54 | 1330 | 358 | NSW | 1339.9784
2717 | 53 | 1112 | 230 | NSW | 2454.8359
2720 | 57 | 1608 | 219 | NSW | 1245.7818
2721 | 57 | 1608 | 219 | NSW | 1245.7818
2722 | 57 | 1608 | 219 | NSW | 1245.7818
2725 | 57 | 1608 | 219 | NSW | 1245.7818
2726 | 57 | 1608 | 219 | NSW | 1245.7818
2727 | 57 | 1608 | 219 | NSW | 1245.7818
2729 | 57 | 1608 | 219 | NSW | 1245.7818
2730 | 57 | 1608 | 219 | NSW | 1245.7818
2731 | 54 | 1330 | 358 | NSW | 1339.9784
2732 | 54 | 1330 | 358 | NSW | 1339.9784
2733 | 54 | 1330 | 358 | NSW | 1339.9784
2734 | 54 | 1330 | 358 | NSW | 1339.9784
2735 | 54 | 1330 | 358 | NSW | 1339.9784
2736 | 54 | 1330 | 358 | NSW | 1339.9784
2737 | 53 | 1112 | 230 | NSW | 2454.8359
2738 | 53 | 1112 | 230 | NSW | 2454.8359
2739 | 53 | 1112 | 230 | NSW | 2454.8359
2740 | 63 | 642 | 541 | NSW | 751.4407
2745 | 63 | 642 | 541 | NSW | 751.4407
2746 | 63 | 642 | 541 | NSW | 751.4407
2747 | 63 | 642 | 541 | NSW | 751.4407
2748 | 63 | 642 | 541 | NSW | 751.4407
2749 | 63 | 642 | 541 | NSW | 751.4407
2750 | 63 | 642 | 541 | NSW | 751.4407
2751 | 63 | 642 | 541 | NSW | 751.4407
2752 | 63 | 642 | 541 | NSW | 751.4407
2753 | 63 | 642 | 541 | NSW | 751.4407
2754 | 63 | 642 | 541 | NSW | 751.4407
2755 | 63 | 642 | 541 | NSW | 751.4407
2756 | 63 | 642 | 541 | NSW | 751.4407
2757 | 63 | 642 | 541 | NSW | 751.4407
2758 | 63 | 642 | 541 | NSW | 751.4407
2759 | 63 | 642 | 541 | NSW | 751.4407
2760 | 63 | 642 | 541 | NSW | 751.4407
2761 | 63 | 642 | 541 | NSW | 751.4407
2762 | 63 | 642 | 541 | NSW | 751.4407
2763 | 63 | 642 | 541 | NSW | 751.4407
2764 | 63 | 642 | 541 | NSW | 751.4407
2765 | 63 | 642 | 541 | NSW | 751.4407
2766 | 63 | 642 | 541 | NSW | 751.4407
2767 | 63 | 642 | 541 | NSW | 751.4407
2768 | 63 | 642 | 541 | NSW | 751.4407
2770 | 63 | 642 | 541 | NSW | 751.4407
2773 | 63 | 642 | 541 | NSW | 751.4407
2774 | 63 | 642 | 541 | NSW | 751.4407
2775 | 63 | 642 | 541 | NSW | 751.4407
2776 | 63 | 642 | 541 | NSW | 751.4407
2777 | 63 | 642 | 541 | NSW | 751.4407
2778 | 63 | 642 | 541 | NSW | 751.4407
2779 | 63 | 642 | 541 | NSW | 751.4407
2780 | 63 | 642 | 541 | NSW | 751.4407
2781 | 63 | 642 | 541 | NSW | 751.4407
2782 | 63 | 642 | 541 | NSW | 751.4407
2783 | 63 | 642 | 541 | NSW | 751.4407
2784 | 63 | 642 | 541 | NSW | 751.4407
2785 | 63 | 642 | 541 | NSW | 751.4407
2786 | 63 | 642 | 541 | NSW | 751.4407
2787 | 62 | 2023 | 89 | NSW | 740.9918
2790 | 62 | 2023 | 89 | NSW | 740.9918
2791 | 62 | 2023 | 89 | NSW | 740.9918
2792 | 62 | 2023 | 89 | NSW | 740.9918
2793 | 62 | 2023 | 89 | NSW | 740.9918
2794 | 62 | 2023 | 89 | NSW | 740.9918
2795 | 62 | 2023 | 89 | NSW | 740.9918
2796 | 62 | 2023 | 89 | NSW | 740.9918
2797 | 62 | 2023 | 89 | NSW | 740.9918
2798 | 62 | 2023 | 89 | NSW | 740.9918
2799 | 62 | 2023 | 89 | NSW | 740.9918
2800 | 62 | 2023 | 89 | NSW | 740.9918
2803 | 56 | 1164 | 283 | NSW | 1552.0222
2804 | 62 | 2023 | 89 | NSW | 740.9918
2805 | 62 | 2023 | 89 | NSW | 740.9918
2806 | 56 | 1164 | 283 | NSW | 1552.0222
2807 | 56 | 1164 | 283 | NSW | 1552.0222
2808 | 62 | 2023 | 89 | NSW | 740.9918
2809 | 56 | 1164 | 283 | NSW | 1552.0222
2810 | 56 | 1164 | 283 | NSW | 1552.0222
2820 | 56 | 1164 | 283 | NSW | 1552.0222
2821 | 56 | 1164 | 283 | NSW | 1552.0222
2823 | 56 | 1164 | 283 | NSW | 1552.0222
2824 | 56 | 1164 | 283 | NSW | 1552.0222
2825 | 56 | 1164 | 283 | NSW | 1552.0222
2826 | 56 | 1164 | 283 | NSW | 1552.0222
2827 | 56 | 1164 | 283 | NSW | 1552.0222
2828 | 56 | 1164 | 283 | NSW | 1552.0222
2829 | 56 | 1164 | 283 | NSW | 1552.0222
2830 | 56 | 1164 | 283 | NSW | 1552.0222
2831 | 56 | 1164 | 283 | NSW | 1552.0222
2832 | 55 | 944 | 470 | NSW | 1249.739
2833 | 55 | 944 | 470 | NSW | 1249.739
2834 | 52 | 813 | 523 | NSW | 2325.6376
2835 | 52 | 813 | 523 | NSW | 2325.6376
2836 | 52 | 813 | 523 | NSW | 2325.6376
2839 | 52 | 813 | 523 | NSW | 2325.6376
2840 | 52 | 813 | 523 | NSW | 2325.6376
2842 | 56 | 1164 | 283 | NSW | 1552.0222
2843 | 56 | 1164 | 283 | NSW | 1552.0222
2844 | 56 | 1164 | 283 | NSW | 1552.0222
2845 | 62 | 2023 | 89 | NSW | 740.9918
2846 | 62 | 2023 | 89 | NSW | 740.9918
2847 | 62 | 2023 | 89 | NSW | 740.9918
2848 | 62 | 2023 | 89 | NSW | 740.9918
2849 | 62 | 2023 | 89 | NSW | 740.9918
2850 | 62 | 2023 | 89 | NSW | 740.9918
2852 | 62 | 2023 | 89 | NSW | 740.9918
2864 | 56 | 1164 | 283 | NSW | 1552.0222
2865 | 56 | 1164 | 283 | NSW | 1552.0222
2866 | 62 | 2023 | 89 | NSW | 740.9918
2867 | 62 | 2023 | 89 | NSW | 740.9918
2868 | 56 | 1164 | 283 | NSW | 1552.0222
2869 | 56 | 1164 | 283 | NSW | 1552.0222
2870 | 56 | 1164 | 283 | NSW | 1552.0222
2871 | 56 | 1164 | 283 | NSW | 1552.0222
2873 | 56 | 1164 | 283 | NSW | 1552.0222
2874 | 56 | 1164 | 283 | NSW | 1552.0222
2875 | 56 | 1164 | 283 | NSW | 1552.0222
2876 | 56 | 1164 | 283 | NSW | 1552.0222
2877 | 56 | 1164 | 283 | NSW | 1552.0222
2878 | 52 | 813 | 523 | NSW | 2325.6376
2879 | 53 | 1112 | 230 | NSW | 2454.8359
2880 | 53 | 1112 | 230 | NSW | 2454.8359
2890 | 63 | 642 | 541 | NSW | 751.4407
2891 | 63 | 642 | 541 | NSW | 751.4407
2898 | 63 | 642 | 541 | NSW | 751.4407
2899 | 63 | 642 | 541 | NSW | 751.4407
2900 | 64 | 2186 | 80 | ACT | 999.7977
2901 | 64 | 2186 | 80 | ACT | 999.7977
2902 | 64 | 2186 | 80 | ACT | 999.7977
2903 | 64 | 2186 | 80 | ACT | 999.7977
2904 | 64 | 2186 | 80 | ACT | 999.7977
2905 | 64 | 2186 | 80 | ACT | 999.7977
2906 | 64 | 2186 | 80 | ACT | 999.7977
2911 | 64 | 2186 | 80 | ACT | 999.7977
2912 | 64 | 2186 | 80 | ACT | 999.7977
2913 | 64 | 2186 | 80 | ACT | 999.7977
2914 | 64 | 2186 | 80 | ACT | 999.7977
3000 | 18 | 1590 | 100 | VIC | 769.3726
3001 | 18 | 1590 | 100 | VIC | 769.3726
3002 | 18 | 1590 | 100 | VIC | 769.3726
3003 | 18 | 1590 | 100 | VIC | 769.3726
3004 | 18 | 1590 | 100 | VIC | 769.3726
3005 | 18 | 1590 | 100 | VIC | 769.3726
3006 | 18 | 1590 | 100 | VIC | 769.3726
3008 | 18 | 1590 | 100 | VIC | 769.3726
3010 | 18 | 1590 | 100 | VIC | 769.3726
3011 | 18 | 1590 | 100 | VIC | 769.3726
3012 | 18 | 1590 | 100 | VIC | 769.3726
3013 | 18 | 1590 | 100 | VIC | 769.3726
3015 | 18 | 1590 | 100 | VIC | 769.3726
3016 | 18 | 1590 | 100 | VIC | 769.3726
3018 | 18 | 1590 | 100 | VIC | 769.3726
3019 | 18 | 1590 | 100 | VIC | 769.3726
3020 | 18 | 1590 | 100 | VIC | 769.3726
3021 | 18 | 1590 | 100 | VIC | 769.3726
3022 | 18 | 1590 | 100 | VIC | 769.3726
3023 | 18 | 1590 | 100 | VIC | 769.3726
3024 | 18 | 1590 | 100 | VIC | 769.3726
3025 | 18 | 1590 | 100 | VIC | 769.3726
3026 | 18 | 1590 | 100 | VIC | 769.3726
3028 | 18 | 1590 | 100 | VIC | 769.3726
3029 | 18 | 1590 | 100 | VIC | 769.3726
3030 | 18 | 1590 | 100 | VIC | 769.3726
3031 | 18 | 1590 | 100 | VIC | 769.3726
3032 | 18 | 1590 | 100 | VIC | 769.3726
3033 | 18 | 1590 | 100 | VIC | 769.3726
3034 | 18 | 1590 | 100 | VIC | 769.3726
3036 | 18 | 1590 | 100 | VIC | 769.3726
3037 | 18 | 1590 | 100 | VIC | 769.3726
3038 | 18 | 1590 | 100 | VIC | 769.3726
3039 | 18 | 1590 | 100 | VIC | 769.3726
3040 | 18 | 1590 | 100 | VIC | 769.3726
3041 | 18 | 1590 | 100 | VIC | 769.3726
3042 | 18 | 1590 | 100 | VIC | 769.3726
3043 | 18 | 1590 | 100 | VIC | 769.3726
3044 | 18 | 1590 | 100 | VIC | 769.3726
3045 | 18 | 1590 | 100 | VIC | 769.3726
3046 | 18 | 1590 | 100 | VIC | 769.3726
3047 | 18 | 1590 | 100 | VIC | 769.3726
3048 | 18 | 1590 | 100 | VIC | 769.3726
3049 | 18 | 1590 | 100 | VIC | 769.3726
3050 | 18 | 1590 | 100 | VIC | 769.3726
3051 | 18 | 1590 | 100 | VIC | 769.3726
3052 | 18 | 1590 | 100 | VIC | 769.3726
3053 | 18 | 1590 | 100 | VIC | 769.3726
3054 | 18 | 1590 | 100 | VIC | 769.3726
3055 | 18 | 1590 | 100 | VIC | 769.3726
3056 | 18 | 1590 | 100 | VIC | 769.3726
3057 | 18 | 1590 | 100 | VIC | 769.3726
3058 | 18 | 1590 | 100 | VIC | 769.3726
3059 | 18 | 1590 | 100 | VIC | 769.3726
3060 | 18 | 1590 | 100 | VIC | 769.3726
3061 | 18 | 1590 | 100 | VIC | 769.3726
3062 | 18 | 1590 | 100 | VIC | 769.3726
3063 | 18 | 1590 | 100 | VIC | 769.3726
3064 | 18 | 1590 | 100 | VIC | 769.3726
3065 | 18 | 1590 | 100 | VIC | 769.3726
3066 | 18 | 1590 | 100 | VIC | 769.3726
3067 | 18 | 1590 | 100 | VIC | 769.3726
3068 | 18 | 1590 | 100 | VIC | 769.3726
3070 | 18 | 1590 | 100 | VIC | 769.3726
3071 | 18 | 1590 | 100 | VIC | 769.3726
3072 | 18 | 1590 | 100 | VIC | 769.3726
3073 | 18 | 1590 | 100 | VIC | 769.3726
3074 | 18 | 1590 | 100 | VIC | 769.3726
3075 | 18 | 1590 | 100 | VIC | 769.3726
3076 | 18 | 1590 | 100 | VIC | 769.3726
3078 | 18 | 1590 | 100 | VIC | 769.3726
3079 | 18 | 1590 | 100 | VIC | 769.3726
3081 | 18 | 1590 | 100 | VIC | 769.3726
3082 | 18 | 1590 | 100 | VIC | 769.3726
3083 | 18 | 1590 | 100 | VIC | 769.3726
3084 | 18 | 1590 | 100 | VIC | 769.3726
3085 | 18 | 1590 | 100 | VIC | 769.3726
3086 | 18 | 1590 | 100 | VIC | 769.3726
3087 | 18 | 1590 | 100 | VIC | 769.3726
3088 | 18 | 1590 | 100 | VIC | 769.3726
3089 | 18 | 1590 | 100 | VIC | 769.3726
3090 | 18 | 1590 | 100 | VIC | 769.3726
3091 | 18 | 1590 | 100 | VIC | 769.3726
3093 | 18 | 1590 | 100 | VIC | 769.3726
3094 | 18 | 1590 | 100 | VIC | 769.3726
3095 | 18 | 1590 | 100 | VIC | 769.3726
3096 | 18 | 1590 | 100 | VIC | 769.3726
3097 | 18 | 1590 | 100 | VIC | 769.3726
3099 | 18 | 1590 | 100 | VIC | 769.3726
3101 | 18 | 1590 | 100 | VIC | 769.3726
3102 | 18 | 1590 | 100 | VIC | 769.3726
3103 | 18 | 1590 | 100 | VIC | 769.3726
3104 | 18 | 1590 | 100 | VIC | 769.3726
3105 | 18 | 1590 | 100 | VIC | 769.3726
3106 | 18 | 1590 | 100 | VIC | 769.3726
3107 | 18 | 1590 | 100 | VIC | 769.3726
3108 | 18 | 1590 | 100 | VIC | 769.3726
3109 | 18 | 1590 | 100 | VIC | 769.3726
3110 | 18 | 1590 | 100 | VIC | 769.3726
3111 | 18 | 1590 | 100 | VIC | 769.3726
3113 | 18 | 1590 | 100 | VIC | 769.3726
3114 | 18 | 1590 | 100 | VIC | 769.3726
3115 | 18 | 1590 | 100 | VIC | 769.3726
3116 | 18 | 1590 | 100 | VIC | 769.3726
3121 | 18 | 1590 | 100 | VIC | 769.3726
3122 | 18 | 1590 | 100 | VIC | 769.3726
3123 | 18 | 1590 | 100 | VIC | 769.3726
3124 | 18 | 1590 | 100 | VIC | 769.3726
3125 | 18 | 1590 | 100 | VIC | 769.3726
3126 | 18 | 1590 | 100 | VIC | 769.3726
3127 | 18 | 1590 | 100 | VIC | 769.3726
3128 | 18 | 1590 | 100 | VIC | 769.3726
3129 | 18 | 1590 | 100 | VIC | 769.3726
3130 | 18 | 1590 | 100 | VIC | 769.3726
3131 | 18 | 1590 | 100 | VIC | 769.3726
3132 | 18 | 1590 | 100 | VIC | 769.3726
3133 | 18 | 1590 | 100 | VIC | 769.3726
3134 | 18 | 1590 | 100 | VIC | 769.3726
3135 | 18 | 1590 | 100 | VIC | 769.3726
3136 | 18 | 1590 | 100 | VIC | 769.3726
3137 | 18 | 1590 | 100 | VIC | 769.3726
3138 | 18 | 1590 | 100 | VIC | 769.3726
3139 | 18 | 1590 | 100 | VIC | 769.3726
3140 | 18 | 1590 | 100 | VIC | 769.3726
3141 | 18 | 1590 | 100 | VIC | 769.3726
3142 | 18 | 1590 | 100 | VIC | 769.3726
3143 | 18 | 1590 | 100 | VIC | 769.3726
3144 | 18 | 1590 | 100 | VIC | 769.3726
3145 | 18 | 1590 | 100 | VIC | 769.3726
3146 | 18 | 1590 | 100 | VIC | 769.3726
3147 | 18 | 1590 | 100 | VIC | 769.3726
3148 | 18 | 1590 | 100 | VIC | 769.3726
3149 | 18 | 1590 | 100 | VIC | 769.3726
3150 | 18 | 1590 | 100 | VIC | 769.3726
3151 | 18 | 1590 | 100 | VIC | 769.3726
3152 | 18 | 1590 | 100 | VIC | 769.3726
3153 | 18 | 1590 | 100 | VIC | 769.3726
3154 | 18 | 1590 | 100 | VIC | 769.3726
3155 | 18 | 1590 | 100 | VIC | 769.3726
3156 | 18 | 1590 | 100 | VIC | 769.3726
3158 | 18 | 1590 | 100 | VIC | 769.3726
3159 | 18 | 1590 | 100 | VIC | 769.3726
3160 | 18 | 1590 | 100 | VIC | 769.3726
3161 | 18 | 1590 | 100 | VIC | 769.3726
3162 | 18 | 1590 | 100 | VIC | 769.3726
3163 | 18 | 1590 | 100 | VIC | 769.3726
3164 | 18 | 1590 | 100 | VIC | 769.3726
3165 | 18 | 1590 | 100 | VIC | 769.3726
3166 | 18 | 1590 | 100 | VIC | 769.3726
3167 | 18 | 1590 | 100 | VIC | 769.3726
3168 | 18 | 1590 | 100 | VIC | 769.3726
3169 | 18 | 1590 | 100 | VIC | 769.3726
3170 | 18 | 1590 | 100 | VIC | 769.3726
3171 | 18 | 1590 | 100 | VIC | 769.3726
3172 | 18 | 1590 | 100 | VIC | 769.3726
3173 | 18 | 1590 | 100 | VIC | 769.3726
3174 | 18 | 1590 | 100 | VIC | 769.3726
3175 | 18 | 1590 | 100 | VIC | 769.3726
3176 | 18 | 1590 | 100 | VIC | 769.3726
3177 | 18 | 1590 | 100 | VIC | 769.3726
3178 | 18 | 1590 | 100 | VIC | 769.3726
3179 | 18 | 1590 | 100 | VIC | 769.3726
3180 | 18 | 1590 | 100 | VIC | 769.3726
3181 | 18 | 1590 | 100 | VIC | 769.3726
3182 | 18 | 1590 | 100 | VIC | 769.3726
3183 | 18 | 1590 | 100 | VIC | 769.3726
3184 | 18 | 1590 | 100 | VIC | 769.3726
3185 | 18 | 1590 | 100 | VIC | 769.3726
3186 | 18 | 1590 | 100 | VIC | 769.3726
3187 | 18 | 1590 | 100 | VIC | 769.3726
3188 | 18 | 1590 | 100 | VIC | 769.3726
3189 | 18 | 1590 | 100 | VIC | 769.3726
3190 | 18 | 1590 | 100 | VIC | 769.3726
3191 | 18 | 1590 | 100 | VIC | 769.3726
3192 | 18 | 1590 | 100 | VIC | 769.3726
3193 | 18 | 1590 | 100 | VIC | 769.3726
3194 | 18 | 1590 | 100 | VIC | 769.3726
3195 | 18 | 1590 | 100 | VIC | 769.3726
3196 | 18 | 1590 | 100 | VIC | 769.3726
3197 | 18 | 1590 | 100 | VIC | 769.3726
3198 | 18 | 1590 | 100 | VIC | 769.3726
3199 | 18 | 1590 | 100 | VIC | 769.3726
3200 | 18 | 1590 | 100 | VIC | 769.3726
3201 | 18 | 1590 | 100 | VIC | 769.3726
3202 | 18 | 1590 | 100 | VIC | 769.3726
3204 | 18 | 1590 | 100 | VIC | 769.3726
3205 | 18 | 1590 | 100 | VIC | 769.3726
3206 | 18 | 1590 | 100 | VIC | 769.3726
3207 | 18 | 1590 | 100 | VIC | 769.3726
3211 | 18 | 1590 | 100 | VIC | 769.3726
3212 | 18 | 1590 | 100 | VIC | 769.3726
3214 | 18 | 1590 | 100 | VIC | 769.3726
3215 | 18 | 1590 | 100 | VIC | 769.3726
3216 | 18 | 1590 | 100 | VIC | 769.3726
3217 | 18 | 1590 | 100 | VIC | 769.3726
3218 | 18 | 1590 | 100 | VIC | 769.3726
3219 | 18 | 1590 | 100 | VIC | 769.3726
3220 | 18 | 1590 | 100 | VIC | 769.3726
3221 | 18 | 1590 | 100 | VIC | 769.3726
3222 | 18 | 1590 | 100 | VIC | 769.3726
3223 | 18 | 1590 | 100 | VIC | 769.3726
3224 | 18 | 1590 | 100 | VIC | 769.3726
3225 | 18 | 1590 | 100 | VIC | 769.3726
3226 | 18 | 1590 | 100 | VIC | 769.3726
3227 | 18 | 1590 | 100 | VIC | 769.3726
3228 | 18 | 1590 | 100 | VIC | 769.3726
3230 | 18 | 1590 | 100 | VIC | 769.3726
3231 | 18 | 1590 | 100 | VIC | 769.3726
3232 | 15 | 2049 | 104 | VIC | 739.4608
3233 | 15 | 2049 | 104 | VIC | 739.4608
3235 | 15 | 2049 | 104 | VIC | 739.4608
3236 | 15 | 2049 | 104 | VIC | 739.4608
3237 | 15 | 2049 | 104 | VIC | 739.4608
3238 | 15 | 2049 | 104 | VIC | 739.4608
3239 | 15 | 2049 | 104 | VIC | 739.4608
3240 | 18 | 1590 | 100 | VIC | 769.3726
3241 | 18 | 1590 | 100 | VIC | 769.3726
3242 | 15 | 2049 | 104 | VIC | 739.4608
3243 | 15 | 2049 | 104 | VIC | 739.4608
3249 | 15 | 2049 | 104 | VIC | 739.4608
3250 | 15 | 2049 | 104 | VIC | 739.4608
3251 | 15 | 2049 | 104 | VIC | 739.4608
3254 | 15 | 2049 | 104 | VIC | 739.4608
3260 | 15 | 2049 | 104 | VIC | 739.4608
3264 | 15 | 2049 | 104 | VIC | 739.4608
3265 | 15 | 2049 | 104 | VIC | 739.4608
3266 | 15 | 2049 | 104 | VIC | 739.4608
3267 | 15 | 2049 | 104 | VIC | 739.4608
3268 | 15 | 2049 | 104 | VIC | 739.4608
3269 | 15 | 2049 | 104 | VIC | 739.4608
3270 | 15 | 2049 | 104 | VIC | 739.4608
3271 | 15 | 2049 | 104 | VIC | 739.4608
3272 | 15 | 2049 | 104 | VIC | 739.4608
3273 | 15 | 2049 | 104 | VIC | 739.4608
3274 | 15 | 2049 | 104 | VIC | 739.4608
3275 | 15 | 2049 | 104 | VIC | 739.4608
3276 | 15 | 2049 | 104 | VIC | 739.4608
3277 | 15 | 2049 | 104 | VIC | 739.4608
3278 | 15 | 2049 | 104 | VIC | 739.4608
3279 | 15 | 2049 | 104 | VIC | 739.4608
3280 | 15 | 2049 | 104 | VIC | 739.4608
3281 | 15 | 2049 | 104 | VIC | 739.4608
3282 | 15 | 2049 | 104 | VIC | 739.4608
3283 | 15 | 2049 | 104 | VIC | 739.4608
3284 | 15 | 2049 | 104 | VIC | 739.4608
3285 | 15 | 2049 | 104 | VIC | 739.4608
3286 | 15 | 2049 | 104 | VIC | 739.4608
3287 | 15 | 2049 | 104 | VIC | 739.4608
3289 | 15 | 2049 | 104 | VIC | 739.4608
3292 | 15 | 2049 | 104 | VIC | 739.4608
3293 | 15 | 2049 | 104 | VIC | 739.4608
3294 | 15 | 2049 | 104 | VIC | 739.4608
3300 | 15 | 2049 | 104 | VIC | 739.4608
3301 | 15 | 2049 | 104 | VIC | 739.4608
3302 | 15 | 2049 | 104 | VIC | 739.4608
3303 | 15 | 2049 | 104 | VIC | 739.4608
3304 | 15 | 2049 | 104 | VIC | 739.4608
3305 | 15 | 2049 | 104 | VIC | 739.4608
3309 | 15 | 2049 | 104 | VIC | 739.4608
3310 | 15 | 2049 | 104 | VIC | 739.4608
3311 | 15 | 2049 | 104 | VIC | 739.4608
3312 | 15 | 2049 | 104 | VIC | 739.4608
3314 | 15 | 2049 | 104 | VIC | 739.4608
3315 | 15 | 2049 | 104 | VIC | 739.4608
3317 | 14 | 1610 | 120 | VIC | 1003.2349
3318 | 14 | 1610 | 120 | VIC | 1003.2349
3319 | 14 | 1610 | 120 | VIC | 1003.2349
3321 | 18 | 1590 | 100 | VIC | 769.3726
3322 | 15 | 2049 | 104 | VIC | 739.4608
3323 | 18 | 1590 | 100 | VIC | 769.3726
3324 | 15 | 2049 | 104 | VIC | 739.4608
3325 | 15 | 2049 | 104 | VIC | 739.4608
3328 | 18 | 1590 | 100 | VIC | 769.3726
3329 | 18 | 1590 | 100 | VIC | 769.3726
3330 | 18 | 1590 | 100 | VIC | 769.3726
3331 | 18 | 1590 | 100 | VIC | 769.3726
3332 | 18 | 1590 | 100 | VIC | 769.3726
3333 | 18 | 1590 | 100 | VIC | 769.3726
3334 | 18 | 1590 | 100 | VIC | 769.3726
3335 | 18 | 1590 | 100 | VIC | 769.3726
3337 | 18 | 1590 | 100 | VIC | 769.3726
3338 | 18 | 1590 | 100 | VIC | 769.3726
3340 | 18 | 1590 | 100 | VIC | 769.3726
3341 | 18 | 1590 | 100 | VIC | 769.3726
3342 | 18 | 1590 | 100 | VIC | 769.3726
3345 | 18 | 1590 | 100 | VIC | 769.3726
3350 | 15 | 2049 | 104 | VIC | 739.4608
3351 | 15 | 2049 | 104 | VIC | 739.4608
3352 | 15 | 2049 | 104 | VIC | 739.4608
3353 | 15 | 2049 | 104 | VIC | 739.4608
3354 | 15 | 2049 | 104 | VIC | 739.4608
3355 | 15 | 2049 | 104 | VIC | 739.4608
3356 | 15 | 2049 | 104 | VIC | 739.4608
3357 | 15 | 2049 | 104 | VIC | 739.4608
3360 | 15 | 2049 | 104 | VIC | 739.4608
3361 | 15 | 2049 | 104 | VIC | 739.4608
3363 | 17 | 1846 | 145 | VIC | 179.0696
3364 | 17 | 1846 | 145 | VIC | 179.0696
3370 | 17 | 1846 | 145 | VIC | 179.0696
3371 | 17 | 1846 | 145 | VIC | 179.0696
3373 | 16 | 1595 | 248 | VIC | 1117.5295
3375 | 14 | 1610 | 120 | VIC | 1003.2349
3377 | 14 | 1610 | 120 | VIC | 1003.2349
3378 | 14 | 1610 | 120 | VIC | 1003.2349
3379 | 15 | 2049 | 104 | VIC | 739.4608
3380 | 14 | 1610 | 120 | VIC | 1003.2349
3381 | 14 | 1610 | 120 | VIC | 1003.2349
3384 | 14 | 1610 | 120 | VIC | 1003.2349
3385 | 14 | 1610 | 120 | VIC | 1003.2349
3387 | 14 | 1610 | 120 | VIC | 1003.2349
3388 | 14 | 1610 | 120 | VIC | 1003.2349
3390 | 14 | 1610 | 120 | VIC | 1003.2349
3391 | 14 | 1610 | 120 | VIC | 1003.2349
3392 | 14 | 1610 | 120 | VIC | 1003.2349
3393 | 14 | 1610 | 120 | VIC | 1003.2349
3395 | 13 | 1160 | 201 | VIC | 1872.3396
3396 | 13 | 1160 | 201 | VIC | 1872.3396
3399 | 14 | 1610 | 120 | VIC | 1003.2349
3400 | 14 | 1610 | 120 | VIC | 1003.2349
3401 | 14 | 1610 | 120 | VIC | 1003.2349
3402 | 14 | 1610 | 120 | VIC | 1003.2349
3407 | 15 | 2049 | 104 | VIC | 739.4608
3409 | 14 | 1610 | 120 | VIC | 1003.2349
3412 | 14 | 1610 | 120 | VIC | 1003.2349
3413 | 14 | 1610 | 120 | VIC | 1003.2349
3414 | 14 | 1610 | 120 | VIC | 1003.2349
3415 | 14 | 1610 | 120 | VIC | 1003.2349
3418 | 14 | 1610 | 120 | VIC | 1003.2349
3419 | 14 | 1610 | 120 | VIC | 1003.2349
3420 | 14 | 1610 | 120 | VIC | 1003.2349
3422 | 13 | 1160 | 201 | VIC | 1872.3396
3423 | 14 | 1610 | 120 | VIC | 1003.2349
3424 | 13 | 1160 | 201 | VIC | 1872.3396
3427 | 18 | 1590 | 100 | VIC | 769.3726
3428 | 18 | 1590 | 100 | VIC | 769.3726
3429 | 18 | 1590 | 100 | VIC | 769.3726
3430 | 18 | 1590 | 100 | VIC | 769.3726
3431 | 17 | 1846 | 145 | VIC | 179.0696
3432 | 17 | 1846 | 145 | VIC | 179.0696
3433 | 17 | 1846 | 145 | VIC | 179.0696
3434 | 17 | 1846 | 145 | VIC | 179.0696
3435 | 17 | 1846 | 145 | VIC | 179.0696
3437 | 17 | 1846 | 145 | VIC | 179.0696
3438 | 17 | 1846 | 145 | VIC | 179.0696
3440 | 17 | 1846 | 145 | VIC | 179.0696
3441 | 17 | 1846 | 145 | VIC | 179.0696
3442 | 17 | 1846 | 145 | VIC | 179.0696
3444 | 17 | 1846 | 145 | VIC | 179.0696
3446 | 17 | 1846 | 145 | VIC | 179.0696
3447 | 17 | 1846 | 145 | VIC | 179.0696
3448 | 17 | 1846 | 145 | VIC | 179.0696
3450 | 17 | 1846 | 145 | VIC | 179.0696
3451 | 17 | 1846 | 145 | VIC | 179.0696
3453 | 17 | 1846 | 145 | VIC | 179.0696
3458 | 17 | 1846 | 145 | VIC | 179.0696
3460 | 17 | 1846 | 145 | VIC | 179.0696
3461 | 17 | 1846 | 145 | VIC | 179.0696
3462 | 17 | 1846 | 145 | VIC | 179.0696
3463 | 17 | 1846 | 145 | VIC | 179.0696
3464 | 17 | 1846 | 145 | VIC | 179.0696
3465 | 17 | 1846 | 145 | VIC | 179.0696
3467 | 17 | 1846 | 145 | VIC | 179.0696
3468 | 16 | 1595 | 248 | VIC | 1117.5295
3469 | 14 | 1610 | 120 | VIC | 1003.2349
3472 | 16 | 1595 | 248 | VIC | 1117.5295
3475 | 16 | 1595 | 248 | VIC | 1117.5295
3478 | 14 | 1610 | 120 | VIC | 1003.2349
3480 | 14 | 1610 | 120 | VIC | 1003.2349
3482 | 14 | 1610 | 120 | VIC | 1003.2349
3483 | 13 | 1160 | 201 | VIC | 1872.3396
3485 | 13 | 1160 | 201 | VIC | 1872.3396
3487 | 13 | 1160 | 201 | VIC | 1872.3396
3488 | 13 | 1160 | 201 | VIC | 1872.3396
3489 | 13 | 1160 | 201 | VIC | 1872.3396
3490 | 13 | 1160 | 201 | VIC | 1872.3396
3491 | 13 | 1160 | 201 | VIC | 1872.3396
3494 | 13 | 1160 | 201 | VIC | 1872.3396
3496 | 13 | 1160 | 201 | VIC | 1872.3396
3498 | 13 | 1160 | 201 | VIC | 1872.3396
3500 | 13 | 1160 | 201 | VIC | 1872.3396
3501 | 13 | 1160 | 201 | VIC | 1872.3396
3502 | 13 | 1160 | 201 | VIC | 1872.3396
3505 | 13 | 1160 | 201 | VIC | 1872.3396
3506 | 13 | 1160 | 201 | VIC | 1872.3396
3507 | 13 | 1160 | 201 | VIC | 1872.3396
3509 | 13 | 1160 | 201 | VIC | 1872.3396
3512 | 13 | 1160 | 201 | VIC | 1872.3396
3515 | 16 | 1595 | 248 | VIC | 1117.5295
3516 | 16 | 1595 | 248 | VIC | 1117.5295
3517 | 16 | 1595 | 248 | VIC | 1117.5295
3518 | 16 | 1595 | 248 | VIC | 1117.5295
3520 | 16 | 1595 | 248 | VIC | 1117.5295
3521 | 17 | 1846 | 145 | VIC | 179.0696
3522 | 17 | 1846 | 145 | VIC | 179.0696
3523 | 17 | 1846 | 145 | VIC | 179.0696
3525 | 17 | 1846 | 145 | VIC | 179.0696
3527 | 14 | 1610 | 120 | VIC | 1003.2349
3529 | 13 | 1160 | 201 | VIC | 1872.3396
3530 | 13 | 1160 | 201 | VIC | 1872.3396
3531 | 13 | 1160 | 201 | VIC | 1872.3396
3533 | 13 | 1160 | 201 | VIC | 1872.3396
3537 | 13 | 1160 | 201 | VIC | 1872.3396
3540 | 13 | 1160 | 201 | VIC | 1872.3396
3542 | 13 | 1160 | 201 | VIC | 1872.3396
3544 | 13 | 1160 | 201 | VIC | 1872.3396
3546 | 13 | 1160 | 201 | VIC | 1872.3396
3549 | 13 | 1160 | 201 | VIC | 1872.3396
3550 | 16 | 1595 | 248 | VIC | 1117.5295
3551 | 16 | 1595 | 248 | VIC | 1117.5295
3552 | 16 | 1595 | 248 | VIC | 1117.5295
3554 | 16 | 1595 | 248 | VIC | 1117.5295
3555 | 16 | 1595 | 248 | VIC | 1117.5295
3556 | 16 | 1595 | 248 | VIC | 1117.5295
3557 | 16 | 1595 | 248 | VIC | 1117.5295
3558 | 16 | 1595 | 248 | VIC | 1117.5295
3559 | 16 | 1595 | 248 | VIC | 1117.5295
3561 | 16 | 1595 | 248 | VIC | 1117.5295
3562 | 16 | 1595 | 248 | VIC | 1117.5295
3563 | 16 | 1595 | 248 | VIC | 1117.5295
3564 | 16 | 1595 | 248 | VIC | 1117.5295
3565 | 16 | 1595 | 248 | VIC | 1117.5295
3566 | 16 | 1595 | 248 | VIC | 1117.5295
3567 | 16 | 1595 | 248 | VIC | 1117.5295
3568 | 16 | 1595 | 248 | VIC | 1117.5295
3570 | 16 | 1595 | 248 | VIC | 1117.5295
3571 | 16 | 1595 | 248 | VIC | 1117.5295
3572 | 16 | 1595 | 248 | VIC | 1117.5295
3573 | 16 | 1595 | 248 | VIC | 1117.5295
3575 | 16 | 1595 | 248 | VIC | 1117.5295
3576 | 16 | 1595 | 248 | VIC | 1117.5295
3578 | 16 | 1595 | 248 | VIC | 1117.5295
3579 | 16 | 1595 | 248 | VIC | 1117.5295
3580 | 16 | 1595 | 248 | VIC | 1117.5295
3581 | 13 | 1160 | 201 | VIC | 1872.3396
3583 | 13 | 1160 | 201 | VIC | 1872.3396
3584 | 13 | 1160 | 201 | VIC | 1872.3396
3585 | 13 | 1160 | 201 | VIC | 1872.3396
3586 | 13 | 1160 | 201 | VIC | 1872.3396
3588 | 13 | 1160 | 201 | VIC | 1872.3396
3589 | 13 | 1160 | 201 | VIC | 1872.3396
3590 | 13 | 1160 | 201 | VIC | 1872.3396
3591 | 13 | 1160 | 201 | VIC | 1872.3396
3594 | 13 | 1160 | 201 | VIC | 1872.3396
3595 | 13 | 1160 | 201 | VIC | 1872.3396
3596 | 16 | 1595 | 248 | VIC | 1117.5295
3597 | 13 | 1160 | 201 | VIC | 1872.3396
3599 | 13 | 1160 | 201 | VIC | 1872.3396
3607 | 17 | 1846 | 145 | VIC | 179.0696
3608 | 16 | 1595 | 248 | VIC | 1117.5295
3610 | 16 | 1595 | 248 | VIC | 1117.5295
3612 | 16 | 1595 | 248 | VIC | 1117.5295
3614 | 16 | 1595 | 248 | VIC | 1117.5295
3616 | 16 | 1595 | 248 | VIC | 1117.5295
3617 | 16 | 1595 | 248 | VIC | 1117.5295
3618 | 16 | 1595 | 248 | VIC | 1117.5295
3619 | 16 | 1595 | 248 | VIC | 1117.5295
3620 | 16 | 1595 | 248 | VIC | 1117.5295
3621 | 16 | 1595 | 248 | VIC | 1117.5295
3622 | 16 | 1595 | 248 | VIC | 1117.5295
3623 | 16 | 1595 | 248 | VIC | 1117.5295
3624 | 16 | 1595 | 248 | VIC | 1117.5295
3629 | 16 | 1595 | 248 | VIC | 1117.5295
3630 | 16 | 1595 | 248 | VIC | 1117.5295
3631 | 16 | 1595 | 248 | VIC | 1117.5295
3632 | 16 | 1595 | 248 | VIC | 1117.5295
3633 | 16 | 1595 | 248 | VIC | 1117.5295
3634 | 16 | 1595 | 248 | VIC | 1117.5295
3635 | 16 | 1595 | 248 | VIC | 1117.5295
3636 | 16 | 1595 | 248 | VIC | 1117.5295
3637 | 16 | 1595 | 248 | VIC | 1117.5295
3638 | 16 | 1595 | 248 | VIC | 1117.5295
3639 | 16 | 1595 | 248 | VIC | 1117.5295
3640 | 16 | 1595 | 248 | VIC | 1117.5295
3641 | 16 | 1595 | 248 | VIC | 1117.5295
3643 | 16 | 1595 | 248 | VIC | 1117.5295
3644 | 16 | 1595 | 248 | VIC | 1117.5295
3646 | 16 | 1595 | 248 | VIC | 1117.5295
3647 | 16 | 1595 | 248 | VIC | 1117.5295
3649 | 16 | 1595 | 248 | VIC | 1117.5295
3658 | 17 | 1846 | 145 | VIC | 179.0696
3659 | 17 | 1846 | 145 | VIC | 179.0696
3660 | 17 | 1846 | 145 | VIC | 179.0696
3661 | 17 | 1846 | 145 | VIC | 179.0696
3662 | 17 | 1846 | 145 | VIC | 179.0696
3663 | 17 | 1846 | 145 | VIC | 179.0696
3664 | 17 | 1846 | 145 | VIC | 179.0696
3665 | 16 | 1595 | 248 | VIC | 1117.5295
3666 | 16 | 1595 | 248 | VIC | 1117.5295
3669 | 16 | 1595 | 248 | VIC | 1117.5295
3670 | 19 | 2031 | 194 | VIC | 171.2706
3671 | 19 | 2031 | 194 | VIC | 171.2706
3672 | 19 | 2031 | 194 | VIC | 171.2706
3673 | 19 | 2031 | 194 | VIC | 171.2706
3675 | 19 | 2031 | 194 | VIC | 171.2706
3676 | 19 | 2031 | 194 | VIC | 171.2706
3677 | 19 | 2031 | 194 | VIC | 171.2706
3678 | 19 | 2031 | 194 | VIC | 171.2706
3682 | 19 | 2031 | 194 | VIC | 171.2706
3683 | 19 | 2031 | 194 | VIC | 171.2706
3685 | 19 | 2031 | 194 | VIC | 171.2706
3687 | 19 | 2031 | 194 | VIC | 171.2706
3688 | 19 | 2031 | 194 | VIC | 171.2706
3689 | 19 | 2031 | 194 | VIC | 171.2706
3690 | 19 | 2031 | 194 | VIC | 171.2706
3691 | 19 | 2031 | 194 | VIC | 171.2706
3693 | 19 | 2031 | 194 | VIC | 171.2706
3694 | 19 | 2031 | 194 | VIC | 171.2706
3695 | 19 | 2031 | 194 | VIC | 171.2706
3697 | 19 | 2031 | 194 | VIC | 171.2706
3698 | 19 | 2031 | 194 | VIC | 171.2706
3699 | 19 | 2031 | 194 | VIC | 171.2706
3700 | 19 | 2031 | 194 | VIC | 171.2706
3701 | 19 | 2031 | 194 | VIC | 171.2706
3704 | 19 | 2031 | 194 | VIC | 171.2706
3705 | 19 | 2031 | 194 | VIC | 171.2706
3707 | 19 | 2031 | 194 | VIC | 171.2706
3708 | 19 | 2031 | 194 | VIC | 171.2706
3709 | 19 | 2031 | 194 | VIC | 171.2706
3711 | 17 | 1846 | 145 | VIC | 179.0696
3712 | 17 | 1846 | 145 | VIC | 179.0696
3713 | 17 | 1846 | 145 | VIC | 179.0696
3714 | 17 | 1846 | 145 | VIC | 179.0696
3715 | 17 | 1846 | 145 | VIC | 179.0696
3717 | 17 | 1846 | 145 | VIC | 179.0696
3718 | 17 | 1846 | 145 | VIC | 179.0696
3719 | 17 | 1846 | 145 | VIC | 179.0696
3720 | 17 | 1846 | 145 | VIC | 179.0696
3722 | 19 | 2031 | 194 | VIC | 171.2706
3723 | 19 | 2031 | 194 | VIC | 171.2706
3724 | 19 | 2031 | 194 | VIC | 171.2706
3725 | 16 | 1595 | 248 | VIC | 1117.5295
3726 | 16 | 1595 | 248 | VIC | 1117.5295
3727 | 16 | 1595 | 248 | VIC | 1117.5295
3728 | 16 | 1595 | 248 | VIC | 1117.5295
3730 | 16 | 1595 | 248 | VIC | 1117.5295
3732 | 19 | 2031 | 194 | VIC | 171.2706
3733 | 19 | 2031 | 194 | VIC | 171.2706
3735 | 19 | 2031 | 194 | VIC | 171.2706
3736 | 19 | 2031 | 194 | VIC | 171.2706
3737 | 19 | 2031 | 194 | VIC | 171.2706
3738 | 19 | 2031 | 194 | VIC | 171.2706
3739 | 19 | 2031 | 194 | VIC | 171.2706
3740 | 19 | 2031 | 194 | VIC | 171.2706
3741 | 19 | 2031 | 194 | VIC | 171.2706
3744 | 19 | 2031 | 194 | VIC | 171.2706
3746 | 19 | 2031 | 194 | VIC | 171.2706
3747 | 19 | 2031 | 194 | VIC | 171.2706
3749 | 19 | 2031 | 194 | VIC | 171.2706
3750 | 18 | 1590 | 100 | VIC | 769.3726
3751 | 17 | 1846 | 145 | VIC | 179.0696
3752 | 18 | 1590 | 100 | VIC | 769.3726
3753 | 17 | 1846 | 145 | VIC | 179.0696
3754 | 18 | 1590 | 100 | VIC | 769.3726
3755 | 18 | 1590 | 100 | VIC | 769.3726
3756 | 17 | 1846 | 145 | VIC | 179.0696
3757 | 17 | 1846 | 145 | VIC | 179.0696
3758 | 17 | 1846 | 145 | VIC | 179.0696
3759 | 18 | 1590 | 100 | VIC | 769.3726
3760 | 18 | 1590 | 100 | VIC | 769.3726
3761 | 18 | 1590 | 100 | VIC | 769.3726
3762 | 18 | 1590 | 100 | VIC | 769.3726
3763 | 18 | 1590 | 100 | VIC | 769.3726
3764 | 17 | 1846 | 145 | VIC | 179.0696
3765 | 18 | 1590 | 100 | VIC | 769.3726
3766 | 18 | 1590 | 100 | VIC | 769.3726
3767 | 18 | 1590 | 100 | VIC | 769.3726
3770 | 18 | 1590 | 100 | VIC | 769.3726
3775 | 18 | 1590 | 100 | VIC | 769.3726
3777 | 18 | 1590 | 100 | VIC | 769.3726
3778 | 18 | 1590 | 100 | VIC | 769.3726
3779 | 18 | 1590 | 100 | VIC | 769.3726
3781 | 18 | 1590 | 100 | VIC | 769.3726
3782 | 18 | 1590 | 100 | VIC | 769.3726
3783 | 18 | 1590 | 100 | VIC | 769.3726
3785 | 18 | 1590 | 100 | VIC | 769.3726
3786 | 18 | 1590 | 100 | VIC | 769.3726
3787 | 18 | 1590 | 100 | VIC | 769.3726
3788 | 18 | 1590 | 100 | VIC | 769.3726
3789 | 18 | 1590 | 100 | VIC | 769.3726
3791 | 18 | 1590 | 100 | VIC | 769.3726
3792 | 18 | 1590 | 100 | VIC | 769.3726
3793 | 18 | 1590 | 100 | VIC | 769.3726
3795 | 18 | 1590 | 100 | VIC | 769.3726
3796 | 18 | 1590 | 100 | VIC | 769.3726
3797 | 18 | 1590 | 100 | VIC | 769.3726
3799 | 18 | 1590 | 100 | VIC | 769.3726
3800 | 18 | 1590 | 100 | VIC | 769.3726
3802 | 18 | 1590 | 100 | VIC | 769.3726
3803 | 18 | 1590 | 100 | VIC | 769.3726
3804 | 18 | 1590 | 100 | VIC | 769.3726
3805 | 18 | 1590 | 100 | VIC | 769.3726
3806 | 18 | 1590 | 100 | VIC | 769.3726
3807 | 18 | 1590 | 100 | VIC | 769.3726
3808 | 18 | 1590 | 100 | VIC | 769.3726
3809 | 18 | 1590 | 100 | VIC | 769.3726
3810 | 18 | 1590 | 100 | VIC | 769.3726
3812 | 18 | 1590 | 100 | VIC | 769.3726
3813 | 18 | 1590 | 100 | VIC | 769.3726
3814 | 18 | 1590 | 100 | VIC | 769.3726
3815 | 18 | 1590 | 100 | VIC | 769.3726
3816 | 18 | 1590 | 100 | VIC | 769.3726
3818 | 18 | 1590 | 100 | VIC | 769.3726
3820 | 20 | 2021 | 136 | VIC | 298.504
3821 | 20 | 2021 | 136 | VIC | 298.504
3822 | 20 | 2021 | 136 | VIC | 298.504
3823 | 20 | 2021 | 136 | VIC | 298.504
3824 | 20 | 2021 | 136 | VIC | 298.504
3825 | 20 | 2021 | 136 | VIC | 298.504
3831 | 20 | 2021 | 136 | VIC | 298.504
3833 | 20 | 2021 | 136 | VIC | 298.504
3835 | 20 | 2021 | 136 | VIC | 298.504
3840 | 20 | 2021 | 136 | VIC | 298.504
3841 | 20 | 2021 | 136 | VIC | 298.504
3842 | 20 | 2021 | 136 | VIC | 298.504
3844 | 20 | 2021 | 136 | VIC | 298.504
3847 | 20 | 2021 | 136 | VIC | 298.504
3850 | 20 | 2021 | 136 | VIC | 298.504
3851 | 20 | 2021 | 136 | VIC | 298.504
3852 | 20 | 2021 | 136 | VIC | 298.504
3853 | 20 | 2021 | 136 | VIC | 298.504
3854 | 20 | 2021 | 136 | VIC | 298.504
3856 | 20 | 2021 | 136 | VIC | 298.504
3857 | 20 | 2021 | 136 | VIC | 298.504
3858 | 20 | 2021 | 136 | VIC | 298.504
3859 | 20 | 2021 | 136 | VIC | 298.504
3860 | 20 | 2021 | 136 | VIC | 298.504
3862 | 21 | 1569 | 180 | VIC | 508.3454
3864 | 20 | 2021 | 136 | VIC | 298.504
3865 | 21 | 1569 | 180 | VIC | 508.3454
3869 | 20 | 2021 | 136 | VIC | 298.504
3870 | 20 | 2021 | 136 | VIC | 298.504
3871 | 20 | 2021 | 136 | VIC | 298.504
3873 | 20 | 2021 | 136 | VIC | 298.504
3874 | 20 | 2021 | 136 | VIC | 298.504
3875 | 21 | 1569 | 180 | VIC | 508.3454
3878 | 21 | 1569 | 180 | VIC | 508.3454
3880 | 21 | 1569 | 180 | VIC | 508.3454
3882 | 21 | 1569 | 180 | VIC | 508.3454
3885 | 21 | 1569 | 180 | VIC | 508.3454
3886 | 21 | 1569 | 180 | VIC | 508.3454
3887 | 21 | 1569 | 180 | VIC | 508.3454
3888 | 21 | 1569 | 180 | VIC | 508.3454
3889 | 21 | 1569 | 180 | VIC | 508.3454
3890 | 21 | 1569 | 180 | VIC | 508.3454
3891 | 21 | 1569 | 180 | VIC | 508.3454
3892 | 21 | 1569 | 180 | VIC | 508.3454
3893 | 21 | 1569 | 180 | VIC | 508.3454
3895 | 21 | 1569 | 180 | VIC | 508.3454
3896 | 21 | 1569 | 180 | VIC | 508.3454
3898 | 19 | 2031 | 194 | VIC | 171.2706
3900 | 19 | 2031 | 194 | VIC | 171.2706
3902 | 21 | 1569 | 180 | VIC | 508.3454
3903 | 21 | 1569 | 180 | VIC | 508.3454
3904 | 21 | 1569 | 180 | VIC | 508.3454
3909 | 21 | 1569 | 180 | VIC | 508.3454
3910 | 18 | 1590 | 100 | VIC | 769.3726
3911 | 18 | 1590 | 100 | VIC | 769.3726
3912 | 18 | 1590 | 100 | VIC | 769.3726
3913 | 18 | 1590 | 100 | VIC | 769.3726
3915 | 18 | 1590 | 100 | VIC | 769.3726
3916 | 18 | 1590 | 100 | VIC | 769.3726
3918 | 18 | 1590 | 100 | VIC | 769.3726
3919 | 18 | 1590 | 100 | VIC | 769.3726
3920 | 18 | 1590 | 100 | VIC | 769.3726
3921 | 18 | 1590 | 100 | VIC | 769.3726
3922 | 18 | 1590 | 100 | VIC | 769.3726
3923 | 18 | 1590 | 100 | VIC | 769.3726
3925 | 18 | 1590 | 100 | VIC | 769.3726
3926 | 18 | 1590 | 100 | VIC | 769.3726
3927 | 18 | 1590 | 100 | VIC | 769.3726
3928 | 18 | 1590 | 100 | VIC | 769.3726
3929 | 18 | 1590 | 100 | VIC | 769.3726
3930 | 18 | 1590 | 100 | VIC | 769.3726
3931 | 18 | 1590 | 100 | VIC | 769.3726
3933 | 18 | 1590 | 100 | VIC | 769.3726
3934 | 18 | 1590 | 100 | VIC | 769.3726
3936 | 18 | 1590 | 100 | VIC | 769.3726
3937 | 18 | 1590 | 100 | VIC | 769.3726
3938 | 18 | 1590 | 100 | VIC | 769.3726
3939 | 18 | 1590 | 100 | VIC | 769.3726
3940 | 18 | 1590 | 100 | VIC | 769.3726
3941 | 18 | 1590 | 100 | VIC | 769.3726
3942 | 18 | 1590 | 100 | VIC | 769.3726
3943 | 18 | 1590 | 100 | VIC | 769.3726
3944 | 18 | 1590 | 100 | VIC | 769.3726
3945 | 18 | 1590 | 100 | VIC | 769.3726
3946 | 18 | 1590 | 100 | VIC | 769.3726
3950 | 18 | 1590 | 100 | VIC | 769.3726
3951 | 18 | 1590 | 100 | VIC | 769.3726
3953 | 20 | 2021 | 136 | VIC | 298.504
3954 | 20 | 2021 | 136 | VIC | 298.504
3956 | 20 | 2021 | 136 | VIC | 298.504
3957 | 20 | 2021 | 136 | VIC | 298.504
3958 | 20 | 2021 | 136 | VIC | 298.504
3959 | 20 | 2021 | 136 | VIC | 298.504
3960 | 20 | 2021 | 136 | VIC | 298.504
3962 | 20 | 2021 | 136 | VIC | 298.504
3964 | 20 | 2021 | 136 | VIC | 298.504
3965 | 20 | 2021 | 136 | VIC | 298.504
3966 | 20 | 2021 | 136 | VIC | 298.504
3967 | 20 | 2021 | 136 | VIC | 298.504
3971 | 20 | 2021 | 136 | VIC | 298.504
3975 | 18 | 1590 | 100 | VIC | 769.3726
3976 | 18 | 1590 | 100 | VIC | 769.3726
3977 | 18 | 1590 | 100 | VIC | 769.3726
3978 | 18 | 1590 | 100 | VIC | 769.3726
3979 | 18 | 1590 | 100 | VIC | 769.3726
3980 | 18 | 1590 | 100 | VIC | 769.3726
3981 | 18 | 1590 | 100 | VIC | 769.3726
3984 | 18 | 1590 | 100 | VIC | 769.3726
3987 | 18 | 1590 | 100 | VIC | 769.3726
3988 | 18 | 1590 | 100 | VIC | 769.3726
3989 | 18 | 1590 | 100 | VIC | 769.3726
3990 | 18 | 1590 | 100 | VIC | 769.3726
3991 | 18 | 1590 | 100 | VIC | 769.3726
3992 | 18 | 1590 | 100 | VIC | 769.3726
3995 | 18 | 1590 | 100 | VIC | 769.3726
3996 | 18 | 1590 | 100 | VIC | 769.3726
4000 | 51 | 325 | 1043 | QLD | 580.4113
4001 | 51 | 325 | 1043 | QLD | 580.4113
4002 | 51 | 325 | 1043 | QLD | 580.4113
4003 | 51 | 325 | 1043 | QLD | 580.4113
4004 | 51 | 325 | 1043 | QLD | 580.4113
4005 | 51 | 325 | 1043 | QLD | 580.4113
4006 | 51 | 325 | 1043 | QLD | 580.4113
4007 | 51 | 325 | 1043 | QLD | 580.4113
4008 | 51 | 325 | 1043 | QLD | 580.4113
4009 | 51 | 325 | 1043 | QLD | 580.4113
4010 | 51 | 325 | 1043 | QLD | 580.4113
4011 | 51 | 325 | 1043 | QLD | 580.4113
4012 | 51 | 325 | 1043 | QLD | 580.4113
4013 | 51 | 325 | 1043 | QLD | 580.4113
4014 | 51 | 325 | 1043 | QLD | 580.4113
4017 | 51 | 325 | 1043 | QLD | 580.4113
4018 | 51 | 325 | 1043 | QLD | 580.4113
4019 | 51 | 325 | 1043 | QLD | 580.4113
4020 | 51 | 325 | 1043 | QLD | 580.4113
4021 | 51 | 325 | 1043 | QLD | 580.4113
4022 | 51 | 325 | 1043 | QLD | 580.4113
4025 | 51 | 325 | 1043 | QLD | 580.4113
4029 | 51 | 325 | 1043 | QLD | 580.4113
4030 | 51 | 325 | 1043 | QLD | 580.4113
4031 | 51 | 325 | 1043 | QLD | 580.4113
4032 | 51 | 325 | 1043 | QLD | 580.4113
4034 | 51 | 325 | 1043 | QLD | 580.4113
4035 | 51 | 325 | 1043 | QLD | 580.4113
4036 | 51 | 325 | 1043 | QLD | 580.4113
4037 | 51 | 325 | 1043 | QLD | 580.4113
4051 | 51 | 325 | 1043 | QLD | 580.4113
4052 | 51 | 325 | 1043 | QLD | 580.4113
4053 | 51 | 325 | 1043 | QLD | 580.4113
4054 | 51 | 325 | 1043 | QLD | 580.4113
4055 | 51 | 325 | 1043 | QLD | 580.4113
4059 | 51 | 325 | 1043 | QLD | 580.4113
4060 | 51 | 325 | 1043 | QLD | 580.4113
4061 | 51 | 325 | 1043 | QLD | 580.4113
4064 | 51 | 325 | 1043 | QLD | 580.4113
4065 | 51 | 325 | 1043 | QLD | 580.4113
4066 | 51 | 325 | 1043 | QLD | 580.4113
4067 | 51 | 325 | 1043 | QLD | 580.4113
4068 | 51 | 325 | 1043 | QLD | 580.4113
4069 | 51 | 325 | 1043 | QLD | 580.4113
4070 | 51 | 325 | 1043 | QLD | 580.4113
4072 | 51 | 325 | 1043 | QLD | 580.4113
4073 | 51 | 325 | 1043 | QLD | 580.4113
4074 | 51 | 325 | 1043 | QLD | 580.4113
4075 | 51 | 325 | 1043 | QLD | 580.4113
4076 | 51 | 325 | 1043 | QLD | 580.4113
4077 | 51 | 325 | 1043 | QLD | 580.4113
4078 | 51 | 325 | 1043 | QLD | 580.4113
4101 | 51 | 325 | 1043 | QLD | 580.4113
4102 | 51 | 325 | 1043 | QLD | 580.4113
4103 | 51 | 325 | 1043 | QLD | 580.4113
4104 | 51 | 325 | 1043 | QLD | 580.4113
4105 | 51 | 325 | 1043 | QLD | 580.4113
4106 | 51 | 325 | 1043 | QLD | 580.4113
4107 | 51 | 325 | 1043 | QLD | 580.4113
4108 | 51 | 325 | 1043 | QLD | 580.4113
4109 | 51 | 325 | 1043 | QLD | 580.4113
4110 | 51 | 325 | 1043 | QLD | 580.4113
4111 | 51 | 325 | 1043 | QLD | 580.4113
4112 | 51 | 325 | 1043 | QLD | 580.4113
4113 | 51 | 325 | 1043 | QLD | 580.4113
4114 | 51 | 325 | 1043 | QLD | 580.4113
4115 | 51 | 325 | 1043 | QLD | 580.4113
4116 | 51 | 325 | 1043 | QLD | 580.4113
4117 | 51 | 325 | 1043 | QLD | 580.4113
4118 | 51 | 325 | 1043 | QLD | 580.4113
4119 | 51 | 325 | 1043 | QLD | 580.4113
4120 | 51 | 325 | 1043 | QLD | 580.4113
4121 | 51 | 325 | 1043 | QLD | 580.4113
4122 | 51 | 325 | 1043 | QLD | 580.4113
4123 | 51 | 325 | 1043 | QLD | 580.4113
4124 | 51 | 325 | 1043 | QLD | 580.4113
4125 | 51 | 325 | 1043 | QLD | 580.4113
4127 | 51 | 325 | 1043 | QLD | 580.4113
4128 | 51 | 325 | 1043 | QLD | 580.4113
4129 | 51 | 325 | 1043 | QLD | 580.4113
4130 | 51 | 325 | 1043 | QLD | 580.4113
4131 | 51 | 325 | 1043 | QLD | 580.4113
4132 | 51 | 325 | 1043 | QLD | 580.4113
4133 | 51 | 325 | 1043 | QLD | 580.4113
4151 | 51 | 325 | 1043 | QLD | 580.4113
4152 | 51 | 325 | 1043 | QLD | 580.4113
4153 | 51 | 325 | 1043 | QLD | 580.4113
4154 | 51 | 325 | 1043 | QLD | 580.4113
4155 | 51 | 325 | 1043 | QLD | 580.4113
4156 | 51 | 325 | 1043 | QLD | 580.4113
4157 | 51 | 325 | 1043 | QLD | 580.4113
4158 | 51 | 325 | 1043 | QLD | 580.4113
4159 | 51 | 325 | 1043 | QLD | 580.4113
4160 | 51 | 325 | 1043 | QLD | 580.4113
4161 | 51 | 325 | 1043 | QLD | 580.4113
4163 | 51 | 325 | 1043 | QLD | 580.4113
4164 | 51 | 325 | 1043 | QLD | 580.4113
4165 | 51 | 325 | 1043 | QLD | 580.4113
4169 | 51 | 325 | 1043 | QLD | 580.4113
4170 | 51 | 325 | 1043 | QLD | 580.4113
4171 | 51 | 325 | 1043 | QLD | 580.4113
4172 | 51 | 325 | 1043 | QLD | 580.4113
4173 | 51 | 325 | 1043 | QLD | 580.4113
4174 | 51 | 325 | 1043 | QLD | 580.4113
4178 | 51 | 325 | 1043 | QLD | 580.4113
4179 | 51 | 325 | 1043 | QLD | 580.4113
4183 | 51 | 325 | 1043 | QLD | 580.4113
4184 | 51 | 325 | 1043 | QLD | 580.4113
4205 | 51 | 325 | 1043 | QLD | 580.4113
4207 | 51 | 325 | 1043 | QLD | 580.4113
4208 | 51 | 325 | 1043 | QLD | 580.4113
4209 | 51 | 325 | 1043 | QLD | 580.4113
4210 | 51 | 325 | 1043 | QLD | 580.4113
4211 | 51 | 325 | 1043 | QLD | 580.4113
4212 | 51 | 325 | 1043 | QLD | 580.4113
4213 | 51 | 325 | 1043 | QLD | 580.4113
4214 | 51 | 325 | 1043 | QLD | 580.4113
4215 | 51 | 325 | 1043 | QLD | 580.4113
4216 | 51 | 325 | 1043 | QLD | 580.4113
4217 | 51 | 325 | 1043 | QLD | 580.4113
4218 | 51 | 325 | 1043 | QLD | 580.4113
4219 | 51 | 325 | 1043 | QLD | 580.4113
4220 | 51 | 325 | 1043 | QLD | 580.4113
4221 | 51 | 325 | 1043 | QLD | 580.4113
4223 | 51 | 325 | 1043 | QLD | 580.4113
4224 | 51 | 325 | 1043 | QLD | 580.4113
4225 | 51 | 325 | 1043 | QLD | 580.4113
4226 | 51 | 325 | 1043 | QLD | 580.4113
4227 | 51 | 325 | 1043 | QLD | 580.4113
4228 | 51 | 325 | 1043 | QLD | 580.4113
4229 | 51 | 325 | 1043 | QLD | 580.4113
4230 | 51 | 325 | 1043 | QLD | 580.4113
4270 | 51 | 325 | 1043 | QLD | 580.4113
4271 | 51 | 325 | 1043 | QLD | 580.4113
4272 | 51 | 325 | 1043 | QLD | 580.4113
4275 | 51 | 325 | 1043 | QLD | 580.4113
4280 | 51 | 325 | 1043 | QLD | 580.4113
4285 | 51 | 325 | 1043 | QLD | 580.4113
4287 | 51 | 325 | 1043 | QLD | 580.4113
4300 | 51 | 325 | 1043 | QLD | 580.4113
4301 | 51 | 325 | 1043 | QLD | 580.4113
4303 | 51 | 325 | 1043 | QLD | 580.4113
4304 | 51 | 325 | 1043 | QLD | 580.4113
4305 | 51 | 325 | 1043 | QLD | 580.4113
4306 | 51 | 325 | 1043 | QLD | 580.4113
4307 | 51 | 325 | 1043 | QLD | 580.4113
4309 | 51 | 325 | 1043 | QLD | 580.4113
4310 | 51 | 325 | 1043 | QLD | 580.4113
4311 | 51 | 325 | 1043 | QLD | 580.4113
4312 | 51 | 325 | 1043 | QLD | 580.4113
4313 | 51 | 325 | 1043 | QLD | 580.4113
4340 | 51 | 325 | 1043 | QLD | 580.4113
4341 | 51 | 325 | 1043 | QLD | 580.4113
4342 | 51 | 325 | 1043 | QLD | 580.4113
4343 | 51 | 325 | 1043 | QLD | 580.4113
4344 | 51 | 325 | 1043 | QLD | 580.4113
4345 | 51 | 325 | 1043 | QLD | 580.4113
4346 | 51 | 325 | 1043 | QLD | 580.4113
4347 | 51 | 325 | 1043 | QLD | 580.4113
4350 | 49 | 660 | 876 | QLD | 682.1261
4352 | 49 | 660 | 876 | QLD | 682.1261
4354 | 49 | 660 | 876 | QLD | 682.1261
4355 | 49 | 660 | 876 | QLD | 682.1261
4356 | 49 | 660 | 876 | QLD | 682.1261
4357 | 49 | 660 | 876 | QLD | 682.1261
4358 | 49 | 660 | 876 | QLD | 682.1261
4359 | 49 | 660 | 876 | QLD | 682.1261
4360 | 49 | 660 | 876 | QLD | 682.1261
4361 | 49 | 660 | 876 | QLD | 682.1261
4362 | 49 | 660 | 876 | QLD | 682.1261
4370 | 49 | 660 | 876 | QLD | 682.1261
4371 | 49 | 660 | 876 | QLD | 682.1261
4372 | 49 | 660 | 876 | QLD | 682.1261
4373 | 49 | 660 | 876 | QLD | 682.1261
4374 | 49 | 660 | 876 | QLD | 682.1261
4375 | 49 | 660 | 876 | QLD | 682.1261
4376 | 49 | 660 | 876 | QLD | 682.1261
4377 | 49 | 660 | 876 | QLD | 682.1261
4378 | 49 | 660 | 876 | QLD | 682.1261
4380 | 49 | 660 | 876 | QLD | 682.1261
4381 | 49 | 660 | 876 | QLD | 682.1261
4382 | 49 | 660 | 876 | QLD | 682.1261
4383 | 49 | 660 | 876 | QLD | 682.1261
4384 | 49 | 660 | 876 | QLD | 682.1261
4385 | 49 | 660 | 876 | QLD | 682.1261
4387 | 49 | 660 | 876 | QLD | 682.1261
4388 | 49 | 660 | 876 | QLD | 682.1261
4390 | 49 | 660 | 876 | QLD | 682.1261
4400 | 49 | 660 | 876 | QLD | 682.1261
4401 | 49 | 660 | 876 | QLD | 682.1261
4402 | 49 | 660 | 876 | QLD | 682.1261
4403 | 49 | 660 | 876 | QLD | 682.1261
4404 | 49 | 660 | 876 | QLD | 682.1261
4405 | 49 | 660 | 876 | QLD | 682.1261
4406 | 49 | 660 | 876 | QLD | 682.1261
4407 | 49 | 660 | 876 | QLD | 682.1261
4408 | 49 | 660 | 876 | QLD | 682.1261
4410 | 49 | 660 | 876 | QLD | 682.1261
4411 | 49 | 660 | 876 | QLD | 682.1261
4412 | 49 | 660 | 876 | QLD | 682.1261
4413 | 49 | 660 | 876 | QLD | 682.1261
4415 | 49 | 660 | 876 | QLD | 682.1261
4416 | 49 | 660 | 876 | QLD | 682.1261
4417 | 48 | 603 | 844 | QLD | 2254.8255
4418 | 44 | 207 | 1143 | QLD | 1504.2944
4419 | 44 | 207 | 1143 | QLD | 1504.2944
4420 | 44 | 207 | 1143 | QLD | 1504.2944
4421 | 49 | 660 | 876 | QLD | 682.1261
4422 | 48 | 603 | 844 | QLD | 2254.8255
4423 | 48 | 603 | 844 | QLD | 2254.8255
4424 | 48 | 603 | 844 | QLD | 2254.8255
4425 | 48 | 603 | 844 | QLD | 2254.8255
4426 | 48 | 603 | 844 | QLD | 2254.8255
4427 | 48 | 603 | 844 | QLD | 2254.8255
4428 | 48 | 603 | 844 | QLD | 2254.8255
4454 | 48 | 603 | 844 | QLD | 2254.8255
4455 | 48 | 603 | 844 | QLD | 2254.8255
4461 | 48 | 603 | 844 | QLD | 2254.8255
4462 | 48 | 603 | 844 | QLD | 2254.8255
4465 | 48 | 603 | 844 | QLD | 2254.8255
4467 | 48 | 603 | 844 | QLD | 2254.8255
4468 | 48 | 603 | 844 | QLD | 2254.8255
4470 | 48 | 603 | 844 | QLD | 2254.8255
4471 | 48 | 603 | 844 | QLD | 2254.8255
4472 | 45 | 255 | 1024 | QLD | 2543.9757
4474 | 47 | 380 | 820 | QLD | 3027.267
4475 | 48 | 603 | 844 | QLD | 2254.8255
4477 | 45 | 255 | 1024 | QLD | 2543.9757
4478 | 45 | 255 | 1024 | QLD | 2543.9757
4479 | 48 | 603 | 844 | QLD | 2254.8255
4480 | 47 | 380 | 820 | QLD | 3027.267
4481 | 47 | 380 | 820 | QLD | 3027.267
4482 | 47 | 380 | 820 | QLD | 3027.267
4486 | 48 | 603 | 844 | QLD | 2254.8255
4487 | 48 | 603 | 844 | QLD | 2254.8255
4488 | 48 | 603 | 844 | QLD | 2254.8255
4489 | 48 | 603 | 844 | QLD | 2254.8255
4490 | 48 | 603 | 844 | QLD | 2254.8255
4491 | 48 | 603 | 844 | QLD | 2254.8255
4492 | 47 | 380 | 820 | QLD | 3027.267
4493 | 48 | 603 | 844 | QLD | 2254.8255
4494 | 49 | 660 | 876 | QLD | 682.1261
4496 | 49 | 660 | 876 | QLD | 682.1261
4497 | 49 | 660 | 876 | QLD | 682.1261
4498 | 49 | 660 | 876 | QLD | 682.1261
4500 | 51 | 325 | 1043 | QLD | 580.4113
4501 | 51 | 325 | 1043 | QLD | 580.4113
4502 | 51 | 325 | 1043 | QLD | 580.4113
4503 | 51 | 325 | 1043 | QLD | 580.4113
4504 | 51 | 325 | 1043 | QLD | 580.4113
4505 | 51 | 325 | 1043 | QLD | 580.4113
4506 | 51 | 325 | 1043 | QLD | 580.4113
4507 | 51 | 325 | 1043 | QLD | 580.4113
4508 | 51 | 325 | 1043 | QLD | 580.4113
4509 | 51 | 325 | 1043 | QLD | 580.4113
4510 | 51 | 325 | 1043 | QLD | 580.4113
4511 | 51 | 325 | 1043 | QLD | 580.4113
4512 | 51 | 325 | 1043 | QLD | 580.4113
4514 | 51 | 325 | 1043 | QLD | 580.4113
4515 | 51 | 325 | 1043 | QLD | 580.4113
4516 | 51 | 325 | 1043 | QLD | 580.4113
4517 | 51 | 325 | 1043 | QLD | 580.4113
4518 | 51 | 325 | 1043 | QLD | 580.4113
4519 | 51 | 325 | 1043 | QLD | 580.4113
4520 | 51 | 325 | 1043 | QLD | 580.4113
4521 | 51 | 325 | 1043 | QLD | 580.4113
4550 | 51 | 325 | 1043 | QLD | 580.4113
4551 | 51 | 325 | 1043 | QLD | 580.4113
4552 | 51 | 325 | 1043 | QLD | 580.4113
4553 | 51 | 325 | 1043 | QLD | 580.4113
4554 | 51 | 325 | 1043 | QLD | 580.4113
4555 | 51 | 325 | 1043 | QLD | 580.4113
4556 | 51 | 325 | 1043 | QLD | 580.4113
4557 | 51 | 325 | 1043 | QLD | 580.4113
4558 | 51 | 325 | 1043 | QLD | 580.4113
4559 | 51 | 325 | 1043 | QLD | 580.4113
4560 | 51 | 325 | 1043 | QLD | 580.4113
4561 | 51 | 325 | 1043 | QLD | 580.4113
4562 | 51 | 325 | 1043 | QLD | 580.4113
4563 | 51 | 325 | 1043 | QLD | 580.4113
4564 | 51 | 325 | 1043 | QLD | 580.4113
4565 | 51 | 325 | 1043 | QLD | 580.4113
4566 | 51 | 325 | 1043 | QLD | 580.4113
4567 | 51 | 325 | 1043 | QLD | 580.4113
4568 | 51 | 325 | 1043 | QLD | 580.4113
4569 | 51 | 325 | 1043 | QLD | 580.4113
4570 | 50 | 229 | 1375 | QLD | 971.3307
4571 | 51 | 325 | 1043 | QLD | 580.4113
4572 | 51 | 325 | 1043 | QLD | 580.4113
4573 | 51 | 325 | 1043 | QLD | 580.4113
4574 | 51 | 325 | 1043 | QLD | 580.4113
4575 | 51 | 325 | 1043 | QLD | 580.4113
4580 | 50 | 229 | 1375 | QLD | 971.3307
4581 | 50 | 229 | 1375 | QLD | 971.3307
4600 | 50 | 229 | 1375 | QLD | 971.3307
4601 | 50 | 229 | 1375 | QLD | 971.3307
4605 | 50 | 229 | 1375 | QLD | 971.3307
4606 | 50 | 229 | 1375 | QLD | 971.3307
4608 | 50 | 229 | 1375 | QLD | 971.3307
4610 | 50 | 229 | 1375 | QLD | 971.3307
4611 | 50 | 229 | 1375 | QLD | 971.3307
4612 | 50 | 229 | 1375 | QLD | 971.3307
4613 | 50 | 229 | 1375 | QLD | 971.3307
4614 | 50 | 229 | 1375 | QLD | 971.3307
4615 | 50 | 229 | 1375 | QLD | 971.3307
4620 | 50 | 229 | 1375 | QLD | 971.3307
4621 | 50 | 229 | 1375 | QLD | 971.3307
4625 | 50 | 229 | 1375 | QLD | 971.3307
4626 | 50 | 229 | 1375 | QLD | 971.3307
4627 | 50 | 229 | 1375 | QLD | 971.3307
4630 | 50 | 229 | 1375 | QLD | 971.3307
4650 | 50 | 229 | 1375 | QLD | 971.3307
4655 | 50 | 229 | 1375 | QLD | 971.3307
4659 | 50 | 229 | 1375 | QLD | 971.3307
4660 | 50 | 229 | 1375 | QLD | 971.3307
4662 | 50 | 229 | 1375 | QLD | 971.3307
4670 | 50 | 229 | 1375 | QLD | 971.3307
4671 | 50 | 229 | 1375 | QLD | 971.3307
4673 | 50 | 229 | 1375 | QLD | 971.3307
4674 | 50 | 229 | 1375 | QLD | 971.3307
4676 | 50 | 229 | 1375 | QLD | 971.3307
4677 | 43 | 140 | 1424 | QLD | 1270.6823
4678 | 43 | 140 | 1424 | QLD | 1270.6823
4680 | 43 | 140 | 1424 | QLD | 1270.6823
4694 | 43 | 140 | 1424 | QLD | 1270.6823
4695 | 43 | 140 | 1424 | QLD | 1270.6823
4697 | 43 | 140 | 1424 | QLD | 1270.6823
4699 | 43 | 140 | 1424 | QLD | 1270.6823
4700 | 43 | 140 | 1424 | QLD | 1270.6823
4701 | 43 | 140 | 1424 | QLD | 1270.6823
4702 | 43 | 140 | 1424 | QLD | 1270.6823
4703 | 43 | 140 | 1424 | QLD | 1270.6823
4704 | 43 | 140 | 1424 | QLD | 1270.6823
4705 | 43 | 140 | 1424 | QLD | 1270.6823
4706 | 43 | 140 | 1424 | QLD | 1270.6823
4707 | 43 | 140 | 1424 | QLD | 1270.6823
4709 | 43 | 140 | 1424 | QLD | 1270.6823
4714 | 43 | 140 | 1424 | QLD | 1270.6823
4715 | 43 | 140 | 1424 | QLD | 1270.6823
4716 | 43 | 140 | 1424 | QLD | 1270.6823
4717 | 44 | 207 | 1143 | QLD | 1504.2944
4718 | 43 | 140 | 1424 | QLD | 1270.6823
4719 | 43 | 140 | 1424 | QLD | 1270.6823
4720 | 44 | 207 | 1143 | QLD | 1504.2944
4721 | 44 | 207 | 1143 | QLD | 1504.2944
4722 | 44 | 207 | 1143 | QLD | 1504.2944
4724 | 45 | 255 | 1024 | QLD | 2543.9757
4725 | 45 | 255 | 1024 | QLD | 2543.9757
4726 | 45 | 255 | 1024 | QLD | 2543.9757
4727 | 45 | 255 | 1024 | QLD | 2543.9757
4730 | 45 | 255 | 1024 | QLD | 2543.9757
4731 | 45 | 255 | 1024 | QLD | 2543.9757
4732 | 45 | 255 | 1024 | QLD | 2543.9757
4733 | 45 | 255 | 1024 | QLD | 2543.9757
4735 | 45 | 255 | 1024 | QLD | 2543.9757
4736 | 47 | 380 | 820 | QLD | 3027.267
4737 | 42 | 98 | 1950 | QLD | 467.571
4738 | 42 | 98 | 1950 | QLD | 467.571
4739 | 42 | 98 | 1950 | QLD | 467.571
4740 | 42 | 98 | 1950 | QLD | 467.571
4741 | 42 | 98 | 1950 | QLD | 467.571
4742 | 42 | 98 | 1950 | QLD | 467.571
4743 | 42 | 98 | 1950 | QLD | 467.571
4744 | 44 | 207 | 1143 | QLD | 1504.2944
4745 | 44 | 207 | 1143 | QLD | 1504.2944
4746 | 44 | 207 | 1143 | QLD | 1504.2944
4750 | 44 | 207 | 1143 | QLD | 1504.2944
4751 | 42 | 98 | 1950 | QLD | 467.571
4753 | 42 | 98 | 1950 | QLD | 467.571
4754 | 42 | 98 | 1950 | QLD | 467.571
4756 | 42 | 98 | 1950 | QLD | 467.571
4757 | 42 | 98 | 1950 | QLD | 467.571
4798 | 42 | 98 | 1950 | QLD | 467.571
4799 | 42 | 98 | 1950 | QLD | 467.571
4800 | 42 | 98 | 1950 | QLD | 467.571
4801 | 42 | 98 | 1950 | QLD | 467.571
4802 | 42 | 98 | 1950 | QLD | 467.571
4803 | 42 | 98 | 1950 | QLD | 467.571
4804 | 42 | 98 | 1950 | QLD | 467.571
4805 | 42 | 98 | 1950 | QLD | 467.571
4806 | 41 | 17 | 2429 | QLD | 1401.0368
4807 | 41 | 17 | 2429 | QLD | 1401.0368
4808 | 41 | 17 | 2429 | QLD | 1401.0368
4809 | 41 | 17 | 2429 | QLD | 1401.0368
4810 | 41 | 17 | 2429 | QLD | 1401.0368
4811 | 41 | 17 | 2429 | QLD | 1401.0368
4812 | 41 | 17 | 2429 | QLD | 1401.0368
4813 | 41 | 17 | 2429 | QLD | 1401.0368
4814 | 41 | 17 | 2429 | QLD | 1401.0368
4815 | 41 | 17 | 2429 | QLD | 1401.0368
4816 | 41 | 17 | 2429 | QLD | 1401.0368
4817 | 41 | 17 | 2429 | QLD | 1401.0368
4818 | 41 | 17 | 2429 | QLD | 1401.0368
4819 | 41 | 17 | 2429 | QLD | 1401.0368
4820 | 38 | 52 | 1470 | QLD | 1401.0368
4821 | 38 | 52 | 1470 | QLD | 1401.0368
4822 | 38 | 52 | 1470 | QLD | 1401.0368
4823 | 46 | 137 | 955 | QLD | 1548.9868
4824 | 46 | 137 | 955 | QLD | 1548.9868
4825 | 46 | 137 | 955 | QLD | 1548.9868
4828 | 46 | 137 | 955 | QLD | 1548.9868
4829 | 47 | 380 | 820 | QLD | 3027.267
4830 | 46 | 137 | 955 | QLD | 1548.9868
4849 | 39 | 4 | 2211 | QLD | 226.5384
4850 | 39 | 4 | 2211 | QLD | 226.5384
4852 | 39 | 4 | 2211 | QLD | 226.5384
4854 | 39 | 4 | 2211 | QLD | 226.5384
4855 | 39 | 4 | 2211 | QLD | 226.5384
4856 | 39 | 4 | 2211 | QLD | 226.5384
4857 | 39 | 4 | 2211 | QLD | 226.5384
4858 | 39 | 4 | 2211 | QLD | 226.5384
4859 | 39 | 4 | 2211 | QLD | 226.5384
4860 | 39 | 4 | 2211 | QLD | 226.5384
4861 | 39 | 4 | 2211 | QLD | 226.5384
4865 | 39 | 4 | 2211 | QLD | 226.5384
4868 | 39 | 4 | 2211 | QLD | 226.5384
4869 | 39 | 4 | 2211 | QLD | 226.5384
4870 | 39 | 4 | 2211 | QLD | 226.5384
4871 | 39 | 4 | 2211 | QLD | 226.5384
4872 | 39 | 4 | 2211 | QLD | 226.5384
4873 | 39 | 4 | 2211 | QLD | 226.5384
4874 | 36 | 0 | 2835 | QLD | 1397.6357
4875 | 36 | 0 | 2835 | QLD | 1397.6357
4876 | 36 | 0 | 2835 | QLD | 1397.6357
4878 | 39 | 4 | 2211 | QLD | 226.5384
4879 | 39 | 4 | 2211 | QLD | 226.5384
4880 | 39 | 4 | 2211 | QLD | 226.5384
4882 | 39 | 4 | 2211 | QLD | 226.5384
4883 | 39 | 4 | 2211 | QLD | 226.5384
4885 | 39 | 4 | 2211 | QLD | 226.5384
4886 | 39 | 4 | 2211 | QLD | 226.5384
4890 | 39 | 4 | 2211 | QLD | 226.5384
4891 | 39 | 4 | 2211 | QLD | 226.5384
5000 | 33 | 1554 | 132 | SA | 824.9236
5001 | 33 | 1554 | 132 | SA | 824.9236
5005 | 33 | 1554 | 132 | SA | 824.9236
5006 | 33 | 1554 | 132 | SA | 824.9236
5007 | 33 | 1554 | 132 | SA | 824.9236
5008 | 33 | 1554 | 132 | SA | 824.9236
5009 | 33 | 1554 | 132 | SA | 824.9236
5010 | 33 | 1554 | 132 | SA | 824.9236
5011 | 33 | 1554 | 132 | SA | 824.9236
5012 | 33 | 1554 | 132 | SA | 824.9236
5013 | 33 | 1554 | 132 | SA | 824.9236
5014 | 33 | 1554 | 132 | SA | 824.9236
5015 | 33 | 1554 | 132 | SA | 824.9236
5016 | 33 | 1554 | 132 | SA | 824.9236
5017 | 33 | 1554 | 132 | SA | 824.9236
5018 | 33 | 1554 | 132 | SA | 824.9236
5019 | 33 | 1554 | 132 | SA | 824.9236
5020 | 33 | 1554 | 132 | SA | 824.9236
5021 | 33 | 1554 | 132 | SA | 824.9236
5022 | 33 | 1554 | 132 | SA | 824.9236
5023 | 33 | 1554 | 132 | SA | 824.9236
5024 | 33 | 1554 | 132 | SA | 824.9236
5025 | 33 | 1554 | 132 | SA | 824.9236
5031 | 33 | 1554 | 132 | SA | 824.9236
5032 | 33 | 1554 | 132 | SA | 824.9236
5033 | 33 | 1554 | 132 | SA | 824.9236
5034 | 33 | 1554 | 132 | SA | 824.9236
5035 | 33 | 1554 | 132 | SA | 824.9236
5037 | 33 | 1554 | 132 | SA | 824.9236
5038 | 33 | 1554 | 132 | SA | 824.9236
5039 | 33 | 1554 | 132 | SA | 824.9236
5040 | 33 | 1554 | 132 | SA | 824.9236
5041 | 33 | 1554 | 132 | SA | 824.9236
5042 | 33 | 1554 | 132 | SA | 824.9236
5043 | 33 | 1554 | 132 | SA | 824.9236
5044 | 33 | 1554 | 132 | SA | 824.9236
5045 | 33 | 1554 | 132 | SA | 824.9236
5046 | 33 | 1554 | 132 | SA | 824.9236
5047 | 33 | 1554 | 132 | SA | 824.9236
5048 | 33 | 1554 | 132 | SA | 824.9236
5049 | 33 | 1554 | 132 | SA | 824.9236
5050 | 33 | 1554 | 132 | SA | 824.9236
5051 | 33 | 1554 | 132 | SA | 824.9236
5052 | 33 | 1554 | 132 | SA | 824.9236
5061 | 33 | 1554 | 132 | SA | 824.9236
5062 | 33 | 1554 | 132 | SA | 824.9236
5063 | 33 | 1554 | 132 | SA | 824.9236
5064 | 33 | 1554 | 132 | SA | 824.9236
5065 | 33 | 1554 | 132 | SA | 824.9236
5066 | 33 | 1554 | 132 | SA | 824.9236
5067 | 33 | 1554 | 132 | SA | 824.9236
5068 | 33 | 1554 | 132 | SA | 824.9236
5069 | 33 | 1554 | 132 | SA | 824.9236
5070 | 33 | 1554 | 132 | SA | 824.9236
5071 | 33 | 1554 | 132 | SA | 824.9236
5072 | 33 | 1554 | 132 | SA | 824.9236
5073 | 33 | 1554 | 132 | SA | 824.9236
5074 | 33 | 1554 | 132 | SA | 824.9236
5075 | 33 | 1554 | 132 | SA | 824.9236
5076 | 33 | 1554 | 132 | SA | 824.9236
5081 | 33 | 1554 | 132 | SA | 824.9236
5082 | 33 | 1554 | 132 | SA | 824.9236
5083 | 33 | 1554 | 132 | SA | 824.9236
5084 | 33 | 1554 | 132 | SA | 824.9236
5085 | 33 | 1554 | 132 | SA | 824.9236
5086 | 33 | 1554 | 132 | SA | 824.9236
5087 | 33 | 1554 | 132 | SA | 824.9236
5088 | 33 | 1554 | 132 | SA | 824.9236
5089 | 33 | 1554 | 132 | SA | 824.9236
5090 | 33 | 1554 | 132 | SA | 824.9236
5091 | 33 | 1554 | 132 | SA | 824.9236
5092 | 33 | 1554 | 132 | SA | 824.9236
5093 | 33 | 1554 | 132 | SA | 824.9236
5094 | 33 | 1554 | 132 | SA | 824.9236
5095 | 33 | 1554 | 132 | SA | 824.9236
5096 | 33 | 1554 | 132 | SA | 824.9236
5097 | 33 | 1554 | 132 | SA | 824.9236
5098 | 33 | 1554 | 132 | SA | 824.9236
5106 | 33 | 1554 | 132 | SA | 824.9236
5107 | 33 | 1554 | 132 | SA | 824.9236
5108 | 33 | 1554 | 132 | SA | 824.9236
5109 | 33 | 1554 | 132 | SA | 824.9236
5110 | 33 | 1554 | 132 | SA | 824.9236
5111 | 33 | 1554 | 132 | SA | 824.9236
5112 | 33 | 1554 | 132 | SA | 824.9236
5113 | 33 | 1554 | 132 | SA | 824.9236
5114 | 33 | 1554 | 132 | SA | 824.9236
5115 | 33 | 1554 | 132 | SA | 824.9236
5116 | 33 | 1554 | 132 | SA | 824.9236
5117 | 33 | 1554 | 132 | SA | 824.9236
5118 | 33 | 1554 | 132 | SA | 824.9236
5120 | 33 | 1554 | 132 | SA | 824.9236
5121 | 33 | 1554 | 132 | SA | 824.9236
5125 | 33 | 1554 | 132 | SA | 824.9236
5126 | 33 | 1554 | 132 | SA | 824.9236
5127 | 33 | 1554 | 132 | SA | 824.9236
5131 | 33 | 1554 | 132 | SA | 824.9236
5132 | 33 | 1554 | 132 | SA | 824.9236
5133 | 33 | 1554 | 132 | SA | 824.9236
5134 | 33 | 1554 | 132 | SA | 824.9236
5136 | 33 | 1554 | 132 | SA | 824.9236
5137 | 33 | 1554 | 132 | SA | 824.9236
5138 | 33 | 1554 | 132 | SA | 824.9236
5139 | 33 | 1554 | 132 | SA | 824.9236
5140 | 33 | 1554 | 132 | SA | 824.9236
5141 | 33 | 1554 | 132 | SA | 824.9236
5142 | 33 | 1554 | 132 | SA | 824.9236
5144 | 33 | 1554 | 132 | SA | 824.9236
5150 | 33 | 1554 | 132 | SA | 824.9236
5151 | 33 | 1554 | 132 | SA | 824.9236
5152 | 33 | 1554 | 132 | SA | 824.9236
5153 | 33 | 1554 | 132 | SA | 824.9236
5154 | 33 | 1554 | 132 | SA | 824.9236
5155 | 33 | 1554 | 132 | SA | 824.9236
5156 | 33 | 1554 | 132 | SA | 824.9236
5157 | 33 | 1554 | 132 | SA | 824.9236
5158 | 33 | 1554 | 132 | SA | 824.9236
5159 | 33 | 1554 | 132 | SA | 824.9236
5160 | 33 | 1554 | 132 | SA | 824.9236
5161 | 33 | 1554 | 132 | SA | 824.9236
5162 | 33 | 1554 | 132 | SA | 824.9236
5163 | 33 | 1554 | 132 | SA | 824.9236
5164 | 33 | 1554 | 132 | SA | 824.9236
5165 | 33 | 1554 | 132 | SA | 824.9236
5166 | 33 | 1554 | 132 | SA | 824.9236
5167 | 33 | 1554 | 132 | SA | 824.9236
5168 | 33 | 1554 | 132 | SA | 824.9236
5169 | 33 | 1554 | 132 | SA | 824.9236
5170 | 33 | 1554 | 132 | SA | 824.9236
5171 | 33 | 1554 | 132 | SA | 824.9236
5172 | 33 | 1554 | 132 | SA | 824.9236
5173 | 33 | 1554 | 132 | SA | 824.9236
5174 | 33 | 1554 | 132 | SA | 824.9236
5201 | 33 | 1554 | 132 | SA | 824.9236
5202 | 33 | 1554 | 132 | SA | 824.9236
5203 | 33 | 1554 | 132 | SA | 824.9236
5204 | 33 | 1554 | 132 | SA | 824.9236
5210 | 33 | 1554 | 132 | SA | 824.9236
5211 | 33 | 1554 | 132 | SA | 824.9236
5212 | 33 | 1554 | 132 | SA | 824.9236
5213 | 33 | 1554 | 132 | SA | 824.9236
5214 | 33 | 1554 | 132 | SA | 824.9236
5220 | 33 | 1554 | 132 | SA | 824.9236
5221 | 33 | 1554 | 132 | SA | 824.9236
5222 | 33 | 1554 | 132 | SA | 824.9236
5223 | 33 | 1554 | 132 | SA | 824.9236
5231 | 33 | 1554 | 132 | SA | 824.9236
5232 | 33 | 1554 | 132 | SA | 824.9236
5233 | 33 | 1554 | 132 | SA | 824.9236
5234 | 33 | 1554 | 132 | SA | 824.9236
5235 | 33 | 1554 | 132 | SA | 824.9236
5236 | 33 | 1554 | 132 | SA | 824.9236
5237 | 33 | 1554 | 132 | SA | 824.9236
5238 | 33 | 1554 | 132 | SA | 824.9236
5240 | 33 | 1554 | 132 | SA | 824.9236
5241 | 33 | 1554 | 132 | SA | 824.9236
5242 | 33 | 1554 | 132 | SA | 824.9236
5243 | 33 | 1554 | 132 | SA | 824.9236
5244 | 33 | 1554 | 132 | SA | 824.9236
5245 | 33 | 1554 | 132 | SA | 824.9236
5250 | 33 | 1554 | 132 | SA | 824.9236
5251 | 33 | 1554 | 132 | SA | 824.9236
5252 | 33 | 1554 | 132 | SA | 824.9236
5253 | 33 | 1554 | 132 | SA | 824.9236
5254 | 33 | 1554 | 132 | SA | 824.9236
5255 | 33 | 1554 | 132 | SA | 824.9236
5256 | 33 | 1554 | 132 | SA | 824.9236
5259 | 34 | 1258 | 173 | SA | 1467.5582
5260 | 34 | 1258 | 173 | SA | 1467.5582
5261 | 34 | 1258 | 173 | SA | 1467.5582
5262 | 35 | 1813 | 61 | SA | 673.4695
5263 | 35 | 1813 | 61 | SA | 673.4695
5264 | 34 | 1258 | 173 | SA | 1467.5582
5265 | 34 | 1258 | 173 | SA | 1467.5582
5266 | 34 | 1258 | 173 | SA | 1467.5582
5267 | 35 | 1813 | 61 | SA | 673.4695
5268 | 35 | 1813 | 61 | SA | 673.4695
5269 | 35 | 1813 | 61 | SA | 673.4695
5270 | 35 | 1813 | 61 | SA | 673.4695
5271 | 35 | 1813 | 61 | SA | 673.4695
5272 | 35 | 1813 | 61 | SA | 673.4695
5273 | 35 | 1813 | 61 | SA | 673.4695
5275 | 35 | 1813 | 61 | SA | 673.4695
5276 | 35 | 1813 | 61 | SA | 673.4695
5277 | 35 | 1813 | 61 | SA | 673.4695
5278 | 35 | 1813 | 61 | SA | 673.4695
5279 | 35 | 1813 | 61 | SA | 673.4695
5280 | 35 | 1813 | 61 | SA | 673.4695
5290 | 35 | 1813 | 61 | SA | 673.4695
5291 | 35 | 1813 | 61 | SA | 673.4695
5301 | 34 | 1258 | 173 | SA | 1467.5582
5302 | 34 | 1258 | 173 | SA | 1467.5582
5303 | 33 | 1554 | 132 | SA | 824.9236
5304 | 34 | 1258 | 173 | SA | 1467.5582
5306 | 34 | 1258 | 173 | SA | 1467.5582
5307 | 34 | 1258 | 173 | SA | 1467.5582
5308 | 34 | 1258 | 173 | SA | 1467.5582
5309 | 34 | 1258 | 173 | SA | 1467.5582
5310 | 34 | 1258 | 173 | SA | 1467.5582
5311 | 34 | 1258 | 173 | SA | 1467.5582
5312 | 34 | 1258 | 173 | SA | 1467.5582
5320 | 34 | 1258 | 173 | SA | 1467.5582
5321 | 34 | 1258 | 173 | SA | 1467.5582
5322 | 34 | 1258 | 173 | SA | 1467.5582
5330 | 34 | 1258 | 173 | SA | 1467.5582
5331 | 34 | 1258 | 173 | SA | 1467.5582
5332 | 34 | 1258 | 173 | SA | 1467.5582
5333 | 34 | 1258 | 173 | SA | 1467.5582
5340 | 34 | 1258 | 173 | SA | 1467.5582
5341 | 34 | 1258 | 173 | SA | 1467.5582
5342 | 34 | 1258 | 173 | SA | 1467.5582
5343 | 34 | 1258 | 173 | SA | 1467.5582
5344 | 34 | 1258 | 173 | SA | 1467.5582
5345 | 34 | 1258 | 173 | SA | 1467.5582
5346 | 34 | 1258 | 173 | SA | 1467.5582
5350 | 33 | 1554 | 132 | SA | 824.9236
5351 | 33 | 1554 | 132 | SA | 824.9236
5352 | 33 | 1554 | 132 | SA | 824.9236
5353 | 33 | 1554 | 132 | SA | 824.9236
5354 | 34 | 1258 | 173 | SA | 1467.5582
5355 | 33 | 1554 | 132 | SA | 824.9236
5356 | 34 | 1258 | 173 | SA | 1467.5582
5357 | 34 | 1258 | 173 | SA | 1467.5582
5360 | 33 | 1554 | 132 | SA | 824.9236
5371 | 33 | 1554 | 132 | SA | 824.9236
5372 | 33 | 1554 | 132 | SA | 824.9236
5373 | 32 | 954 | 354 | SA | 1416.3981
5374 | 32 | 954 | 354 | SA | 1416.3981
5381 | 32 | 954 | 354 | SA | 1416.3981
5400 | 32 | 954 | 354 | SA | 1416.3981
5401 | 32 | 954 | 354 | SA | 1416.3981
5410 | 32 | 954 | 354 | SA | 1416.3981
5411 | 32 | 954 | 354 | SA | 1416.3981
5412 | 32 | 954 | 354 | SA | 1416.3981
5413 | 32 | 954 | 354 | SA | 1416.3981
5414 | 32 | 954 | 354 | SA | 1416.3981
5415 | 32 | 954 | 354 | SA | 1416.3981
5416 | 32 | 954 | 354 | SA | 1416.3981
5417 | 32 | 954 | 354 | SA | 1416.3981
5418 | 32 | 954 | 354 | SA | 1416.3981
5419 | 32 | 954 | 354 | SA | 1416.3981
5420 | 32 | 954 | 354 | SA | 1416.3981
5421 | 32 | 954 | 354 | SA | 1416.3981
5422 | 32 | 954 | 354 | SA | 1416.3981
5430 | 32 | 954 | 354 | SA | 1416.3981
5431 | 32 | 954 | 354 | SA | 1416.3981
5432 | 32 | 954 | 354 | SA | 1416.3981
5433 | 32 | 954 | 354 | SA | 1416.3981
5434 | 32 | 954 | 354 | SA | 1416.3981
5440 | 32 | 954 | 354 | SA | 1416.3981
5451 | 32 | 954 | 354 | SA | 1416.3981
5452 | 32 | 954 | 354 | SA | 1416.3981
5453 | 32 | 954 | 354 | SA | 1416.3981
5454 | 32 | 954 | 354 | SA | 1416.3981
5455 | 32 | 954 | 354 | SA | 1416.3981
5460 | 32 | 954 | 354 | SA | 1416.3981
5461 | 32 | 954 | 354 | SA | 1416.3981
5462 | 32 | 954 | 354 | SA | 1416.3981
5464 | 32 | 954 | 354 | SA | 1416.3981
5470 | 32 | 954 | 354 | SA | 1416.3981
5471 | 32 | 954 | 354 | SA | 1416.3981
5472 | 32 | 954 | 354 | SA | 1416.3981
5473 | 32 | 954 | 354 | SA | 1416.3981
5480 | 32 | 954 | 354 | SA | 1416.3981
5481 | 32 | 954 | 354 | SA | 1416.3981
5482 | 32 | 954 | 354 | SA | 1416.3981
5483 | 32 | 954 | 354 | SA | 1416.3981
5485 | 32 | 954 | 354 | SA | 1416.3981
5490 | 32 | 954 | 354 | SA | 1416.3981
5491 | 32 | 954 | 354 | SA | 1416.3981
5493 | 32 | 954 | 354 | SA | 1416.3981
5495 | 32 | 954 | 354 | SA | 1416.3981
5501 | 33 | 1554 | 132 | SA | 824.9236
5502 | 32 | 954 | 354 | SA | 1416.3981
5510 | 32 | 954 | 354 | SA | 1416.3981
5520 | 32 | 954 | 354 | SA | 1416.3981
5521 | 32 | 954 | 354 | SA | 1416.3981
5522 | 32 | 954 | 354 | SA | 1416.3981
5523 | 32 | 954 | 354 | SA | 1416.3981
5540 | 32 | 954 | 354 | SA | 1416.3981
5550 | 32 | 954 | 354 | SA | 1416.3981
5552 | 33 | 1554 | 132 | SA | 824.9236
5554 | 33 | 1554 | 132 | SA | 824.9236
5555 | 33 | 1554 | 132 | SA | 824.9236
5556 | 33 | 1554 | 132 | SA | 824.9236
5558 | 33 | 1554 | 132 | SA | 824.9236
5560 | 32 | 954 | 354 | SA | 1416.3981
5570 | 33 | 1554 | 132 | SA | 824.9236
5571 | 33 | 1554 | 132 | SA | 824.9236
5572 | 33 | 1554 | 132 | SA | 824.9236
5573 | 33 | 1554 | 132 | SA | 824.9236
5575 | 33 | 1554 | 132 | SA | 824.9236
5576 | 33 | 1554 | 132 | SA | 824.9236
5577 | 33 | 1554 | 132 | SA | 824.9236
5580 | 33 | 1554 | 132 | SA | 824.9236
5581 | 33 | 1554 | 132 | SA | 824.9236
5582 | 33 | 1554 | 132 | SA | 824.9236
5583 | 33 | 1554 | 132 | SA | 824.9236
5600 | 29 | 963 | 229 | SA | 2038.6921
5601 | 29 | 963 | 229 | SA | 2038.6921
5602 | 29 | 963 | 229 | SA | 2038.6921
5603 | 29 | 963 | 229 | SA | 2038.6921
5604 | 29 | 963 | 229 | SA | 2038.6921
5605 | 29 | 963 | 229 | SA | 2038.6921
5606 | 29 | 963 | 229 | SA | 2038.6921
5607 | 29 | 963 | 229 | SA | 2038.6921
5608 | 29 | 963 | 229 | SA | 2038.6921
5609 | 29 | 963 | 229 | SA | 2038.6921
5630 | 29 | 963 | 229 | SA | 2038.6921
5631 | 29 | 963 | 229 | SA | 2038.6921
5632 | 29 | 963 | 229 | SA | 2038.6921
5633 | 29 | 963 | 229 | SA | 2038.6921
5640 | 29 | 963 | 229 | SA | 2038.6921
5641 | 29 | 963 | 229 | SA | 2038.6921
5642 | 29 | 963 | 229 | SA | 2038.6921
5650 | 29 | 963 | 229 | SA | 2038.6921
5651 | 29 | 963 | 229 | SA | 2038.6921
5652 | 29 | 963 | 229 | SA | 2038.6921
5653 | 29 | 963 | 229 | SA | 2038.6921
5654 | 29 | 963 | 229 | SA | 2038.6921
5655 | 29 | 963 | 229 | SA | 2038.6921
5660 | 29 | 963 | 229 | SA | 2038.6921
5661 | 29 | 963 | 229 | SA | 2038.6921
5670 | 29 | 963 | 229 | SA | 2038.6921
5671 | 29 | 963 | 229 | SA | 2038.6921
5680 | 29 | 963 | 229 | SA | 2038.6921
5690 | 29 | 963 | 229 | SA | 2038.6921
5700 | 32 | 954 | 354 | SA | 1416.3981
5710 | 32 | 954 | 354 | SA | 1416.3981
5720 | 30 | 615 | 286 | SA | 3067.1387
5722 | 30 | 615 | 286 | SA | 3067.1387
5723 | 30 | 615 | 286 | SA | 3067.1387
5724 | 30 | 615 | 286 | SA | 3067.1387
5725 | 30 | 615 | 286 | SA | 3067.1387
5730 | 31 | 746 | 340 | SA | 3056.5481
5731 | 31 | 746 | 340 | SA | 3056.5481
5732 | 31 | 746 | 340 | SA | 3056.5481
5733 | 31 | 746 | 340 | SA | 3056.5481
5734 | 31 | 746 | 340 | SA | 3056.5481
5800 | 33 | 1554 | 132 | SA | 824.9236
5810 | 33 | 1554 | 132 | SA | 824.9236
5839 | 33 | 1554 | 132 | SA | 824.9236
5880 | 33 | 1554 | 132 | SA | 824.9236
5881 | 33 | 1554 | 132 | SA | 824.9236
5882 | 33 | 1554 | 132 | SA | 824.9236
5883 | 33 | 1554 | 132 | SA | 824.9236
5884 | 33 | 1554 | 132 | SA | 824.9236
5885 | 33 | 1554 | 132 | SA | 824.9236
5886 | 33 | 1554 | 132 | SA | 824.9236
5887 | 33 | 1554 | 132 | SA | 824.9236
5888 | 33 | 1554 | 132 | SA | 824.9236
5889 | 33 | 1554 | 132 | SA | 824.9236
5942 | 33 | 1554 | 132 | SA | 824.9236
5950 | 33 | 1554 | 132 | SA | 824.9236
6000 | 7 | 680 | 340 | WA | 1648.3206
6001 | 7 | 680 | 340 | WA | 1648.3206
6003 | 7 | 680 | 340 | WA | 1648.3206
6004 | 7 | 680 | 340 | WA | 1648.3206
6005 | 7 | 680 | 340 | WA | 1648.3206
6006 | 7 | 680 | 340 | WA | 1648.3206
6007 | 7 | 680 | 340 | WA | 1648.3206
6008 | 7 | 680 | 340 | WA | 1648.3206
6009 | 7 | 680 | 340 | WA | 1648.3206
6010 | 7 | 680 | 340 | WA | 1648.3206
6011 | 7 | 680 | 340 | WA | 1648.3206
6012 | 7 | 680 | 340 | WA | 1648.3206
6014 | 7 | 680 | 340 | WA | 1648.3206
6015 | 7 | 680 | 340 | WA | 1648.3206
6016 | 7 | 680 | 340 | WA | 1648.3206
6017 | 7 | 680 | 340 | WA | 1648.3206
6018 | 7 | 680 | 340 | WA | 1648.3206
6019 | 7 | 680 | 340 | WA | 1648.3206
6020 | 7 | 680 | 340 | WA | 1648.3206
6021 | 7 | 680 | 340 | WA | 1648.3206
6022 | 7 | 680 | 340 | WA | 1648.3206
6023 | 7 | 680 | 340 | WA | 1648.3206
6024 | 7 | 680 | 340 | WA | 1648.3206
6025 | 7 | 680 | 340 | WA | 1648.3206
6026 | 7 | 680 | 340 | WA | 1648.3206
6027 | 7 | 680 | 340 | WA | 1648.3206
6028 | 7 | 680 | 340 | WA | 1648.3206
6029 | 7 | 680 | 340 | WA | 1648.3206
6030 | 7 | 680 | 340 | WA | 1648.3206
6031 | 7 | 680 | 340 | WA | 1648.3206
6032 | 7 | 680 | 340 | WA | 1648.3206
6033 | 7 | 680 | 340 | WA | 1648.3206
6034 | 7 | 680 | 340 | WA | 1648.3206
6035 | 7 | 680 | 340 | WA | 1648.3206
6036 | 7 | 680 | 340 | WA | 1648.3206
6037 | 7 | 680 | 340 | WA | 1648.3206
6038 | 7 | 680 | 340 | WA | 1648.3206
6041 | 7 | 680 | 340 | WA | 1648.3206
6042 | 7 | 680 | 340 | WA | 1648.3206
6043 | 7 | 680 | 340 | WA | 1648.3206
6044 | 7 | 680 | 340 | WA | 1648.3206
6050 | 7 | 680 | 340 | WA | 1648.3206
6051 | 7 | 680 | 340 | WA | 1648.3206
6052 | 7 | 680 | 340 | WA | 1648.3206
6053 | 7 | 680 | 340 | WA | 1648.3206
6054 | 7 | 680 | 340 | WA | 1648.3206
6055 | 7 | 680 | 340 | WA | 1648.3206
6056 | 7 | 680 | 340 | WA | 1648.3206
6057 | 7 | 680 | 340 | WA | 1648.3206
6058 | 7 | 680 | 340 | WA | 1648.3206
6059 | 7 | 680 | 340 | WA | 1648.3206
6060 | 7 | 680 | 340 | WA | 1648.3206
6061 | 7 | 680 | 340 | WA | 1648.3206
6062 | 7 | 680 | 340 | WA | 1648.3206
6063 | 7 | 680 | 340 | WA | 1648.3206
6064 | 7 | 680 | 340 | WA | 1648.3206
6065 | 7 | 680 | 340 | WA | 1648.3206
6066 | 7 | 680 | 340 | WA | 1648.3206
6067 | 7 | 680 | 340 | WA | 1648.3206
6068 | 7 | 680 | 340 | WA | 1648.3206
6069 | 7 | 680 | 340 | WA | 1648.3206
6070 | 7 | 680 | 340 | WA | 1648.3206
6071 | 7 | 680 | 340 | WA | 1648.3206
6072 | 7 | 680 | 340 | WA | 1648.3206
6073 | 7 | 680 | 340 | WA | 1648.3206
6074 | 7 | 680 | 340 | WA | 1648.3206
6076 | 7 | 680 | 340 | WA | 1648.3206
6081 | 7 | 680 | 340 | WA | 1648.3206
6082 | 7 | 680 | 340 | WA | 1648.3206
6083 | 7 | 680 | 340 | WA | 1648.3206
6084 | 7 | 680 | 340 | WA | 1648.3206
6090 | 7 | 680 | 340 | WA | 1648.3206
6100 | 7 | 680 | 340 | WA | 1648.3206
6101 | 7 | 680 | 340 | WA | 1648.3206
6102 | 7 | 680 | 340 | WA | 1648.3206
6103 | 7 | 680 | 340 | WA | 1648.3206
6104 | 7 | 680 | 340 | WA | 1648.3206
6105 | 7 | 680 | 340 | WA | 1648.3206
6106 | 7 | 680 | 340 | WA | 1648.3206
6107 | 7 | 680 | 340 | WA | 1648.3206
6108 | 7 | 680 | 340 | WA | 1648.3206
6109 | 7 | 680 | 340 | WA | 1648.3206
6110 | 7 | 680 | 340 | WA | 1648.3206
6111 | 7 | 680 | 340 | WA | 1648.3206
6112 | 7 | 680 | 340 | WA | 1648.3206
6121 | 7 | 680 | 340 | WA | 1648.3206
6122 | 7 | 680 | 340 | WA | 1648.3206
6123 | 7 | 680 | 340 | WA | 1648.3206
6124 | 7 | 680 | 340 | WA | 1648.3206
6125 | 7 | 680 | 340 | WA | 1648.3206
6126 | 7 | 680 | 340 | WA | 1648.3206
6147 | 7 | 680 | 340 | WA | 1648.3206
6148 | 7 | 680 | 340 | WA | 1648.3206
6149 | 7 | 680 | 340 | WA | 1648.3206
6150 | 7 | 680 | 340 | WA | 1648.3206
6151 | 7 | 680 | 340 | WA | 1648.3206
6152 | 7 | 680 | 340 | WA | 1648.3206
6153 | 7 | 680 | 340 | WA | 1648.3206
6154 | 7 | 680 | 340 | WA | 1648.3206
6155 | 7 | 680 | 340 | WA | 1648.3206
6156 | 7 | 680 | 340 | WA | 1648.3206
6157 | 7 | 680 | 340 | WA | 1648.3206
6158 | 7 | 680 | 340 | WA | 1648.3206
6159 | 7 | 680 | 340 | WA | 1648.3206
6160 | 7 | 680 | 340 | WA | 1648.3206
6161 | 7 | 680 | 340 | WA | 1648.3206
6162 | 7 | 680 | 340 | WA | 1648.3206
6163 | 7 | 680 | 340 | WA | 1648.3206
6164 | 7 | 680 | 340 | WA | 1648.3206
6165 | 7 | 680 | 340 | WA | 1648.3206
6166 | 7 | 680 | 340 | WA | 1648.3206
6167 | 7 | 680 | 340 | WA | 1648.3206
6168 | 7 | 680 | 340 | WA | 1648.3206
6169 | 7 | 680 | 340 | WA | 1648.3206
6170 | 7 | 680 | 340 | WA | 1648.3206
6171 | 7 | 680 | 340 | WA | 1648.3206
6172 | 7 | 680 | 340 | WA | 1648.3206
6173 | 7 | 680 | 340 | WA | 1648.3206
6174 | 7 | 680 | 340 | WA | 1648.3206
6175 | 7 | 680 | 340 | WA | 1648.3206
6176 | 7 | 680 | 340 | WA | 1648.3206
6207 | 7 | 680 | 340 | WA | 1648.3206
6208 | 7 | 680 | 340 | WA | 1648.3206
6210 | 7 | 680 | 340 | WA | 1648.3206
6213 | 7 | 680 | 340 | WA | 1648.3206
6214 | 7 | 680 | 340 | WA | 1648.3206
6215 | 7 | 680 | 340 | WA | 1648.3206
6218 | 7 | 680 | 340 | WA | 1648.3206
6220 | 7 | 680 | 340 | WA | 1648.3206
6221 | 7 | 680 | 340 | WA | 1648.3206
6223 | 7 | 680 | 340 | WA | 1648.3206
6224 | 7 | 680 | 340 | WA | 1648.3206
6225 | 7 | 680 | 340 | WA | 1648.3206
6226 | 9 | 1048 | 274 | WA | 1094.7502
6227 | 9 | 1048 | 274 | WA | 1094.7502
6228 | 9 | 1048 | 274 | WA | 1094.7502
6229 | 9 | 1048 | 274 | WA | 1094.7502
6230 | 9 | 1048 | 274 | WA | 1094.7502
6231 | 9 | 1048 | 274 | WA | 1094.7502
6232 | 9 | 1048 | 274 | WA | 1094.7502
6233 | 9 | 1048 | 274 | WA | 1094.7502
6236 | 9 | 1048 | 274 | WA | 1094.7502
6237 | 9 | 1048 | 274 | WA | 1094.7502
6239 | 9 | 1048 | 274 | WA | 1094.7502
6240 | 9 | 1048 | 274 | WA | 1094.7502
6243 | 9 | 1048 | 274 | WA | 1094.7502
6244 | 9 | 1048 | 274 | WA | 1094.7502
6251 | 9 | 1048 | 274 | WA | 1094.7502
6252 | 9 | 1048 | 274 | WA | 1094.7502
6253 | 9 | 1048 | 274 | WA | 1094.7502
6254 | 9 | 1048 | 274 | WA | 1094.7502
6255 | 9 | 1048 | 274 | WA | 1094.7502
6256 | 9 | 1048 | 274 | WA | 1094.7502
6258 | 9 | 1048 | 274 | WA | 1094.7502
6260 | 9 | 1048 | 274 | WA | 1094.7502
6262 | 9 | 1048 | 274 | WA | 1094.7502
6271 | 9 | 1048 | 274 | WA | 1094.7502
6275 | 9 | 1048 | 274 | WA | 1094.7502
6280 | 9 | 1048 | 274 | WA | 1094.7502
6281 | 9 | 1048 | 274 | WA | 1094.7502
6282 | 9 | 1048 | 274 | WA | 1094.7502
6284 | 9 | 1048 | 274 | WA | 1094.7502
6285 | 9 | 1048 | 274 | WA | 1094.7502
6286 | 9 | 1048 | 274 | WA | 1094.7502
6288 | 9 | 1048 | 274 | WA | 1094.7502
6290 | 9 | 1048 | 274 | WA | 1094.7502
6302 | 7 | 680 | 340 | WA | 1648.3206
6304 | 7 | 680 | 340 | WA | 1648.3206
6306 | 7 | 680 | 340 | WA | 1648.3206
6308 | 7 | 680 | 340 | WA | 1648.3206
6309 | 8 | 1249 | 185 | WA | 1062.2945
6311 | 8 | 1249 | 185 | WA | 1062.2945
6312 | 8 | 1249 | 185 | WA | 1062.2945
6313 | 8 | 1249 | 185 | WA | 1062.2945
6315 | 8 | 1249 | 185 | WA | 1062.2945
6316 | 8 | 1249 | 185 | WA | 1062.2945
6317 | 8 | 1249 | 185 | WA | 1062.2945
6318 | 8 | 1249 | 185 | WA | 1062.2945
6320 | 8 | 1249 | 185 | WA | 1062.2945
6321 | 10 | 1112 | 132 | WA | 460.3334
6322 | 10 | 1112 | 132 | WA | 460.3334
6323 | 10 | 1112 | 132 | WA | 460.3334
6324 | 10 | 1112 | 132 | WA | 460.3334
6326 | 10 | 1112 | 132 | WA | 460.3334
6327 | 10 | 1112 | 132 | WA | 460.3334
6328 | 10 | 1112 | 132 | WA | 460.3334
6330 | 10 | 1112 | 132 | WA | 460.3334
6331 | 10 | 1112 | 132 | WA | 460.3334
6332 | 10 | 1112 | 132 | WA | 460.3334
6333 | 9 | 1048 | 274 | WA | 1094.7502
6335 | 8 | 1249 | 185 | WA | 1062.2945
6336 | 8 | 1249 | 185 | WA | 1062.2945
6337 | 8 | 1249 | 185 | WA | 1062.2945
6338 | 8 | 1249 | 185 | WA | 1062.2945
6341 | 8 | 1249 | 185 | WA | 1062.2945
6343 | 8 | 1249 | 185 | WA | 1062.2945
6346 | 10 | 1112 | 132 | WA | 460.3334
6348 | 10 | 1112 | 132 | WA | 460.3334
6350 | 8 | 1249 | 185 | WA | 1062.2945
6351 | 8 | 1249 | 185 | WA | 1062.2945
6352 | 8 | 1249 | 185 | WA | 1062.2945
6353 | 8 | 1249 | 185 | WA | 1062.2945
6355 | 8 | 1249 | 185 | WA | 1062.2945
6356 | 8 | 1249 | 185 | WA | 1062.2945
6357 | 8 | 1249 | 185 | WA | 1062.2945
6358 | 8 | 1249 | 185 | WA | 1062.2945
6359 | 8 | 1249 | 185 | WA | 1062.2945
6361 | 8 | 1249 | 185 | WA | 1062.2945
6363 | 8 | 1249 | 185 | WA | 1062.2945
6365 | 8 | 1249 | 185 | WA | 1062.2945
6367 | 8 | 1249 | 185 | WA | 1062.2945
6368 | 6 | 939 | 327 | WA | 1721.4764
6369 | 6 | 939 | 327 | WA | 1721.4764
6370 | 8 | 1249 | 185 | WA | 1062.2945
6372 | 8 | 1249 | 185 | WA | 1062.2945
6373 | 8 | 1249 | 185 | WA | 1062.2945
6375 | 8 | 1249 | 185 | WA | 1062.2945
6376 | 8 | 1249 | 185 | WA | 1062.2945
6380 | 6 | 939 | 327 | WA | 1721.4764
6383 | 6 | 939 | 327 | WA | 1721.4764
6384 | 6 | 939 | 327 | WA | 1721.4764
6385 | 6 | 939 | 327 | WA | 1721.4764
6386 | 6 | 939 | 327 | WA | 1721.4764
6390 | 7 | 680 | 340 | WA | 1648.3206
6391 | 7 | 680 | 340 | WA | 1648.3206
6392 | 7 | 680 | 340 | WA | 1648.3206
6393 | 7 | 680 | 340 | WA | 1648.3206
6394 | 9 | 1048 | 274 | WA | 1094.7502
6395 | 9 | 1048 | 274 | WA | 1094.7502
6396 | 10 | 1112 | 132 | WA | 460.3334
6397 | 10 | 1112 | 132 | WA | 460.3334
6398 | 9 | 1048 | 274 | WA | 1094.7502
6401 | 7 | 680 | 340 | WA | 1648.3206
6403 | 7 | 680 | 340 | WA | 1648.3206
6405 | 7 | 680 | 340 | WA | 1648.3206
6407 | 6 | 939 | 327 | WA | 1721.4764
6409 | 7 | 680 | 340 | WA | 1648.3206
6410 | 6 | 939 | 327 | WA | 1721.4764
6411 | 6 | 939 | 327 | WA | 1721.4764
6412 | 6 | 939 | 327 | WA | 1721.4764
6413 | 6 | 939 | 327 | WA | 1721.4764
6414 | 6 | 939 | 327 | WA | 1721.4764
6415 | 6 | 939 | 327 | WA | 1721.4764
6417 | 6 | 939 | 327 | WA | 1721.4764
6418 | 6 | 939 | 327 | WA | 1721.4764
6419 | 6 | 939 | 327 | WA | 1721.4764
6420 | 6 | 939 | 327 | WA | 1721.4764
6421 | 6 | 939 | 327 | WA | 1721.4764
6422 | 6 | 939 | 327 | WA | 1721.4764
6423 | 6 | 939 | 327 | WA | 1721.4764
6424 | 6 | 939 | 327 | WA | 1721.4764
6425 | 6 | 939 | 327 | WA | 1721.4764
6426 | 6 | 939 | 327 | WA | 1721.4764
6427 | 6 | 939 | 327 | WA | 1721.4764
6428 | 6 | 939 | 327 | WA | 1721.4764
6429 | 11 | 899 | 243 | WA | 2374.354
6430 | 11 | 899 | 243 | WA | 2374.354
6431 | 11 | 899 | 243 | WA | 2374.354
6432 | 11 | 899 | 243 | WA | 2374.354
6433 | 11 | 899 | 243 | WA | 2374.354
6434 | 11 | 899 | 243 | WA | 2374.354
6435 | 11 | 899 | 243 | WA | 2374.354
6436 | 11 | 899 | 243 | WA | 2374.354
6437 | 11 | 899 | 243 | WA | 2374.354
6438 | 11 | 899 | 243 | WA | 2374.354
6439 | 11 | 899 | 243 | WA | 2374.354
6440 | 11 | 899 | 243 | WA | 2374.354
6442 | 11 | 899 | 243 | WA | 2374.354
6443 | 11 | 899 | 243 | WA | 2374.354
6444 | 11 | 899 | 243 | WA | 2374.354
6445 | 10 | 1112 | 132 | WA | 460.3334
6446 | 10 | 1112 | 132 | WA | 460.3334
6447 | 10 | 1112 | 132 | WA | 460.3334
6448 | 10 | 1112 | 132 | WA | 460.3334
6450 | 10 | 1112 | 132 | WA | 460.3334
6460 | 7 | 680 | 340 | WA | 1648.3206
6461 | 7 | 680 | 340 | WA | 1648.3206
6462 | 7 | 680 | 340 | WA | 1648.3206
6463 | 6 | 939 | 327 | WA | 1721.4764
6464 | 7 | 680 | 340 | WA | 1648.3206
6465 | 7 | 680 | 340 | WA | 1648.3206
6466 | 7 | 680 | 340 | WA | 1648.3206
6467 | 7 | 680 | 340 | WA | 1648.3206
6468 | 7 | 680 | 340 | WA | 1648.3206
6470 | 7 | 680 | 340 | WA | 1648.3206
6472 | 7 | 680 | 340 | WA | 1648.3206
6473 | 6 | 939 | 327 | WA | 1721.4764
6475 | 6 | 939 | 327 | WA | 1721.4764
6476 | 6 | 939 | 327 | WA | 1721.4764
6477 | 6 | 939 | 327 | WA | 1721.4764
6479 | 6 | 939 | 327 | WA | 1721.4764
6480 | 6 | 939 | 327 | WA | 1721.4764
6484 | 11 | 899 | 243 | WA | 2374.354
6485 | 6 | 939 | 327 | WA | 1721.4764
6487 | 6 | 939 | 327 | WA | 1721.4764
6488 | 6 | 939 | 327 | WA | 1721.4764
6489 | 6 | 939 | 327 | WA | 1721.4764
6490 | 6 | 939 | 327 | WA | 1721.4764
6501 | 7 | 680 | 340 | WA | 1648.3206
6502 | 5 | 446 | 553 | WA | 2070.2585
6503 | 7 | 680 | 340 | WA | 1648.3206
6504 | 5 | 446 | 553 | WA | 2070.2585
6505 | 5 | 446 | 553 | WA | 2070.2585
6506 | 5 | 446 | 553 | WA | 2070.2585
6507 | 5 | 446 | 553 | WA | 2070.2585
6509 | 5 | 446 | 553 | WA | 2070.2585
6510 | 5 | 446 | 553 | WA | 2070.2585
6511 | 5 | 446 | 553 | WA | 2070.2585
6512 | 5 | 446 | 553 | WA | 2070.2585
6513 | 5 | 446 | 553 | WA | 2070.2585
6514 | 5 | 446 | 553 | WA | 2070.2585
6515 | 5 | 446 | 553 | WA | 2070.2585
6516 | 5 | 446 | 553 | WA | 2070.2585
6517 | 5 | 446 | 553 | WA | 2070.2585
6518 | 5 | 446 | 553 | WA | 2070.2585
6519 | 5 | 446 | 553 | WA | 2070.2585
6521 | 5 | 446 | 553 | WA | 2070.2585
6522 | 5 | 446 | 553 | WA | 2070.2585
6525 | 5 | 446 | 553 | WA | 2070.2585
6528 | 5 | 446 | 553 | WA | 2070.2585
6530 | 5 | 446 | 553 | WA | 2070.2585
6531 | 5 | 446 | 553 | WA | 2070.2585
6532 | 5 | 446 | 553 | WA | 2070.2585
6535 | 5 | 446 | 553 | WA | 2070.2585
6536 | 5 | 446 | 553 | WA | 2070.2585
6537 | 3 | 159 | 1001 | WA | 3237.6278
6556 | 7 | 680 | 340 | WA | 1648.3206
6558 | 7 | 680 | 340 | WA | 1648.3206
6560 | 7 | 680 | 340 | WA | 1648.3206
6562 | 7 | 680 | 340 | WA | 1648.3206
6564 | 7 | 680 | 340 | WA | 1648.3206
6566 | 7 | 680 | 340 | WA | 1648.3206
6567 | 7 | 680 | 340 | WA | 1648.3206
6568 | 7 | 680 | 340 | WA | 1648.3206
6569 | 7 | 680 | 340 | WA | 1648.3206
6571 | 7 | 680 | 340 | WA | 1648.3206
6572 | 7 | 680 | 340 | WA | 1648.3206
6574 | 5 | 446 | 553 | WA | 2070.2585
6575 | 5 | 446 | 553 | WA | 2070.2585
6603 | 5 | 446 | 553 | WA | 2070.2585
6605 | 5 | 446 | 553 | WA | 2070.2585
6606 | 5 | 446 | 553 | WA | 2070.2585
6608 | 5 | 446 | 553 | WA | 2070.2585
6609 | 5 | 446 | 553 | WA | 2070.2585
6612 | 5 | 446 | 553 | WA | 2070.2585
6613 | 5 | 446 | 553 | WA | 2070.2585
6614 | 5 | 446 | 553 | WA | 2070.2585
6616 | 5 | 446 | 553 | WA | 2070.2585
6618 | 5 | 446 | 553 | WA | 2070.2585
6620 | 5 | 446 | 553 | WA | 2070.2585
6623 | 5 | 446 | 553 | WA | 2070.2585
6625 | 5 | 446 | 553 | WA | 2070.2585
6627 | 5 | 446 | 553 | WA | 2070.2585
6628 | 5 | 446 | 553 | WA | 2070.2585
6630 | 5 | 446 | 553 | WA | 2070.2585
6631 | 5 | 446 | 553 | WA | 2070.2585
6632 | 5 | 446 | 553 | WA | 2070.2585
6635 | 5 | 446 | 553 | WA | 2070.2585
6638 | 3 | 159 | 1001 | WA | 3237.6278
6639 | 3 | 159 | 1001 | WA | 3237.6278
6640 | 3 | 159 | 1001 | WA | 3237.6278
6642 | 3 | 159 | 1001 | WA | 3237.6278
6646 | 11 | 899 | 243 | WA | 2374.354
6701 | 3 | 159 | 1001 | WA | 3237.6278
6705 | 3 | 159 | 1001 | WA | 3237.6278
6707 | 2 | 27 | 1782 | WA | 3003.0974
6710 | 2 | 27 | 1782 | WA | 3003.0974
6711 | 2 | 27 | 1782 | WA | 3003.0974
6712 | 2 | 27 | 1782 | WA | 3003.0974
6713 | 2 | 27 | 1782 | WA | 3003.0974
6714 | 2 | 27 | 1782 | WA | 3003.0974
6715 | 2 | 27 | 1782 | WA | 3003.0974
6716 | 2 | 27 | 1782 | WA | 3003.0974
6718 | 2 | 27 | 1782 | WA | 3003.0974
6720 | 2 | 27 | 1782 | WA | 3003.0974
6721 | 2 | 27 | 1782 | WA | 3003.0974
6722 | 2 | 27 | 1782 | WA | 3003.0974
6723 | 2 | 27 | 1782 | WA | 3003.0974
6725 | 1 | 6 | 2016 | WA | 2352.9332
6726 | 1 | 6 | 2016 | WA | 2352.9332
6728 | 1 | 6 | 2016 | WA | 2352.9332
6731 | 1 | 6 | 2016 | WA | 2352.9332
6733 | 1 | 6 | 2016 | WA | 2352.9332
6740 | 1 | 6 | 2016 | WA | 2352.9332
6743 | 1 | 6 | 2016 | WA | 2352.9332
6751 | 2 | 27 | 1782 | WA | 3003.0974
6753 | 2 | 27 | 1782 | WA | 3003.0974
6754 | 2 | 27 | 1782 | WA | 3003.0974
6758 | 2 | 27 | 1782 | WA | 3003.0974
6760 | 2 | 27 | 1782 | WA | 3003.0974
6761 | 2 | 27 | 1782 | WA | 3003.0974
6762 | 2 | 27 | 1782 | WA | 3003.0974
6765 | 1 | 6 | 2016 | WA | 2352.9332
6770 | 1 | 6 | 2016 | WA | 2352.9332
6798 | 1 | 6 | 2016 | WA | 2352.9332
6799 | 1 | 6 | 2016 | WA | 2352.9332
6803 | 7 | 680 | 340 | WA | 1648.3206
6809 | 7 | 680 | 340 | WA | 1648.3206
6812 | 7 | 680 | 340 | WA | 1648.3206
6817 | 7 | 680 | 340 | WA | 1648.3206
6820 | 7 | 680 | 340 | WA | 1648.3206
6824 | 7 | 680 | 340 | WA | 1648.3206
6825 | 7 | 680 | 340 | WA | 1648.3206
6826 | 7 | 680 | 340 | WA | 1648.3206
6827 | 7 | 680 | 340 | WA | 1648.3206
6828 | 7 | 680 | 340 | WA | 1648.3206
6829 | 7 | 680 | 340 | WA | 1648.3206
6830 | 7 | 680 | 340 | WA | 1648.3206
6831 | 7 | 680 | 340 | WA | 1648.3206
6832 | 7 | 680 | 340 | WA | 1648.3206
6833 | 7 | 680 | 340 | WA | 1648.3206
6834 | 7 | 680 | 340 | WA | 1648.3206
6836 | 7 | 680 | 340 | WA | 1648.3206
6837 | 7 | 680 | 340 | WA | 1648.3206
6838 | 7 | 680 | 340 | WA | 1648.3206
6839 | 7 | 680 | 340 | WA | 1648.3206
6840 | 7 | 680 | 340 | WA | 1648.3206
6841 | 7 | 680 | 340 | WA | 1648.3206
6842 | 7 | 680 | 340 | WA | 1648.3206
6843 | 7 | 680 | 340 | WA | 1648.3206
6844 | 7 | 680 | 340 | WA | 1648.3206
6845 | 7 | 680 | 340 | WA | 1648.3206
6846 | 7 | 680 | 340 | WA | 1648.3206
6847 | 7 | 680 | 340 | WA | 1648.3206
6848 | 7 | 680 | 340 | WA | 1648.3206
6849 | 7 | 680 | 340 | WA | 1648.3206
6850 | 7 | 680 | 340 | WA | 1648.3206
6851 | 7 | 680 | 340 | WA | 1648.3206
6865 | 7 | 680 | 340 | WA | 1648.3206
6872 | 7 | 680 | 340 | WA | 1648.3206
6873 | 7 | 680 | 340 | WA | 1648.3206
6892 | 7 | 680 | 340 | WA | 1648.3206
6893 | 7 | 680 | 340 | WA | 1648.3206
6900 | 7 | 680 | 340 | WA | 1648.3206
6901 | 7 | 680 | 340 | WA | 1648.3206
6902 | 7 | 680 | 340 | WA | 1648.3206
6903 | 7 | 680 | 340 | WA | 1648.3206
6904 | 7 | 680 | 340 | WA | 1648.3206
6905 | 7 | 680 | 340 | WA | 1648.3206
6906 | 7 | 680 | 340 | WA | 1648.3206
6907 | 7 | 680 | 340 | WA | 1648.3206
6909 | 7 | 680 | 340 | WA | 1648.3206
6910 | 7 | 680 | 340 | WA | 1648.3206
6911 | 7 | 680 | 340 | WA | 1648.3206
6912 | 7 | 680 | 340 | WA | 1648.3206
6913 | 7 | 680 | 340 | WA | 1648.3206
6914 | 7 | 680 | 340 | WA | 1648.3206
6915 | 7 | 680 | 340 | WA | 1648.3206
6916 | 7 | 680 | 340 | WA | 1648.3206
6917 | 7 | 680 | 340 | WA | 1648.3206
6918 | 7 | 680 | 340 | WA | 1648.3206
6919 | 7 | 680 | 340 | WA | 1648.3206
6920 | 7 | 680 | 340 | WA | 1648.3206
6921 | 7 | 680 | 340 | WA | 1648.3206
6922 | 7 | 680 | 340 | WA | 1648.3206
6923 | 7 | 680 | 340 | WA | 1648.3206
6924 | 7 | 680 | 340 | WA | 1648.3206
6925 | 7 | 680 | 340 | WA | 1648.3206
6926 | 7 | 680 | 340 | WA | 1648.3206
6927 | 7 | 680 | 340 | WA | 1648.3206
6928 | 7 | 680 | 340 | WA | 1648.3206
6929 | 7 | 680 | 340 | WA | 1648.3206
6931 | 7 | 680 | 340 | WA | 1648.3206
6932 | 7 | 680 | 340 | WA | 1648.3206
6933 | 7 | 680 | 340 | WA | 1648.3206
6934 | 7 | 680 | 340 | WA | 1648.3206
6935 | 7 | 680 | 340 | WA | 1648.3206
6936 | 7 | 680 | 340 | WA | 1648.3206
6937 | 7 | 680 | 340 | WA | 1648.3206
6938 | 7 | 680 | 340 | WA | 1648.3206
6939 | 7 | 680 | 340 | WA | 1648.3206
6940 | 7 | 680 | 340 | WA | 1648.3206
6941 | 7 | 680 | 340 | WA | 1648.3206
6942 | 7 | 680 | 340 | WA | 1648.3206
6943 | 7 | 680 | 340 | WA | 1648.3206
6944 | 7 | 680 | 340 | WA | 1648.3206
6945 | 7 | 680 | 340 | WA | 1648.3206
6946 | 7 | 680 | 340 | WA | 1648.3206
6947 | 7 | 680 | 340 | WA | 1648.3206
6951 | 7 | 680 | 340 | WA | 1648.3206
6952 | 7 | 680 | 340 | WA | 1648.3206
6953 | 7 | 680 | 340 | WA | 1648.3206
6954 | 7 | 680 | 340 | WA | 1648.3206
6955 | 7 | 680 | 340 | WA | 1648.3206
6956 | 7 | 680 | 340 | WA | 1648.3206
6957 | 7 | 680 | 340 | WA | 1648.3206
6958 | 7 | 680 | 340 | WA | 1648.3206
6959 | 7 | 680 | 340 | WA | 1648.3206
6960 | 7 | 680 | 340 | WA | 1648.3206
6961 | 7 | 680 | 340 | WA | 1648.3206
6962 | 7 | 680 | 340 | WA | 1648.3206
6963 | 7 | 680 | 340 | WA | 1648.3206
6964 | 7 | 680 | 340 | WA | 1648.3206
6965 | 7 | 680 | 340 | WA | 1648.3206
6966 | 7 | 680 | 340 | WA | 1648.3206
6967 | 7 | 680 | 340 | WA | 1648.3206
6968 | 7 | 680 | 340 | WA | 1648.3206
6969 | 7 | 680 | 340 | WA | 1648.3206
6970 | 7 | 680 | 340 | WA | 1648.3206
6971 | 7 | 680 | 340 | WA | 1648.3206
6979 | 7 | 680 | 340 | WA | 1648.3206
6980 | 7 | 680 | 340 | WA | 1648.3206
6981 | 7 | 680 | 340 | WA | 1648.3206
6982 | 7 | 680 | 340 | WA | 1648.3206
6983 | 7 | 680 | 340 | WA | 1648.3206
6984 | 7 | 680 | 340 | WA | 1648.3206
6985 | 7 | 680 | 340 | WA | 1648.3206
6986 | 7 | 680 | 340 | WA | 1648.3206
6987 | 7 | 680 | 340 | WA | 1648.3206
6988 | 7 | 680 | 340 | WA | 1648.3206
6989 | 7 | 680 | 340 | WA | 1648.3206
6990 | 7 | 680 | 340 | WA | 1648.3206
6991 | 7 | 680 | 340 | WA | 1648.3206
6992 | 7 | 680 | 340 | WA | 1648.3206
6997 | 7 | 680 | 340 | WA | 1648.3206
7000 | 26 | 2049 | 29 | TAS | 359.9299
7001 | 26 | 2049 | 29 | TAS | 359.9299
7002 | 26 | 2049 | 29 | TAS | 359.9299
7004 | 26 | 2049 | 29 | TAS | 359.9299
7005 | 26 | 2049 | 29 | TAS | 359.9299
7006 | 26 | 2049 | 29 | TAS | 359.9299
7007 | 26 | 2049 | 29 | TAS | 359.9299
7008 | 26 | 2049 | 29 | TAS | 359.9299
7009 | 26 | 2049 | 29 | TAS | 359.9299
7010 | 26 | 2049 | 29 | TAS | 359.9299
7011 | 26 | 2049 | 29 | TAS | 359.9299
7012 | 26 | 2049 | 29 | TAS | 359.9299
7015 | 26 | 2049 | 29 | TAS | 359.9299
7016 | 26 | 2049 | 29 | TAS | 359.9299
7017 | 26 | 2049 | 29 | TAS | 359.9299
7018 | 26 | 2049 | 29 | TAS | 359.9299
7019 | 26 | 2049 | 29 | TAS | 359.9299
7020 | 26 | 2049 | 29 | TAS | 359.9299
7021 | 26 | 2049 | 29 | TAS | 359.9299
7022 | 26 | 2049 | 29 | TAS | 359.9299
7023 | 26 | 2049 | 29 | TAS | 359.9299
7024 | 26 | 2049 | 29 | TAS | 359.9299
7025 | 26 | 2049 | 29 | TAS | 359.9299
7026 | 26 | 2049 | 29 | TAS | 359.9299
7027 | 26 | 2049 | 29 | TAS | 359.9299
7030 | 26 | 2049 | 29 | TAS | 359.9299
7050 | 26 | 2049 | 29 | TAS | 359.9299
7051 | 26 | 2049 | 29 | TAS | 359.9299
7052 | 26 | 2049 | 29 | TAS | 359.9299
7053 | 26 | 2049 | 29 | TAS | 359.9299
7054 | 26 | 2049 | 29 | TAS | 359.9299
7055 | 26 | 2049 | 29 | TAS | 359.9299
7109 | 26 | 2049 | 29 | TAS | 359.9299
7112 | 26 | 2049 | 29 | TAS | 359.9299
7113 | 26 | 2049 | 29 | TAS | 359.9299
7116 | 26 | 2049 | 29 | TAS | 359.9299
7117 | 26 | 2049 | 29 | TAS | 359.9299
7119 | 25 | 2421 | 25 | TAS | 657.927
7120 | 25 | 2421 | 25 | TAS | 657.927
7139 | 23 | 2516 | 48 | TAS | 359.9299
7140 | 26 | 2049 | 29 | TAS | 359.9299
7150 | 26 | 2049 | 29 | TAS | 359.9299
7151 | 26 | 2049 | 29 | TAS | 359.9299
7155 | 26 | 2049 | 29 | TAS | 359.9299
7162 | 26 | 2049 | 29 | TAS | 359.9299
7163 | 26 | 2049 | 29 | TAS | 359.9299
7170 | 26 | 2049 | 29 | TAS | 359.9299
7171 | 26 | 2049 | 29 | TAS | 359.9299
7172 | 26 | 2049 | 29 | TAS | 359.9299
7173 | 26 | 2049 | 29 | TAS | 359.9299
7174 | 26 | 2049 | 29 | TAS | 359.9299
7175 | 26 | 2049 | 29 | TAS | 359.9299
7176 | 26 | 2049 | 29 | TAS | 359.9299
7177 | 26 | 2049 | 29 | TAS | 359.9299
7178 | 26 | 2049 | 29 | TAS | 359.9299
7179 | 26 | 2049 | 29 | TAS | 359.9299
7180 | 26 | 2049 | 29 | TAS | 359.9299
7182 | 26 | 2049 | 29 | TAS | 359.9299
7183 | 26 | 2049 | 29 | TAS | 359.9299
7184 | 26 | 2049 | 29 | TAS | 359.9299
7185 | 26 | 2049 | 29 | TAS | 359.9299
7186 | 26 | 2049 | 29 | TAS | 359.9299
7187 | 26 | 2049 | 29 | TAS | 359.9299
7190 | 28 | 1869 | 80 | TAS | 659.8455
7209 | 25 | 2421 | 25 | TAS | 657.927
7210 | 25 | 2421 | 25 | TAS | 657.927
7211 | 25 | 2421 | 25 | TAS | 657.927
7212 | 25 | 2421 | 25 | TAS | 657.927
7213 | 28 | 1869 | 80 | TAS | 659.8455
7214 | 28 | 1869 | 80 | TAS | 659.8455
7215 | 28 | 1869 | 80 | TAS | 659.8455
7216 | 27 | 1903 | 137 | TAS | 657.927
7248 | 25 | 2421 | 25 | TAS | 657.927
7249 | 25 | 2421 | 25 | TAS | 657.927
7250 | 25 | 2421 | 25 | TAS | 657.927
7252 | 25 | 2421 | 25 | TAS | 657.927
7253 | 25 | 2421 | 25 | TAS | 657.927
7254 | 25 | 2421 | 25 | TAS | 657.927
7255 | 27 | 1903 | 137 | TAS | 657.927
7256 | 22 | 1997 | 52 | TAS | 659.8455
7257 | 27 | 1903 | 137 | TAS | 657.927
7258 | 25 | 2421 | 25 | TAS | 657.927
7259 | 25 | 2421 | 25 | TAS | 657.927
7260 | 27 | 1903 | 137 | TAS | 657.927
7261 | 27 | 1903 | 137 | TAS | 657.927
7262 | 27 | 1903 | 137 | TAS | 657.927
7263 | 27 | 1903 | 137 | TAS | 657.927
7264 | 27 | 1903 | 137 | TAS | 657.927
7265 | 27 | 1903 | 137 | TAS | 657.927
7267 | 25 | 2421 | 25 | TAS | 657.927
7268 | 25 | 2421 | 25 | TAS | 657.927
7270 | 25 | 2421 | 25 | TAS | 657.927
7275 | 25 | 2421 | 25 | TAS | 657.927
7276 | 25 | 2421 | 25 | TAS | 657.927
7277 | 25 | 2421 | 25 | TAS | 657.927
7290 | 25 | 2421 | 25 | TAS | 657.927
7291 | 25 | 2421 | 25 | TAS | 657.927
7292 | 25 | 2421 | 25 | TAS | 657.927
7300 | 25 | 2421 | 25 | TAS | 657.927
7301 | 25 | 2421 | 25 | TAS | 657.927
7302 | 25 | 2421 | 25 | TAS | 657.927
7303 | 25 | 2421 | 25 | TAS | 657.927
7304 | 25 | 2421 | 25 | TAS | 657.927
7305 | 22 | 1997 | 52 | TAS | 659.8455
7306 | 22 | 1997 | 52 | TAS | 659.8455
7307 | 22 | 1997 | 52 | TAS | 659.8455
7310 | 22 | 1997 | 52 | TAS | 659.8455
7315 | 22 | 1997 | 52 | TAS | 659.8455
7316 | 22 | 1997 | 52 | TAS | 659.8455
7320 | 22 | 1997 | 52 | TAS | 659.8455
7321 | 23 | 2516 | 48 | TAS | 359.9299
7322 | 22 | 1997 | 52 | TAS | 659.8455
7325 | 22 | 1997 | 52 | TAS | 659.8455
7330 | 22 | 1997 | 52 | TAS | 659.8455
7331 | 22 | 1997 | 52 | TAS | 659.8455
7466 | 23 | 2516 | 48 | TAS | 359.9299
7467 | 23 | 2516 | 48 | TAS | 359.9299
7468 | 23 | 2516 | 48 | TAS | 359.9299
7469 | 23 | 2516 | 48 | TAS | 359.9299
7470 | 23 | 2516 | 48 | TAS | 359.9299
7800 | 25 | 2421 | 25 | TAS | 657.927
7802 | 26 | 2049 | 29 | TAS | 359.9299
7803 | 26 | 2049 | 29 | TAS | 359.9299
7804 | 26 | 2049 | 29 | TAS | 359.9299
7805 | 26 | 2049 | 29 | TAS | 359.9299
7806 | 26 | 2049 | 29 | TAS | 359.9299
7807 | 26 | 2049 | 29 | TAS | 359.9299
7808 | 26 | 2049 | 29 | TAS | 359.9299
7809 | 26 | 2049 | 29 | TAS | 359.9299
7810 | 26 | 2049 | 29 | TAS | 359.9299
7811 | 26 | 2049 | 29 | TAS | 359.9299
7812 | 26 | 2049 | 29 | TAS | 359.9299
7813 | 26 | 2049 | 29 | TAS | 359.9299
7814 | 26 | 2049 | 29 | TAS | 359.9299
7823 | 26 | 2049 | 29 | TAS | 359.9299
7824 | 26 | 2049 | 29 | TAS | 359.9299
7827 | 26 | 2049 | 29 | TAS | 359.9299
7828 | 26 | 2049 | 29 | TAS | 359.9299
7829 | 26 | 2049 | 29 | TAS | 359.9299
7845 | 26 | 2049 | 29 | TAS | 359.9299
7850 | 26 | 2049 | 29 | TAS | 359.9299
7892 | 26 | 2049 | 29 | TAS | 359.9299
7900 | 25 | 2421 | 25 | TAS | 657.927
7901 | 25 | 2421 | 25 | TAS | 657.927
7902 | 25 | 2421 | 25 | TAS | 657.927
7903 | 25 | 2421 | 25 | TAS | 657.927
7904 | 25 | 2421 | 25 | TAS | 657.927
7905 | 25 | 2421 | 25 | TAS | 657.927
7906 | 25 | 2421 | 25 | TAS | 657.927
7907 | 25 | 2421 | 25 | TAS | 657.927
7908 | 25 | 2421 | 25 | TAS | 657.927
7916 | 22 | 1997 | 52 | TAS | 659.8455
7917 | 25 | 2421 | 25 | TAS | 657.927
7918 | 25 | 2421 | 25 | TAS | 657.927
7919 | 22 | 1997 | 52 | TAS | 659.8455
7920 | 25 | 2421 | 25 | TAS | 657.927
7921 | 25 | 2421 | 25 | TAS | 657.927
7922 | 22 | 1997 | 52 | TAS | 659.8455
7923 | 25 | 2421 | 25 | TAS | 657.927
8001 | 18 | 1590 | 100 | VIC | 769.3726
8002 | 18 | 1590 | 100 | VIC | 769.3726
8003 | 18 | 1590 | 100 | VIC | 769.3726
8004 | 18 | 1590 | 100 | VIC | 769.3726
8005 | 18 | 1590 | 100 | VIC | 769.3726
8006 | 18 | 1590 | 100 | VIC | 769.3726
8007 | 18 | 1590 | 100 | VIC | 769.3726
8008 | 18 | 1590 | 100 | VIC | 769.3726
8009 | 18 | 1590 | 100 | VIC | 769.3726
8010 | 18 | 1590 | 100 | VIC | 769.3726
8045 | 18 | 1590 | 100 | VIC | 769.3726
8051 | 18 | 1590 | 100 | VIC | 769.3726
8060 | 18 | 1590 | 100 | VIC | 769.3726
8061 | 18 | 1590 | 100 | VIC | 769.3726
8066 | 18 | 1590 | 100 | VIC | 769.3726
8069 | 18 | 1590 | 100 | VIC | 769.3726
8070 | 18 | 1590 | 100 | VIC | 769.3726
8071 | 18 | 1590 | 100 | VIC | 769.3726
8100 | 18 | 1590 | 100 | VIC | 769.3726
8101 | 18 | 1590 | 100 | VIC | 769.3726
8102 | 18 | 1590 | 100 | VIC | 769.3726
8103 | 18 | 1590 | 100 | VIC | 769.3726
8107 | 18 | 1590 | 100 | VIC | 769.3726
8108 | 18 | 1590 | 100 | VIC | 769.3726
8111 | 18 | 1590 | 100 | VIC | 769.3726
8120 | 18 | 1590 | 100 | VIC | 769.3726
8205 | 18 | 1590 | 100 | VIC | 769.3726
8383 | 18 | 1590 | 100 | VIC | 769.3726
8386 | 18 | 1590 | 100 | VIC | 769.3726
8388 | 18 | 1590 | 100 | VIC | 769.3726
8390 | 18 | 1590 | 100 | VIC | 769.3726
8393 | 18 | 1590 | 100 | VIC | 769.3726
8394 | 18 | 1590 | 100 | VIC | 769.3726
8396 | 18 | 1590 | 100 | VIC | 769.3726
8399 | 18 | 1590 | 100 | VIC | 769.3726
8500 | 18 | 1590 | 100 | VIC | 769.3726
8507 | 18 | 1590 | 100 | VIC | 769.3726
8538 | 18 | 1590 | 100 | VIC | 769.3726
8557 | 18 | 1590 | 100 | VIC | 769.3726
8576 | 18 | 1590 | 100 | VIC | 769.3726
8622 | 18 | 1590 | 100 | VIC | 769.3726
8626 | 18 | 1590 | 100 | VIC | 769.3726
8627 | 18 | 1590 | 100 | VIC | 769.3726
8659 | 18 | 1590 | 100 | VIC | 769.3726
8785 | 18 | 1590 | 100 | VIC | 769.3726
8865 | 18 | 1590 | 100 | VIC | 769.3726
8873 | 18 | 1590 | 100 | VIC | 769.3726
9000 | 51 | 325 | 1043 | QLD | 580.4113
9001 | 51 | 325 | 1043 | QLD | 580.4113
9002 | 51 | 325 | 1043 | QLD | 580.4113
9003 | 51 | 325 | 1043 | QLD | 580.4113
9005 | 51 | 325 | 1043 | QLD | 580.4113
9007 | 51 | 325 | 1043 | QLD | 580.4113
9008 | 51 | 325 | 1043 | QLD | 580.4113
9009 | 51 | 325 | 1043 | QLD | 580.4113
9010 | 51 | 325 | 1043 | QLD | 580.4113
9013 | 51 | 325 | 1043 | QLD | 580.4113
9015 | 51 | 325 | 1043 | QLD | 580.4113
9016 | 51 | 325 | 1043 | QLD | 580.4113
9017 | 51 | 325 | 1043 | QLD | 580.4113
9018 | 51 | 325 | 1043 | QLD | 580.4113
9019 | 51 | 325 | 1043 | QLD | 580.4113
9020 | 51 | 325 | 1043 | QLD | 580.4113
9021 | 51 | 325 | 1043 | QLD | 580.4113
9022 | 51 | 325 | 1043 | QLD | 580.4113
9023 | 51 | 325 | 1043 | QLD | 580.4113
9464 | 51 | 325 | 1043 | QLD | 580.4113
9466 | 51 | 325 | 1043 | QLD | 580.4113
9726 | 51 | 325 | 1043 | QLD | 580.4113
9727 | 51 | 325 | 1043 | QLD | 580.4113
9728 | 51 | 325 | 1043 | QLD | 580.4113
9729 | 51 | 325 | 1043 | QLD | 580.4113

## Benchmark Factors (hidden)
Energy & Water | Benchmark Factors
Lower Limit | Upper Limit | Star Rating | Interpolated Bands |  |  | Reverse Calculator BF Bands
0 | 26.5 | 6 | Ratio | Stars | Calculated Stars | Stars | Ratio | Calculated Ratio
26.5 | 39.75 | 5.5 | 26.5 | 6 | 6 | 0 | 185.5 | 185.5
39.75 | 53 | 5 | 26.765 | 5.99 | 5.99 | 0.01 | 185.235 | 185.235
53 | 66.25 | 4.5 | 27.03 | 5.98 | 5.98 | 0.02 | 184.97 | 184.97
66.25 | 79.5 | 4 | 27.295 | 5.97 | 5.97 | 0.03 | 184.705 | 184.705
79.5 | 92.75 | 3.5 | 27.56 | 5.96 | 5.96 | 0.04 | 184.44 | 184.44
92.75 | 106 | 3 | 27.825 | 5.95 | 5.95 | 0.05 | 184.175 | 184.175
106 | 119.25 | 2.5 | 28.09 | 5.94 | 5.94 | 0.06 | 183.91 | 183.91
119.25 | 132.5 | 2 | 28.355 | 5.93 | 5.93 | 0.07 | 183.645 | 183.645
132.5 | 145.75 | 1.5 | 28.62 | 5.92 | 5.92 | 0.08 | 183.38 | 183.38
145.75 | 159 | 1 | 28.885 | 5.91 | 5.91 | 0.09 | 183.115 | 183.115
159 |  | 0 | 29.15 | 5.9 | 5.9 | 0.1 | 182.85 | 182.85
|  |  | 29.415 | 5.89 | 5.89 | 0.11 | 182.585 | 182.585
| Slope | Intercept | 29.68 | 5.88 | 5.88 | 0.12 | 182.32 | 182.32
| -0.037736 | 7 | 29.945 | 5.87 | 5.87 | 0.13 | 182.055 | 182.055
|  |  | 30.21 | 5.86 | 5.86 | 0.14 | 181.79 | 181.79
| -0.037736 |  | 30.475 | 5.85 | 5.85 | 0.15 | 181.525 | 181.525
|  |  | 30.74 | 5.84 | 5.84 | 0.16 | 181.26 | 181.26
Star rating converion equations |  |  | 31.005 | 5.83 | 5.83 | 0.17 | 180.995 | 180.995
Star | BF |  | 31.27 | 5.82 | 5.82 | 0.18 | 180.73 | 180.73
3.2264 | 100 |  | 31.535 | 5.81 | 5.81 | 0.19 | 180.465 | 180.465
4.5 | 66.25 |  | 31.8 | 5.8 | 5.8 | 0.2 | 180.2 | 180.2
|  |  | 32.065 | 5.79 | 5.79 | 0.21 | 179.935 | 179.935
|  |  | 32.33 | 5.78 | 5.78 | 0.22 | 179.67 | 179.67
|  |  | 32.595 | 5.77 | 5.77 | 0.23 | 179.405 | 179.405
|  |  | 32.86 | 5.76 | 5.76 | 0.24 | 179.14 | 179.14
|  |  | 33.125 | 5.75 | 5.75 | 0.25 | 178.875 | 178.875
|  |  | 33.39 | 5.74 | 5.74 | 0.26 | 178.61 | 178.61
|  |  | 33.655 | 5.73 | 5.73 | 0.27 | 178.345 | 178.345
|  |  | 33.92 | 5.72 | 5.72 | 0.28 | 178.08 | 178.08
|  |  | 34.185 | 5.71 | 5.71 | 0.29 | 177.815 | 177.815
|  |  | 34.45 | 5.7 | 5.7 | 0.3 | 177.55 | 177.55
|  |  | 34.715 | 5.69 | 5.69 | 0.31 | 177.285 | 177.285
|  |  | 34.98 | 5.68 | 5.68 | 0.32 | 177.02 | 177.02
|  |  | 35.245 | 5.67 | 5.67 | 0.33 | 176.755 | 176.755
|  |  | 35.51 | 5.66 | 5.66 | 0.34 | 176.49 | 176.49
|  |  | 35.775 | 5.65 | 5.65 | 0.35 | 176.225 | 176.225
|  |  | 36.04 | 5.64 | 5.64 | 0.36 | 175.96 | 175.96
|  |  | 36.305 | 5.63 | 5.63 | 0.37 | 175.695 | 175.695
|  |  | 36.57 | 5.62 | 5.62 | 0.38 | 175.43 | 175.43
|  |  | 36.835 | 5.61 | 5.61 | 0.39 | 175.165 | 175.165
|  |  | 37.1 | 5.6 | 5.6 | 0.4 | 174.9 | 174.9
|  |  | 37.365 | 5.59 | 5.59 | 0.41 | 174.635 | 174.635
|  |  | 37.63 | 5.58 | 5.58 | 0.42 | 174.37 | 174.37
|  |  | 37.895 | 5.57 | 5.57 | 0.43 | 174.105 | 174.105
|  |  | 38.16 | 5.56 | 5.56 | 0.44 | 173.84 | 173.84
|  |  | 38.425 | 5.55 | 5.55 | 0.45 | 173.575 | 173.575
|  |  | 38.69 | 5.54 | 5.54 | 0.46 | 173.31 | 173.31
|  |  | 38.955 | 5.53 | 5.53 | 0.47 | 173.045 | 173.045
|  |  | 39.22 | 5.52 | 5.52 | 0.48 | 172.78 | 172.78
|  |  | 39.485 | 5.51 | 5.51 | 0.49 | 172.515 | 172.515
|  |  | 39.75 | 5.5 | 5.5 | 0.5 | 172.25 | 172.25
|  |  | 40.015 | 5.49 | 5.49 | 0.51 | 171.985 | 171.985
|  |  | 40.28 | 5.48 | 5.48 | 0.52 | 171.72 | 171.72
|  |  | 40.545 | 5.47 | 5.47 | 0.53 | 171.455 | 171.455
|  |  | 40.81 | 5.46 | 5.46 | 0.54 | 171.19 | 171.19
|  |  | 41.075 | 5.45 | 5.45 | 0.55 | 170.925 | 170.925
|  |  | 41.34 | 5.44 | 5.44 | 0.56 | 170.66 | 170.66
|  |  | 41.605 | 5.43 | 5.43 | 0.57 | 170.395 | 170.395
|  |  | 41.87 | 5.42 | 5.42 | 0.58 | 170.13 | 170.13
|  |  | 42.135 | 5.41 | 5.41 | 0.59 | 169.865 | 169.865
|  |  | 42.4 | 5.4 | 5.4 | 0.6 | 169.6 | 169.6
|  |  | 42.665 | 5.39 | 5.39 | 0.61 | 169.335 | 169.335
|  |  | 42.93 | 5.38 | 5.38 | 0.62 | 169.07 | 169.07
|  |  | 43.195 | 5.37 | 5.37 | 0.63 | 168.805 | 168.805
|  |  | 43.46 | 5.36 | 5.36 | 0.64 | 168.54 | 168.54
|  |  | 43.725 | 5.35 | 5.35 | 0.65 | 168.275 | 168.275
|  |  | 43.99 | 5.34 | 5.34 | 0.66 | 168.01 | 168.01
|  |  | 44.255 | 5.33 | 5.33 | 0.67 | 167.745 | 167.745
|  |  | 44.52 | 5.32 | 5.32 | 0.68 | 167.48 | 167.48
|  |  | 44.785 | 5.31 | 5.31 | 0.69 | 167.215 | 167.215
|  |  | 45.05 | 5.3 | 5.3 | 0.7 | 166.95 | 166.95
|  |  | 45.315 | 5.29 | 5.29 | 0.71 | 166.685 | 166.685
|  |  | 45.58 | 5.28 | 5.28 | 0.72 | 166.42 | 166.42
|  |  | 45.845 | 5.27 | 5.27 | 0.73 | 166.155 | 166.155
|  |  | 46.11 | 5.26 | 5.26 | 0.74 | 165.89 | 165.89
|  |  | 46.375 | 5.25 | 5.25 | 0.75 | 165.625 | 165.625
|  |  | 46.64 | 5.24 | 5.24 | 0.76 | 165.36 | 165.36
|  |  | 46.905 | 5.23 | 5.23 | 0.77 | 165.095 | 165.095
|  |  | 47.17 | 5.22 | 5.22 | 0.78 | 164.83 | 164.83
|  |  | 47.435 | 5.21 | 5.21 | 0.79 | 164.565 | 164.565
|  |  | 47.7 | 5.2 | 5.2 | 0.8 | 164.3 | 164.3
|  |  | 47.965 | 5.19 | 5.19 | 0.81 | 164.035 | 164.035
|  |  | 48.23 | 5.18 | 5.18 | 0.82 | 163.77 | 163.77
|  |  | 48.495 | 5.17 | 5.17 | 0.83 | 163.505 | 163.505
|  |  | 48.76 | 5.16 | 5.16 | 0.84 | 163.24 | 163.24
|  |  | 49.025 | 5.15 | 5.15 | 0.85 | 162.975 | 162.975
|  |  | 49.29 | 5.14 | 5.14 | 0.86 | 162.71 | 162.71
|  |  | 49.555 | 5.13 | 5.13 | 0.87 | 162.445 | 162.445
|  |  | 49.82 | 5.12 | 5.12 | 0.88 | 162.18 | 162.18
|  |  | 50.085 | 5.11 | 5.11 | 0.89 | 161.915 | 161.915
|  |  | 50.35 | 5.1 | 5.1 | 0.9 | 161.65 | 161.65
|  |  | 50.615 | 5.09 | 5.09 | 0.91 | 161.385 | 161.385
|  |  | 50.88 | 5.08 | 5.08 | 0.92 | 161.12 | 161.12
|  |  | 51.145 | 5.07 | 5.07 | 0.93 | 160.855 | 160.855
|  |  | 51.41 | 5.06 | 5.06 | 0.94 | 160.59 | 160.59
|  |  | 51.675 | 5.05 | 5.05 | 0.95 | 160.325 | 160.325
|  |  | 51.94 | 5.04 | 5.04 | 0.96 | 160.06 | 160.06
|  |  | 52.205 | 5.03 | 5.03 | 0.97 | 159.795 | 159.795
|  |  | 52.47 | 5.02 | 5.02 | 0.98 | 159.53 | 159.53
|  |  | 52.735 | 5.01 | 5.01 | 0.99 | 159.265 | 159.265
|  |  | 53 | 5 | 5 | 1 | 159 | 159
|  |  | 53.265 | 4.99 | 4.99 | 1.01 | 158.735 | 158.735
|  |  | 53.53 | 4.98 | 4.98 | 1.02 | 158.47 | 158.47
|  |  | 53.795 | 4.97 | 4.97 | 1.03 | 158.205 | 158.205
|  |  | 54.06 | 4.96 | 4.96 | 1.04 | 157.94 | 157.94
|  |  | 54.325 | 4.95 | 4.95 | 1.05 | 157.675 | 157.675
|  |  | 54.59 | 4.94 | 4.94 | 1.06 | 157.41 | 157.41
|  |  | 54.855 | 4.93 | 4.93 | 1.07 | 157.145 | 157.145
|  |  | 55.12 | 4.92 | 4.92 | 1.08 | 156.88 | 156.88
|  |  | 55.385 | 4.91 | 4.91 | 1.09 | 156.615 | 156.615
|  |  | 55.65 | 4.9 | 4.9 | 1.1 | 156.35 | 156.35
|  |  | 55.915 | 4.89 | 4.89 | 1.11 | 156.085 | 156.085
|  |  | 56.18 | 4.88 | 4.88 | 1.12 | 155.82 | 155.82
|  |  | 56.445 | 4.87 | 4.87 | 1.13 | 155.555 | 155.555
|  |  | 56.71 | 4.86 | 4.86 | 1.14 | 155.29 | 155.29
|  |  | 56.975 | 4.85 | 4.85 | 1.15 | 155.025 | 155.025
|  |  | 57.24 | 4.84 | 4.84 | 1.16 | 154.76 | 154.76
|  |  | 57.505 | 4.83 | 4.83 | 1.17 | 154.495 | 154.495
|  |  | 57.77 | 4.82 | 4.82 | 1.18 | 154.23 | 154.23
|  |  | 58.035 | 4.81 | 4.81 | 1.19 | 153.965 | 153.965
|  |  | 58.3 | 4.8 | 4.8 | 1.2 | 153.7 | 153.7
|  |  | 58.565 | 4.79 | 4.79 | 1.21 | 153.435 | 153.435
|  |  | 58.83 | 4.78 | 4.78 | 1.22 | 153.17 | 153.17
|  |  | 59.095 | 4.77 | 4.77 | 1.23 | 152.905 | 152.905
|  |  | 59.36 | 4.76 | 4.76 | 1.24 | 152.64 | 152.64
|  |  | 59.625 | 4.75 | 4.75 | 1.25 | 152.375 | 152.375
|  |  | 59.89 | 4.74 | 4.74 | 1.26 | 152.11 | 152.11
|  |  | 60.155 | 4.73 | 4.73 | 1.27 | 151.845 | 151.845
|  |  | 60.42 | 4.72 | 4.72 | 1.28 | 151.58 | 151.58
|  |  | 60.685 | 4.71 | 4.71 | 1.29 | 151.315 | 151.315
|  |  | 60.95 | 4.7 | 4.7 | 1.3 | 151.05 | 151.05
|  |  | 61.215 | 4.69 | 4.69 | 1.31 | 150.785 | 150.785
|  |  | 61.48 | 4.68 | 4.68 | 1.32 | 150.52 | 150.52
|  |  | 61.745 | 4.67 | 4.67 | 1.33 | 150.255 | 150.255
|  |  | 62.01 | 4.66 | 4.66 | 1.34 | 149.99 | 149.99
|  |  | 62.275 | 4.65 | 4.65 | 1.35 | 149.725 | 149.725
|  |  | 62.54 | 4.64 | 4.64 | 1.36 | 149.46 | 149.46
|  |  | 62.805 | 4.63 | 4.63 | 1.37 | 149.195 | 149.195
|  |  | 63.07 | 4.62 | 4.62 | 1.38 | 148.93 | 148.93
|  |  | 63.335 | 4.61 | 4.61 | 1.39 | 148.665 | 148.665
|  |  | 63.6 | 4.6 | 4.6 | 1.4 | 148.4 | 148.4
|  |  | 63.865 | 4.59 | 4.59 | 1.41 | 148.135 | 148.135
|  |  | 64.13 | 4.58 | 4.58 | 1.42 | 147.87 | 147.87
|  |  | 64.395 | 4.57 | 4.57 | 1.43 | 147.605 | 147.605
|  |  | 64.66 | 4.56 | 4.56 | 1.44 | 147.34 | 147.34
|  |  | 64.925 | 4.55 | 4.55 | 1.45 | 147.075 | 147.075
|  |  | 65.19 | 4.54 | 4.54 | 1.46 | 146.81 | 146.81
|  |  | 65.455 | 4.53 | 4.53 | 1.47 | 146.545 | 146.545
|  |  | 65.72 | 4.52 | 4.52 | 1.48 | 146.28 | 146.28
|  |  | 65.985 | 4.51 | 4.51 | 1.49 | 146.015 | 146.015
|  |  | 66.25 | 4.5 | 4.5 | 1.5 | 145.75 | 145.75
|  |  | 66.515 | 4.49 | 4.49 | 1.51 | 145.485 | 145.485
|  |  | 66.78 | 4.48 | 4.48 | 1.52 | 145.22 | 145.22
|  |  | 67.045 | 4.47 | 4.47 | 1.53 | 144.955 | 144.955
|  |  | 67.31 | 4.46 | 4.46 | 1.54 | 144.69 | 144.69
|  |  | 67.575 | 4.45 | 4.45 | 1.55 | 144.425 | 144.425
|  |  | 67.84 | 4.44 | 4.44 | 1.56 | 144.16 | 144.16
|  |  | 68.105 | 4.43 | 4.43 | 1.57 | 143.895 | 143.895
|  |  | 68.37 | 4.42 | 4.42 | 1.58 | 143.63 | 143.63
|  |  | 68.635 | 4.41 | 4.41 | 1.59 | 143.365 | 143.365
|  |  | 68.9 | 4.4 | 4.4 | 1.6 | 143.1 | 143.1
|  |  | 69.165 | 4.39 | 4.39 | 1.61 | 142.835 | 142.835
|  |  | 69.43 | 4.38 | 4.38 | 1.62 | 142.57 | 142.57
|  |  | 69.695 | 4.37 | 4.37 | 1.63 | 142.305 | 142.305
|  |  | 69.96 | 4.36 | 4.36 | 1.64 | 142.04 | 142.04
|  |  | 70.225 | 4.35 | 4.35 | 1.65 | 141.775 | 141.775
|  |  | 70.49 | 4.34 | 4.34 | 1.66 | 141.51 | 141.51
|  |  | 70.755 | 4.33 | 4.33 | 1.67 | 141.245 | 141.245
|  |  | 71.02 | 4.32 | 4.32 | 1.68 | 140.98 | 140.98
|  |  | 71.285 | 4.31 | 4.31 | 1.69 | 140.715 | 140.715
|  |  | 71.55 | 4.3 | 4.3 | 1.7 | 140.45 | 140.45
|  |  | 71.815 | 4.29 | 4.29 | 1.71 | 140.185 | 140.185
|  |  | 72.08 | 4.28 | 4.28 | 1.72 | 139.92 | 139.92
|  |  | 72.345 | 4.27 | 4.27 | 1.73 | 139.655 | 139.655
|  |  | 72.61 | 4.26 | 4.26 | 1.74 | 139.39 | 139.39
|  |  | 72.875 | 4.25 | 4.25 | 1.75 | 139.125 | 139.125
|  |  | 73.14 | 4.24 | 4.24 | 1.76 | 138.86 | 138.86
|  |  | 73.405 | 4.23 | 4.23 | 1.77 | 138.595 | 138.595
|  |  | 73.67 | 4.22 | 4.22 | 1.78 | 138.33 | 138.33
|  |  | 73.935 | 4.21 | 4.21 | 1.79 | 138.065 | 138.065
|  |  | 74.2 | 4.2 | 4.2 | 1.8 | 137.8 | 137.8
|  |  | 74.465 | 4.19 | 4.19 | 1.81 | 137.535 | 137.535
|  |  | 74.73 | 4.18 | 4.18 | 1.82 | 137.27 | 137.27
|  |  | 74.995 | 4.17 | 4.17 | 1.83 | 137.005 | 137.005
|  |  | 75.26 | 4.16 | 4.16 | 1.84 | 136.74 | 136.74
|  |  | 75.525 | 4.15 | 4.15 | 1.85 | 136.475 | 136.475
|  |  | 75.79 | 4.14 | 4.14 | 1.86 | 136.21 | 136.21
|  |  | 76.055 | 4.13 | 4.13 | 1.87 | 135.945 | 135.945
|  |  | 76.32 | 4.12 | 4.12 | 1.88 | 135.68 | 135.68
|  |  | 76.585 | 4.11 | 4.11 | 1.89 | 135.415 | 135.415
|  |  | 76.85 | 4.1 | 4.1 | 1.9 | 135.15 | 135.15
|  |  | 77.115 | 4.09 | 4.09 | 1.91 | 134.885 | 134.885
|  |  | 77.38 | 4.08 | 4.08 | 1.92 | 134.62 | 134.62
|  |  | 77.645 | 4.07 | 4.07 | 1.93 | 134.355 | 134.355
|  |  | 77.91 | 4.06 | 4.06 | 1.94 | 134.09 | 134.09
|  |  | 78.175 | 4.05 | 4.05 | 1.95 | 133.825 | 133.825
|  |  | 78.44 | 4.04 | 4.04 | 1.96 | 133.56 | 133.56
|  |  | 78.705 | 4.03 | 4.03 | 1.97 | 133.295 | 133.295
|  |  | 78.97 | 4.02 | 4.02 | 1.98 | 133.03 | 133.03
|  |  | 79.235 | 4.01 | 4.01 | 1.99 | 132.765 | 132.765
|  |  | 79.5 | 4 | 4 | 2 | 132.5 | 132.5
|  |  | 79.765 | 3.99 | 3.99 | 2.01 | 132.235 | 132.235
|  |  | 80.03 | 3.98 | 3.98 | 2.02 | 131.97 | 131.97
|  |  | 80.295 | 3.97 | 3.97 | 2.03 | 131.705 | 131.705
|  |  | 80.56 | 3.96 | 3.96 | 2.04 | 131.44 | 131.44
|  |  | 80.825 | 3.95 | 3.95 | 2.05 | 131.175 | 131.175
|  |  | 81.09 | 3.94 | 3.94 | 2.06 | 130.91 | 130.91
|  |  | 81.355 | 3.93 | 3.93 | 2.07 | 130.645 | 130.645
|  |  | 81.62 | 3.92 | 3.92 | 2.08 | 130.38 | 130.38
|  |  | 81.885 | 3.91 | 3.91 | 2.09 | 130.115 | 130.115
|  |  | 82.15 | 3.9 | 3.9 | 2.1 | 129.85 | 129.85
|  |  | 82.415 | 3.89 | 3.89 | 2.11 | 129.585 | 129.585
|  |  | 82.68 | 3.88 | 3.88 | 2.12 | 129.32 | 129.32
|  |  | 82.945 | 3.87 | 3.87 | 2.13 | 129.055 | 129.055
|  |  | 83.21 | 3.86 | 3.86 | 2.14 | 128.79 | 128.79
|  |  | 83.475 | 3.85 | 3.85 | 2.15 | 128.525 | 128.525
|  |  | 83.74 | 3.84 | 3.84 | 2.16 | 128.26 | 128.26
|  |  | 84.005 | 3.83 | 3.83 | 2.17 | 127.995 | 127.995
|  |  | 84.27 | 3.82 | 3.82 | 2.18 | 127.73 | 127.73
|  |  | 84.535 | 3.81 | 3.81 | 2.19 | 127.465 | 127.465
|  |  | 84.8 | 3.8 | 3.8 | 2.2 | 127.2 | 127.2
|  |  | 85.065 | 3.79 | 3.79 | 2.21 | 126.935 | 126.935
|  |  | 85.33 | 3.78 | 3.78 | 2.22 | 126.67 | 126.67
|  |  | 85.595 | 3.77 | 3.77 | 2.23 | 126.405 | 126.405
|  |  | 85.86 | 3.76 | 3.76 | 2.24 | 126.14 | 126.14
|  |  | 86.125 | 3.75 | 3.75 | 2.25 | 125.875 | 125.875
|  |  | 86.39 | 3.74 | 3.74 | 2.26 | 125.61 | 125.61
|  |  | 86.655 | 3.73 | 3.73 | 2.27 | 125.345 | 125.345
|  |  | 86.92 | 3.72 | 3.72 | 2.28 | 125.08 | 125.08
|  |  | 87.185 | 3.71 | 3.71 | 2.29 | 124.815 | 124.815
|  |  | 87.45 | 3.7 | 3.7 | 2.3 | 124.55 | 124.55
|  |  | 87.715 | 3.69 | 3.69 | 2.31 | 124.285 | 124.285
|  |  | 87.98 | 3.68 | 3.68 | 2.32 | 124.02 | 124.02
|  |  | 88.245 | 3.67 | 3.67 | 2.33 | 123.755 | 123.755
|  |  | 88.51 | 3.66 | 3.66 | 2.34 | 123.49 | 123.49
|  |  | 88.775 | 3.65 | 3.65 | 2.35 | 123.225 | 123.225
|  |  | 89.04 | 3.64 | 3.64 | 2.36 | 122.96 | 122.96
|  |  | 89.305 | 3.63 | 3.63 | 2.37 | 122.695 | 122.695
|  |  | 89.57 | 3.62 | 3.62 | 2.38 | 122.43 | 122.43
|  |  | 89.835 | 3.61 | 3.61 | 2.39 | 122.165 | 122.165
|  |  | 90.1 | 3.6 | 3.6 | 2.4 | 121.9 | 121.9
|  |  | 90.365 | 3.59 | 3.59 | 2.41 | 121.635 | 121.635
|  |  | 90.63 | 3.58 | 3.58 | 2.42 | 121.37 | 121.37
|  |  | 90.895 | 3.57 | 3.57 | 2.43 | 121.105 | 121.105
|  |  | 91.16 | 3.56 | 3.56 | 2.44 | 120.84 | 120.84
|  |  | 91.425 | 3.55 | 3.55 | 2.45 | 120.575 | 120.575
|  |  | 91.69 | 3.54 | 3.54 | 2.46 | 120.31 | 120.31
|  |  | 91.955 | 3.53 | 3.53 | 2.47 | 120.045 | 120.045
|  |  | 92.22 | 3.52 | 3.52 | 2.48 | 119.78 | 119.78
|  |  | 92.485 | 3.51 | 3.51 | 2.49 | 119.515 | 119.515
|  |  | 92.75 | 3.5 | 3.5 | 2.5 | 119.25 | 119.25
|  |  | 93.015 | 3.49 | 3.49 | 2.51 | 118.985 | 118.985
|  |  | 93.28 | 3.48 | 3.48 | 2.52 | 118.72 | 118.72
|  |  | 93.545 | 3.47 | 3.47 | 2.53 | 118.455 | 118.455
|  |  | 93.81 | 3.46 | 3.46 | 2.54 | 118.19 | 118.19
|  |  | 94.075 | 3.45 | 3.45 | 2.55 | 117.925 | 117.925
|  |  | 94.34 | 3.44 | 3.44 | 2.56 | 117.66 | 117.66
|  |  | 94.605 | 3.43 | 3.43 | 2.57 | 117.395 | 117.395
|  |  | 94.87 | 3.42 | 3.42 | 2.58 | 117.13 | 117.13
|  |  | 95.135 | 3.41 | 3.41 | 2.59 | 116.865 | 116.865
|  |  | 95.4 | 3.4 | 3.4 | 2.6 | 116.6 | 116.6
|  |  | 95.665 | 3.39 | 3.39 | 2.61 | 116.335 | 116.335
|  |  | 95.93 | 3.38 | 3.38 | 2.62 | 116.07 | 116.07
|  |  | 96.195 | 3.37 | 3.37 | 2.63 | 115.805 | 115.805
|  |  | 96.46 | 3.36 | 3.36 | 2.64 | 115.54 | 115.54
|  |  | 96.725 | 3.35 | 3.35 | 2.65 | 115.275 | 115.275
|  |  | 96.99 | 3.34 | 3.34 | 2.66 | 115.01 | 115.01
|  |  | 97.255 | 3.33 | 3.33 | 2.67 | 114.745 | 114.745
|  |  | 97.52 | 3.32 | 3.32 | 2.68 | 114.48 | 114.48
|  |  | 97.785 | 3.31 | 3.31 | 2.69 | 114.215 | 114.215
|  |  | 98.05 | 3.3 | 3.3 | 2.7 | 113.95 | 113.95
|  |  | 98.315 | 3.29 | 3.29 | 2.71 | 113.685 | 113.685
|  |  | 98.58 | 3.28 | 3.28 | 2.72 | 113.42 | 113.42
|  |  | 98.845 | 3.27 | 3.27 | 2.73 | 113.155 | 113.155
|  |  | 99.11 | 3.26 | 3.26 | 2.74 | 112.89 | 112.89
|  |  | 99.375 | 3.25 | 3.25 | 2.75 | 112.625 | 112.625
|  |  | 99.64 | 3.24 | 3.24 | 2.76 | 112.36 | 112.36
|  |  | 99.905 | 3.23 | 3.23 | 2.77 | 112.095 | 112.095
|  |  | 100.17 | 3.22 | 3.22 | 2.78 | 111.83 | 111.83
|  |  | 100.435 | 3.21 | 3.21 | 2.79 | 111.565 | 111.565
|  |  | 100.7 | 3.2 | 3.2 | 2.8 | 111.3 | 111.3
|  |  | 100.965 | 3.19 | 3.19 | 2.81 | 111.035 | 111.035
|  |  | 101.23 | 3.18 | 3.18 | 2.82 | 110.77 | 110.77
|  |  | 101.495 | 3.17 | 3.17 | 2.83 | 110.505 | 110.505
|  |  | 101.76 | 3.16 | 3.16 | 2.84 | 110.24 | 110.24
|  |  | 102.025 | 3.15 | 3.15 | 2.85 | 109.975 | 109.975
|  |  | 102.29 | 3.14 | 3.14 | 2.86 | 109.71 | 109.71
|  |  | 102.555 | 3.13 | 3.13 | 2.87 | 109.445 | 109.445
|  |  | 102.82 | 3.12 | 3.12 | 2.88 | 109.18 | 109.18
|  |  | 103.085 | 3.11 | 3.11 | 2.89 | 108.915 | 108.915
|  |  | 103.35 | 3.1 | 3.1 | 2.9 | 108.65 | 108.65
|  |  | 103.615 | 3.09 | 3.09 | 2.91 | 108.385 | 108.385
|  |  | 103.88 | 3.08 | 3.08 | 2.92 | 108.12 | 108.12
|  |  | 104.145 | 3.07 | 3.07 | 2.93 | 107.855 | 107.855
|  |  | 104.41 | 3.06 | 3.06 | 2.94 | 107.59 | 107.59
|  |  | 104.675 | 3.05 | 3.05 | 2.95 | 107.325 | 107.325
|  |  | 104.94 | 3.04 | 3.04 | 2.96 | 107.06 | 107.06
|  |  | 105.205 | 3.03 | 3.03 | 2.97 | 106.795 | 106.795
|  |  | 105.47 | 3.02 | 3.02 | 2.98 | 106.53 | 106.53
|  |  | 105.735 | 3.01 | 3.01 | 2.99 | 106.265 | 106.265
|  |  | 106 | 3 | 3 | 3 | 106 | 106
|  |  | 106.265 | 2.99 | 2.99 | 3.01 | 105.735 | 105.735
|  |  | 106.53 | 2.98 | 2.98 | 3.02 | 105.47 | 105.47
|  |  | 106.795 | 2.97 | 2.97 | 3.03 | 105.205 | 105.205
|  |  | 107.06 | 2.96 | 2.96 | 3.04 | 104.94 | 104.94
|  |  | 107.325 | 2.95 | 2.95 | 3.05 | 104.675 | 104.675
|  |  | 107.59 | 2.94 | 2.94 | 3.06 | 104.41 | 104.41
|  |  | 107.855 | 2.93 | 2.93 | 3.07 | 104.145 | 104.145
|  |  | 108.12 | 2.92 | 2.92 | 3.08 | 103.88 | 103.88
|  |  | 108.385 | 2.91 | 2.91 | 3.09 | 103.615 | 103.615
|  |  | 108.65 | 2.9 | 2.9 | 3.1 | 103.35 | 103.35
|  |  | 108.915 | 2.89 | 2.89 | 3.11 | 103.085 | 103.085
|  |  | 109.18 | 2.88 | 2.88 | 3.12 | 102.82 | 102.82
|  |  | 109.445 | 2.87 | 2.87 | 3.13 | 102.555 | 102.555
|  |  | 109.71 | 2.86 | 2.86 | 3.14 | 102.29 | 102.29
|  |  | 109.975 | 2.85 | 2.85 | 3.15 | 102.025 | 102.025
|  |  | 110.24 | 2.84 | 2.84 | 3.16 | 101.76 | 101.76
|  |  | 110.505 | 2.83 | 2.83 | 3.17 | 101.495 | 101.495
|  |  | 110.77 | 2.82 | 2.82 | 3.18 | 101.23 | 101.23
|  |  | 111.035 | 2.81 | 2.81 | 3.19 | 100.965 | 100.965
|  |  | 111.3 | 2.8 | 2.8 | 3.2 | 100.7 | 100.7
|  |  | 111.565 | 2.79 | 2.79 | 3.21 | 100.435 | 100.435
|  |  | 111.83 | 2.78 | 2.78 | 3.22 | 100.17 | 100.17
|  |  | 112.095 | 2.77 | 2.77 | 3.23 | 99.905 | 99.905
|  |  | 112.36 | 2.76 | 2.76 | 3.24 | 99.64 | 99.64
|  |  | 112.625 | 2.75 | 2.75 | 3.25 | 99.375 | 99.375
|  |  | 112.89 | 2.74 | 2.74 | 3.26 | 99.11 | 99.11
|  |  | 113.155 | 2.73 | 2.73 | 3.27 | 98.845 | 98.845
|  |  | 113.42 | 2.72 | 2.72 | 3.28 | 98.58 | 98.58
|  |  | 113.685 | 2.71 | 2.71 | 3.29 | 98.315 | 98.315
|  |  | 113.95 | 2.7 | 2.7 | 3.3 | 98.05 | 98.05
|  |  | 114.215 | 2.69 | 2.69 | 3.31 | 97.785 | 97.785
|  |  | 114.48 | 2.68 | 2.68 | 3.32 | 97.52 | 97.52
|  |  | 114.745 | 2.67 | 2.67 | 3.33 | 97.255 | 97.255
|  |  | 115.01 | 2.66 | 2.66 | 3.34 | 96.99 | 96.99
|  |  | 115.275 | 2.65 | 2.65 | 3.35 | 96.725 | 96.725
|  |  | 115.54 | 2.64 | 2.64 | 3.36 | 96.46 | 96.46
|  |  | 115.805 | 2.63 | 2.63 | 3.37 | 96.195 | 96.195
|  |  | 116.07 | 2.62 | 2.62 | 3.38 | 95.93 | 95.93
|  |  | 116.335 | 2.61 | 2.61 | 3.39 | 95.665 | 95.665
|  |  | 116.6 | 2.6 | 2.6 | 3.4 | 95.4 | 95.4
|  |  | 116.865 | 2.59 | 2.59 | 3.41 | 95.135 | 95.135
|  |  | 117.13 | 2.58 | 2.58 | 3.42 | 94.87 | 94.87
|  |  | 117.395 | 2.57 | 2.57 | 3.43 | 94.605 | 94.605
|  |  | 117.66 | 2.56 | 2.56 | 3.44 | 94.34 | 94.34
|  |  | 117.925 | 2.55 | 2.55 | 3.45 | 94.075 | 94.075
|  |  | 118.19 | 2.54 | 2.54 | 3.46 | 93.81 | 93.81
|  |  | 118.455 | 2.53 | 2.53 | 3.47 | 93.545 | 93.545
|  |  | 118.72 | 2.52 | 2.52 | 3.48 | 93.28 | 93.28
|  |  | 118.985 | 2.51 | 2.51 | 3.49 | 93.015 | 93.015
|  |  | 119.25 | 2.5 | 2.5 | 3.5 | 92.75 | 92.75
|  |  | 119.515 | 2.49 | 2.49 | 3.51 | 92.485 | 92.485
|  |  | 119.78 | 2.48 | 2.48 | 3.52 | 92.22 | 92.22
|  |  | 120.045 | 2.47 | 2.47 | 3.53 | 91.955 | 91.955
|  |  | 120.31 | 2.46 | 2.46 | 3.54 | 91.69 | 91.69
|  |  | 120.575 | 2.45 | 2.45 | 3.55 | 91.425 | 91.425
|  |  | 120.84 | 2.44 | 2.44 | 3.56 | 91.16 | 91.16
|  |  | 121.105 | 2.43 | 2.43 | 3.57 | 90.895 | 90.895
|  |  | 121.37 | 2.42 | 2.42 | 3.58 | 90.63 | 90.63
|  |  | 121.635 | 2.41 | 2.41 | 3.59 | 90.365 | 90.365
|  |  | 121.9 | 2.4 | 2.4 | 3.6 | 90.1 | 90.1
|  |  | 122.165 | 2.39 | 2.39 | 3.61 | 89.835 | 89.835
|  |  | 122.43 | 2.38 | 2.38 | 3.62 | 89.57 | 89.57
|  |  | 122.695 | 2.37 | 2.37 | 3.63 | 89.305 | 89.305
|  |  | 122.96 | 2.36 | 2.36 | 3.64 | 89.04 | 89.04
|  |  | 123.225 | 2.35 | 2.35 | 3.65 | 88.775 | 88.775
|  |  | 123.49 | 2.34 | 2.34 | 3.66 | 88.51 | 88.51
|  |  | 123.755 | 2.33 | 2.33 | 3.67 | 88.245 | 88.245
|  |  | 124.02 | 2.32 | 2.32 | 3.68 | 87.98 | 87.98
|  |  | 124.285 | 2.31 | 2.31 | 3.69 | 87.715 | 87.715
|  |  | 124.55 | 2.3 | 2.3 | 3.7 | 87.45 | 87.45
|  |  | 124.815 | 2.29 | 2.29 | 3.71 | 87.185 | 87.185
|  |  | 125.08 | 2.28 | 2.28 | 3.72 | 86.92 | 86.92
|  |  | 125.345 | 2.27 | 2.27 | 3.73 | 86.655 | 86.655
|  |  | 125.61 | 2.26 | 2.26 | 3.74 | 86.39 | 86.39
|  |  | 125.875 | 2.25 | 2.25 | 3.75 | 86.125 | 86.125
|  |  | 126.14 | 2.24 | 2.24 | 3.76 | 85.86 | 85.86
|  |  | 126.405 | 2.23 | 2.23 | 3.77 | 85.595 | 85.595
|  |  | 126.67 | 2.22 | 2.22 | 3.78 | 85.33 | 85.33
|  |  | 126.935 | 2.21 | 2.21 | 3.79 | 85.065 | 85.065
|  |  | 127.2 | 2.2 | 2.2 | 3.8 | 84.8 | 84.8
|  |  | 127.465 | 2.19 | 2.19 | 3.81 | 84.535 | 84.535
|  |  | 127.73 | 2.18 | 2.18 | 3.82 | 84.27 | 84.27
|  |  | 127.995 | 2.17 | 2.17 | 3.83 | 84.005 | 84.005
|  |  | 128.26 | 2.16 | 2.16 | 3.84 | 83.74 | 83.74
|  |  | 128.525 | 2.15 | 2.15 | 3.85 | 83.475 | 83.475
|  |  | 128.79 | 2.14 | 2.14 | 3.86 | 83.21 | 83.21
|  |  | 129.055 | 2.13 | 2.13 | 3.87 | 82.945 | 82.945
|  |  | 129.32 | 2.12 | 2.12 | 3.88 | 82.68 | 82.68
|  |  | 129.585 | 2.11 | 2.11 | 3.89 | 82.415 | 82.415
|  |  | 129.85 | 2.1 | 2.1 | 3.9 | 82.15 | 82.15
|  |  | 130.115 | 2.09 | 2.09 | 3.91 | 81.885 | 81.885
|  |  | 130.38 | 2.08 | 2.08 | 3.92 | 81.62 | 81.62
|  |  | 130.645 | 2.07 | 2.07 | 3.93 | 81.355 | 81.355
|  |  | 130.91 | 2.06 | 2.06 | 3.94 | 81.09 | 81.09
|  |  | 131.175 | 2.05 | 2.05 | 3.95 | 80.825 | 80.825
|  |  | 131.44 | 2.04 | 2.04 | 3.96 | 80.56 | 80.56
|  |  | 131.705 | 2.03 | 2.03 | 3.97 | 80.295 | 80.295
|  |  | 131.97 | 2.02 | 2.02 | 3.98 | 80.03 | 80.03
|  |  | 132.235 | 2.01 | 2.01 | 3.99 | 79.765 | 79.765
|  |  | 132.5 | 2 | 2 | 4 | 79.5 | 79.5
|  |  | 132.765 | 1.99 | 1.99 | 4.01 | 79.235 | 79.235
|  |  | 133.03 | 1.98 | 1.98 | 4.02 | 78.97 | 78.97
|  |  | 133.295 | 1.97 | 1.97 | 4.03 | 78.705 | 78.705
|  |  | 133.56 | 1.96 | 1.96 | 4.04 | 78.44 | 78.44
|  |  | 133.825 | 1.95 | 1.95 | 4.05 | 78.175 | 78.175
|  |  | 134.09 | 1.94 | 1.94 | 4.06 | 77.91 | 77.91
|  |  | 134.355 | 1.93 | 1.93 | 4.07 | 77.645 | 77.645
|  |  | 134.62 | 1.92 | 1.92 | 4.08 | 77.38 | 77.38
|  |  | 134.885 | 1.91 | 1.91 | 4.09 | 77.115 | 77.115
|  |  | 135.15 | 1.9 | 1.9 | 4.1 | 76.85 | 76.85
|  |  | 135.415 | 1.89 | 1.89 | 4.11 | 76.585 | 76.585
|  |  | 135.68 | 1.88 | 1.88 | 4.12 | 76.32 | 76.32
|  |  | 135.945 | 1.87 | 1.87 | 4.13 | 76.055 | 76.055
|  |  | 136.21 | 1.86 | 1.86 | 4.14 | 75.79 | 75.79
|  |  | 136.475 | 1.85 | 1.85 | 4.15 | 75.525 | 75.525
|  |  | 136.74 | 1.84 | 1.84 | 4.16 | 75.26 | 75.26
|  |  | 137.005 | 1.83 | 1.83 | 4.17 | 74.995 | 74.995
|  |  | 137.27 | 1.82 | 1.82 | 4.18 | 74.73 | 74.73
|  |  | 137.535 | 1.81 | 1.81 | 4.19 | 74.465 | 74.465
|  |  | 137.8 | 1.8 | 1.8 | 4.2 | 74.2 | 74.2
|  |  | 138.065 | 1.79 | 1.79 | 4.21 | 73.935 | 73.935
|  |  | 138.33 | 1.78 | 1.78 | 4.22 | 73.67 | 73.67
|  |  | 138.595 | 1.77 | 1.77 | 4.23 | 73.405 | 73.405
|  |  | 138.86 | 1.76 | 1.76 | 4.24 | 73.14 | 73.14
|  |  | 139.125 | 1.75 | 1.75 | 4.25 | 72.875 | 72.875
|  |  | 139.39 | 1.74 | 1.74 | 4.26 | 72.61 | 72.61
|  |  | 139.655 | 1.73 | 1.73 | 4.27 | 72.345 | 72.345
|  |  | 139.92 | 1.72 | 1.72 | 4.28 | 72.08 | 72.08
|  |  | 140.185 | 1.71 | 1.71 | 4.29 | 71.815 | 71.815
|  |  | 140.45 | 1.7 | 1.7 | 4.3 | 71.55 | 71.55
|  |  | 140.715 | 1.69 | 1.69 | 4.31 | 71.285 | 71.285
|  |  | 140.98 | 1.68 | 1.68 | 4.32 | 71.02 | 71.02
|  |  | 141.245 | 1.67 | 1.67 | 4.33 | 70.755 | 70.755
|  |  | 141.51 | 1.66 | 1.66 | 4.34 | 70.49 | 70.49
|  |  | 141.775 | 1.65 | 1.65 | 4.35 | 70.225 | 70.225
|  |  | 142.04 | 1.64 | 1.64 | 4.36 | 69.96 | 69.96
|  |  | 142.305 | 1.63 | 1.63 | 4.37 | 69.695 | 69.695
|  |  | 142.57 | 1.62 | 1.62 | 4.38 | 69.43 | 69.43
|  |  | 142.835 | 1.61 | 1.61 | 4.39 | 69.165 | 69.165
|  |  | 143.1 | 1.6 | 1.6 | 4.4 | 68.9 | 68.9
|  |  | 143.365 | 1.59 | 1.59 | 4.41 | 68.635 | 68.635
|  |  | 143.63 | 1.58 | 1.58 | 4.42 | 68.37 | 68.37
|  |  | 143.895 | 1.57 | 1.57 | 4.43 | 68.105 | 68.105
|  |  | 144.16 | 1.56 | 1.56 | 4.44 | 67.84 | 67.84
|  |  | 144.425 | 1.55 | 1.55 | 4.45 | 67.575 | 67.575
|  |  | 144.69 | 1.54 | 1.54 | 4.46 | 67.31 | 67.31
|  |  | 144.955 | 1.53 | 1.53 | 4.47 | 67.045 | 67.045
|  |  | 145.22 | 1.52 | 1.52 | 4.48 | 66.78 | 66.78
|  |  | 145.485 | 1.51 | 1.51 | 4.49 | 66.515 | 66.515
|  |  | 145.75 | 1.5 | 1.5 | 4.5 | 66.25 | 66.25
|  |  | 146.015 | 1.49 | 1.49 | 4.51 | 65.985 | 65.985
|  |  | 146.28 | 1.48 | 1.48 | 4.52 | 65.72 | 65.72
|  |  | 146.545 | 1.47 | 1.47 | 4.53 | 65.455 | 65.455
|  |  | 146.81 | 1.46 | 1.46 | 4.54 | 65.19 | 65.19
|  |  | 147.075 | 1.45 | 1.45 | 4.55 | 64.925 | 64.925
|  |  | 147.34 | 1.44 | 1.44 | 4.56 | 64.66 | 64.66
|  |  | 147.605 | 1.43 | 1.43 | 4.57 | 64.395 | 64.395
|  |  | 147.87 | 1.42 | 1.42 | 4.58 | 64.13 | 64.13
|  |  | 148.135 | 1.41 | 1.41 | 4.59 | 63.865 | 63.865
|  |  | 148.4 | 1.4 | 1.4 | 4.6 | 63.6 | 63.6
|  |  | 148.665 | 1.39 | 1.39 | 4.61 | 63.335 | 63.335
|  |  | 148.93 | 1.38 | 1.38 | 4.62 | 63.07 | 63.07
|  |  | 149.195 | 1.37 | 1.37 | 4.63 | 62.805 | 62.805
|  |  | 149.46 | 1.36 | 1.36 | 4.64 | 62.54 | 62.54
|  |  | 149.725 | 1.35 | 1.35 | 4.65 | 62.275 | 62.275
|  |  | 149.99 | 1.34 | 1.34 | 4.66 | 62.01 | 62.01
|  |  | 150.255 | 1.33 | 1.33 | 4.67 | 61.745 | 61.745
|  |  | 150.52 | 1.32 | 1.32 | 4.68 | 61.48 | 61.48
|  |  | 150.785 | 1.31 | 1.31 | 4.69 | 61.215 | 61.215
|  |  | 151.05 | 1.3 | 1.3 | 4.7 | 60.95 | 60.95
|  |  | 151.315 | 1.29 | 1.29 | 4.71 | 60.685 | 60.685
|  |  | 151.58 | 1.28 | 1.28 | 4.72 | 60.42 | 60.42
|  |  | 151.845 | 1.27 | 1.27 | 4.73 | 60.155 | 60.155
|  |  | 152.11 | 1.26 | 1.26 | 4.74 | 59.89 | 59.89
|  |  | 152.375 | 1.25 | 1.25 | 4.75 | 59.625 | 59.625
|  |  | 152.64 | 1.24 | 1.24 | 4.76 | 59.36 | 59.36
|  |  | 152.905 | 1.23 | 1.23 | 4.77 | 59.095 | 59.095
|  |  | 153.17 | 1.22 | 1.22 | 4.78 | 58.83 | 58.83
|  |  | 153.435 | 1.21 | 1.21 | 4.79 | 58.565 | 58.565
|  |  | 153.7 | 1.2 | 1.2 | 4.8 | 58.3 | 58.3
|  |  | 153.965 | 1.19 | 1.19 | 4.81 | 58.035 | 58.035
|  |  | 154.23 | 1.18 | 1.18 | 4.82 | 57.77 | 57.77
|  |  | 154.495 | 1.17 | 1.17 | 4.83 | 57.505 | 57.505
|  |  | 154.76 | 1.16 | 1.16 | 4.84 | 57.24 | 57.24
|  |  | 155.025 | 1.15 | 1.15 | 4.85 | 56.975 | 56.975
|  |  | 155.29 | 1.14 | 1.14 | 4.86 | 56.71 | 56.71
|  |  | 155.555 | 1.13 | 1.13 | 4.87 | 56.445 | 56.445
|  |  | 155.82 | 1.12 | 1.12 | 4.88 | 56.18 | 56.18
|  |  | 156.085 | 1.11 | 1.11 | 4.89 | 55.915 | 55.915
|  |  | 156.35 | 1.1 | 1.1 | 4.9 | 55.65 | 55.65
|  |  | 156.615 | 1.09 | 1.09 | 4.91 | 55.385 | 55.385
|  |  | 156.88 | 1.08 | 1.08 | 4.92 | 55.12 | 55.12
|  |  | 157.145 | 1.07 | 1.07 | 4.93 | 54.855 | 54.855
|  |  | 157.41 | 1.06 | 1.06 | 4.94 | 54.59 | 54.59
|  |  | 157.675 | 1.05 | 1.05 | 4.95 | 54.325 | 54.325
|  |  | 157.94 | 1.04 | 1.04 | 4.96 | 54.06 | 54.06
|  |  | 158.205 | 1.03 | 1.03 | 4.97 | 53.795 | 53.795
|  |  | 158.47 | 1.02 | 1.02 | 4.98 | 53.53 | 53.53
|  |  | 158.735 | 1.01 | 1.01 | 4.99 | 53.265 | 53.265
|  |  | 159 | 1 | 1 | 5 | 53 | 53
|  |  | 159.265 | 0.99 | 0.99 | 5.01 | 52.735 | 52.735
|  |  | 159.53 | 0.98 | 0.98 | 5.02 | 52.47 | 52.47
|  |  | 159.795 | 0.97 | 0.97 | 5.03 | 52.205 | 52.205
|  |  | 160.06 | 0.96 | 0.96 | 5.04 | 51.94 | 51.94
|  |  | 160.325 | 0.95 | 0.95 | 5.05 | 51.675 | 51.675
|  |  | 160.59 | 0.94 | 0.94 | 5.06 | 51.41 | 51.41
|  |  | 160.855 | 0.93 | 0.93 | 5.07 | 51.145 | 51.145
|  |  | 161.12 | 0.92 | 0.92 | 5.08 | 50.88 | 50.88
|  |  | 161.385 | 0.91 | 0.91 | 5.09 | 50.615 | 50.615
|  |  | 161.65 | 0.9 | 0.9 | 5.1 | 50.35 | 50.35
|  |  | 161.915 | 0.89 | 0.89 | 5.11 | 50.085 | 50.085
|  |  | 162.18 | 0.88 | 0.88 | 5.12 | 49.82 | 49.82
|  |  | 162.445 | 0.87 | 0.87 | 5.13 | 49.555 | 49.555
|  |  | 162.71 | 0.86 | 0.86 | 5.14 | 49.29 | 49.29
|  |  | 162.975 | 0.85 | 0.85 | 5.15 | 49.025 | 49.025
|  |  | 163.24 | 0.84 | 0.84 | 5.16 | 48.76 | 48.76
|  |  | 163.505 | 0.83 | 0.83 | 5.17 | 48.495 | 48.495
|  |  | 163.77 | 0.82 | 0.82 | 5.18 | 48.23 | 48.23
|  |  | 164.035 | 0.81 | 0.81 | 5.19 | 47.965 | 47.965
|  |  | 164.3 | 0.8 | 0.8 | 5.2 | 47.7 | 47.7
|  |  | 164.565 | 0.79 | 0.79 | 5.21 | 47.435 | 47.435
|  |  | 164.83 | 0.78 | 0.78 | 5.22 | 47.17 | 47.17
|  |  | 165.095 | 0.77 | 0.77 | 5.23 | 46.905 | 46.905
|  |  | 165.36 | 0.76 | 0.76 | 5.24 | 46.64 | 46.64
|  |  | 165.625 | 0.75 | 0.75 | 5.25 | 46.375 | 46.375
|  |  | 165.89 | 0.74 | 0.74 | 5.26 | 46.11 | 46.11
|  |  | 166.155 | 0.73 | 0.73 | 5.27 | 45.845 | 45.845
|  |  | 166.42 | 0.72 | 0.72 | 5.28 | 45.58 | 45.58
|  |  | 166.685 | 0.71 | 0.71 | 5.29 | 45.315 | 45.315
|  |  | 166.95 | 0.7 | 0.7 | 5.3 | 45.05 | 45.05
|  |  | 167.215 | 0.69 | 0.69 | 5.31 | 44.785 | 44.785
|  |  | 167.48 | 0.68 | 0.68 | 5.32 | 44.52 | 44.52
|  |  | 167.745 | 0.67 | 0.67 | 5.33 | 44.255 | 44.255
|  |  | 168.01 | 0.66 | 0.66 | 5.34 | 43.99 | 43.99
|  |  | 168.275 | 0.65 | 0.65 | 5.35 | 43.725 | 43.725
|  |  | 168.54 | 0.64 | 0.64 | 5.36 | 43.46 | 43.46
|  |  | 168.805 | 0.63 | 0.63 | 5.37 | 43.195 | 43.195
|  |  | 169.07 | 0.62 | 0.62 | 5.38 | 42.93 | 42.93
|  |  | 169.335 | 0.61 | 0.61 | 5.39 | 42.665 | 42.665
|  |  | 169.6 | 0.6 | 0.6 | 5.4 | 42.4 | 42.4
|  |  | 169.865 | 0.59 | 0.59 | 5.41 | 42.135 | 42.135
|  |  | 170.13 | 0.58 | 0.58 | 5.42 | 41.87 | 41.87
|  |  | 170.395 | 0.57 | 0.57 | 5.43 | 41.605 | 41.605
|  |  | 170.66 | 0.56 | 0.56 | 5.44 | 41.34 | 41.34
|  |  | 170.925 | 0.55 | 0.55 | 5.45 | 41.075 | 41.075
|  |  | 171.19 | 0.54 | 0.54 | 5.46 | 40.81 | 40.81
|  |  | 171.455 | 0.53 | 0.53 | 5.47 | 40.545 | 40.545
|  |  | 171.72 | 0.52 | 0.52 | 5.48 | 40.28 | 40.28
|  |  | 171.985 | 0.51 | 0.51 | 5.49 | 40.015 | 40.015
|  |  | 172.25 | 0.5 | 0.5 | 5.5 | 39.75 | 39.75
|  |  | 172.515 | 0.49 | 0.49 | 5.51 | 39.485 | 39.485
|  |  | 172.78 | 0.48 | 0.48 | 5.52 | 39.22 | 39.22
|  |  | 173.045 | 0.47 | 0.47 | 5.53 | 38.955 | 38.955
|  |  | 173.31 | 0.46 | 0.46 | 5.54 | 38.69 | 38.69
|  |  | 173.575 | 0.45 | 0.45 | 5.55 | 38.425 | 38.425
|  |  | 173.84 | 0.44 | 0.44 | 5.56 | 38.16 | 38.16
|  |  | 174.105 | 0.43 | 0.43 | 5.57 | 37.895 | 37.895
|  |  | 174.37 | 0.42 | 0.42 | 5.58 | 37.63 | 37.63
|  |  | 174.635 | 0.41 | 0.41 | 5.59 | 37.365 | 37.365
|  |  | 174.9 | 0.4 | 0.4 | 5.6 | 37.1 | 37.1
|  |  | 175.165 | 0.39 | 0.39 | 5.61 | 36.835 | 36.835
|  |  | 175.43 | 0.38 | 0.38 | 5.62 | 36.57 | 36.57
|  |  | 175.695 | 0.37 | 0.37 | 5.63 | 36.305 | 36.305
|  |  | 175.96 | 0.36 | 0.36 | 5.64 | 36.04 | 36.04
|  |  | 176.225 | 0.35 | 0.35 | 5.65 | 35.775 | 35.775
|  |  | 176.49 | 0.34 | 0.34 | 5.66 | 35.51 | 35.51
|  |  | 176.755 | 0.33 | 0.33 | 5.67 | 35.245 | 35.245
|  |  | 177.02 | 0.32 | 0.32 | 5.68 | 34.98 | 34.98
|  |  | 177.285 | 0.31 | 0.31 | 5.69 | 34.715 | 34.715
|  |  | 177.55 | 0.3 | 0.3 | 5.7 | 34.45 | 34.45
|  |  | 177.815 | 0.29 | 0.29 | 5.71 | 34.185 | 34.185
|  |  | 178.08 | 0.28 | 0.28 | 5.72 | 33.92 | 33.92
|  |  | 178.345 | 0.27 | 0.27 | 5.73 | 33.655 | 33.655
|  |  | 178.61 | 0.26 | 0.26 | 5.74 | 33.39 | 33.39
|  |  | 178.875 | 0.25 | 0.25 | 5.75 | 33.125 | 33.125
|  |  | 179.14 | 0.24 | 0.24 | 5.76 | 32.86 | 32.86
|  |  | 179.405 | 0.23 | 0.23 | 5.77 | 32.595 | 32.595
|  |  | 179.67 | 0.22 | 0.22 | 5.78 | 32.33 | 32.33
|  |  | 179.935 | 0.21 | 0.21 | 5.79 | 32.065 | 32.065
|  |  | 180.2 | 0.2 | 0.2 | 5.8 | 31.8 | 31.8
|  |  | 180.465 | 0.19 | 0.19 | 5.81 | 31.535 | 31.535
|  |  | 180.73 | 0.18 | 0.18 | 5.82 | 31.27 | 31.27
|  |  | 180.995 | 0.17 | 0.17 | 5.83 | 31.005 | 31.005
|  |  | 181.26 | 0.16 | 0.16 | 5.84 | 30.74 | 30.74
|  |  | 181.525 | 0.15 | 0.15 | 5.85 | 30.475 | 30.475
|  |  | 181.79 | 0.14 | 0.14 | 5.86 | 30.21 | 30.21
|  |  | 182.055 | 0.13 | 0.13 | 5.87 | 29.945 | 29.945
|  |  | 182.32 | 0.12 | 0.12 | 5.88 | 29.68 | 29.68
|  |  | 182.585 | 0.11 | 0.11 | 5.89 | 29.415 | 29.415
|  |  | 182.85 | 0.1 | 0.1 | 5.9 | 29.15 | 29.15
|  |  | 183.115 | 0.09 | 0.09 | 5.91 | 28.885 | 28.885
|  |  | 183.38 | 0.08 | 0.08 | 5.92 | 28.62 | 28.62
|  |  | 183.645 | 0.07 | 0.07 | 5.93 | 28.355 | 28.355
|  |  | 183.91 | 0.06 | 0.06 | 5.94 | 28.09 | 28.09
|  |  | 184.175 | 0.05 | 0.05 | 5.95 | 27.825 | 27.825
|  |  | 184.44 | 0.04 | 0.04 | 5.96 | 27.56 | 27.56
|  |  | 184.705 | 0.03 | 0.03 | 5.97 | 27.295 | 27.295
|  |  | 184.97 | 0.02 | 0.02 | 5.98 | 27.03 | 27.03
|  |  | 185.235 | 0.01 | 0.01 | 5.99 | 26.765 | 26.765
|  |  | 185.5 | 0 | 0 | 6 | 26.5 | 26.5

## NGA Factors 2021 (hidden)
Fuel Type | State |  | Scope 1 EF | Scope 2 EF | Scope 3 EF | Emissions Factors unit (scope 1, scope 2 and scope 3 | Energy Content Factor | Emissions Content Factor unit | Scopes 1&2 | Scopes 1,2&3 | Emissions Factors unit (scope 1&2 and 1,2&3) | Scopes 1&2 | Scopes 1,2&3 | Emissions Factors unit (scope 1&2 and 1,2&3)
Electricity | ACT | ACTElectricity | 0 | 0.79 | 0.07 | kgCO2-e/kWh |  |  | 0.79 | 0.86 | kgCO2-e/kWh | 0.81 | 0.9 | kgCO2-e/kWh
Electricity | NSW | NSWElectricity | 0 | 0.79 | 0.07 | kgCO2-e/kWh |  |  | 0.79 | 0.86 | kgCO2-e/kWh | 0.81 | 0.9 | kgCO2-e/kWh
Electricity | NT | NTElectricity | 0 | 0.57 | 0.04 | kgCO2-e/kWh |  |  | 0.57 | 0.61 | kgCO2-e/kWh | 0.62 | 0.69 | kgCO2-e/kWh
Electricity | QLD | QLDElectricity | 0 | 0.8 | 0.12 | kgCO2-e/kWh |  |  | 0.8 | 0.92 | kgCO2-e/kWh | 0.81 | 0.93 | kgCO2-e/kWh
Electricity | SA | SAElectricity | 0 | 0.35 | 0.07 | kgCO2-e/kWh |  |  | 0.35 | 0.42 | kgCO2-e/kWh | 0.43 | 0.52 | kgCO2-e/kWh
Electricity | TAS | TASElectricity | 0 | 0.16 | 0.02 | kgCO2-e/kWh |  |  | 0.16 | 0.18 | kgCO2-e/kWh | 0.17 | 0.19 | kgCO2-e/kWh
Electricity | VIC | VICElectricity | 0 | 0.96 | 0.1 | kgCO2-e/kWh |  |  | 0.96 | 1.06 | kgCO2-e/kWh | 0.98 | 1.09 | kgCO2-e/kWh
Electricity | WA | WAElectricity | 0 | 0.68 | 0.01 | kgCO2-e/kWh |  |  | 0.68 | 0.69 | kgCO2-e/kWh | 0.68 | 0.7 | kgCO2-e/kWh
Gas | ACT | ACTGas | 51.53 | 0 | 13.1 | kgCO2-e/GJ |  |  | 0.05153 | 0.06463 | kgCO2-e/MJ | 0.18551 | 0.23267 | kgCO2-e/kWh
Gas | NSW | NSWGas | 51.53 | 0 | 13.1 | kgCO2-e/GJ |  |  | 0.05153 | 0.06463 | kgCO2-e/MJ | 0.18551 | 0.23267 | kgCO2-e/kWh
Gas | NT | NTGas | 51.53 | 0 | 0 | kgCO2-e/GJ |  |  | 0.05153 | 0.05153 | kgCO2-e/MJ | 0.18551 | 0.18551 | kgCO2-e/kWh
Gas | QLD | QLDGas | 51.53 | 0 | 8.8 | kgCO2-e/GJ |  |  | 0.05153 | 0.06033 | kgCO2-e/MJ | 0.18551 | 0.21719 | kgCO2-e/kWh
Gas | SA | SAGas | 51.53 | 0 | 10.7 | kgCO2-e/GJ |  |  | 0.05153 | 0.06223 | kgCO2-e/MJ | 0.18551 | 0.22403 | kgCO2-e/kWh
Gas | TAS | TASGas | 51.53 | 0 | 0 | kgCO2-e/GJ |  |  | 0.05153 | 0.05153 | kgCO2-e/MJ | 0.18551 | 0.18551 | kgCO2-e/kWh
Gas | VIC | VICGas | 51.53 | 0 | 4 | kgCO2-e/GJ |  |  | 0.05153 | 0.05553 | kgCO2-e/MJ | 0.18551 | 0.19991 | kgCO2-e/kWh
Gas | WA | WAGas | 51.53 | 0 | 4.1 | kgCO2-e/GJ |  |  | 0.05153 | 0.05563 | kgCO2-e/MJ | 0.18551 | 0.20027 | kgCO2-e/kWh
Coal | All states | Coal | 90.24 | 0 | 3 | kgCO2-e/GJ | 27 | GJ/t | 2.4365 | 2.5175 | kgCO2-e/kg | 0.32486 | 0.33566 | kgCO2-e/kWh
Diesel Oil | All states | Diesel Oil | 70.2 | 0 | 3.6 | kgCO2-e/GJ | 38.6 | GJ/kL | 2.7097 | 2.8487 | kgCO2-e/L | 0.25272 | 0.26568 | kgCO2-e/kWh
LPG | All states | LPG | 60.6 | 0 | 3.6 | kgCO2-e/GJ | 25.7 | GJ/kL | 1.5574 | 1.6499 | kgCO2-e/L | 0.21816 | 0.23112 | kgCO2-e/kWh
| State | SGEe Scopes 1,2&3 | SGEg Scopes 1,2&3 | SGEd Scopes 1,2&3 | SGEc Scopes 1,2&3 | SGEl Scopes 1,2&3 | SGEe Scopes 1&2 | SGEg Scopes 1&2 | SGEd Scopes 1&2 | SGEc Scopes 1&2 | SGEl Scopes 1&2
| ACT | 0.86 | 0.06463 | 2.8487 | 2.5175 | 1.6499 | 0.79 | 0.05153 | 2.7097 | 2.4365 | 1.5574
| NSW | 0.86 | 0.06463 | 2.8487 | 2.5175 | 1.6499 | 0.79 | 0.05153 | 2.7097 | 2.4365 | 1.5574
| NT | 0.61 | 0.05153 | 2.8487 | 2.5175 | 1.6499 | 0.57 | 0.05153 | 2.7097 | 2.4365 | 1.5574
| QLD | 0.92 | 0.06033 | 2.8487 | 2.5175 | 1.6499 | 0.8 | 0.05153 | 2.7097 | 2.4365 | 1.5574
| SA | 0.42 | 0.06223 | 2.8487 | 2.5175 | 1.6499 | 0.35 | 0.05153 | 2.7097 | 2.4365 | 1.5574
| TAS | 0.18 | 0.05153 | 2.8487 | 2.5175 | 1.6499 | 0.16 | 0.05153 | 2.7097 | 2.4365 | 1.5574
| VIC | 1.06 | 0.05553 | 2.8487 | 2.5175 | 1.6499 | 0.96 | 0.05153 | 2.7097 | 2.4365 | 1.5574
| WA | 0.69 | 0.05563 | 2.8487 | 2.5175 | 1.6499 | 0.68 | 0.05153 | 2.7097 | 2.4365 | 1.5574