| Ceiling insulation board | Panel - SIP ≤100mm | Kingspan | K17 100 mm | 16.2 | 16.1 |  | 0.102 | 0 | 2023-03-23 | 2028-03-23 | S-P-07446 | Version 1 | Asia Pacific (Australia, New Zealand, South-East Asia) | m² | 11.7714 | https://epd-australasia.com/wp-content/uploads/2023/04/SP07446-Kingspan-EPD_Kooltherm_Mar23.pdf |  |  | Panel - SIP ≤100mm, K17 100 mm, (Kingspan) | Kooltherm K17 is a thin profiled insulated dry-lining plasterboard for adhesive bonding. It is fast & easy to install, suitable for commercial & residential projects. Kooltherm K17 is suitable for buildings that can't be insulated on the outside or where external appearance can't be changed. It is an ideal internal wall insulation solution for new build and retrofit projects and offers a slim profile, thus saving the real estate space of the building envelope while providing thermal comfort. Kooltherm K17 Insulated Plasterboard is suitable for wall and roof applications. It is used in commercial, residential and modular construction.
Fibre cement products
|  |  | Company | Product | GWT | GWPf | GWPb |  | from | to | Registration number | version | location | unit | product mass | ref | Table name |  | Material name | Notes
Fibre cement
|  | Fibre cement products | James Hardie | Hardie™ Fine Texture Cladding 8.5mm | 6.66 | 7.51 | -0.851 | 0.045 | 2023-07-17 | 2028-07-17 | S-P-02052 |  | Australia | m² | 10.2 | https://epd-australasia.com/wp-content/uploads/2020/10/SP02052-James-Hardie-EPD-AU-vJul23.pdf | Cladding |  | Fibre cement, Cladding, Hardie™ Fine Texture Cladding 8.5mm | Cladding for external wall
|  | Fibre cement products | James Hardie | Hardie™ Flex Sheet 4.5mm | 4.23 | 4.62 | -0.392 | 0.045 | 2023-07-17 | 2028-07-17 | S-P-02052 |  | Australia | m² | 5.4 | https://epd-australasia.com/wp-content/uploads/2020/10/SP02052-James-Hardie-EPD-AU-vJul23.pdf | Cladding |  | Fibre cement, Cladding, Hardie™ Flex Sheet 4.5mm | Cladding for external wall
|  | Fibre cement products | James Hardie | Hardie™ Flex Sheet 6mm | 6.05 | 6.62 | -0.571 | 0.045 | 2023-07-17 | 2028-07-17 | S-P-02052 |  | Australia | m² | 7.2 | https://epd-australasia.com/wp-content/uploads/2020/10/SP02052-James-Hardie-EPD-AU-vJul23.pdf | Cladding |  | Fibre cement, Cladding, Hardie™ Flex Sheet 6mm | Cladding for external wall
|  | Fibre cement products | James Hardie | Hardie™ Flex Eaves Lining 4.5mm | 4.09 | 4.5 | -0.411 | 0.045 | 2023-07-17 | 2028-07-17 | S-P-02052 |  | Australia | m² | 5.4 | https://epd-australasia.com/wp-content/uploads/2020/10/SP02052-James-Hardie-EPD-AU-vJul23.pdf | Cladding |  | Fibre cement, Cladding, Hardie™ Flex Eaves Lining 4.5mm | Residential eaves lining
|  | Fibre cement products | James Hardie | EasyLap™ Panel 8.5mm | 7.17 | 8 | -0.827 | 0.045 | 2023-07-17 | 2028-07-17 | S-P-02052 |  | Australia | m² | 10.2 | https://epd-australasia.com/wp-content/uploads/2020/10/SP02052-James-Hardie-EPD-AU-vJul23.pdf | Cladding |  | Fibre cement, Cladding, EasyLap™ Panel 8.5mm | Residential eaves lining
|  | Fibre cement products | James Hardie | PrimeLine™ Weatherboards 9mm | 8.88 | 9.85 | -0.976 | 0.045 | 2023-07-17 | 2028-07-17 | S-P-02052 |  | Australia | m² | 10.8 | https://epd-australasia.com/wp-content/uploads/2020/10/SP02052-James-Hardie-EPD-AU-vJul23.pdf | Cladding |  | Fibre cement, Cladding, PrimeLine™ Weatherboards 9mm | Cladding for external walls
|  | Fibre cement products | James Hardie | Hardie™ Plank Weatherboards 7.5mm | 6.09 | 6.86 | -0.772 | 0.045 | 2023-07-17 | 2028-07-17 | S-P-02052 |  | Australia | m² | 9 | https://epd-australasia.com/wp-content/uploads/2020/10/SP02052-James-Hardie-EPD-AU-vJul23.pdf | Cladding |  | Fibre cement, Cladding, Hardie™ Plank Weatherboards 7.5mm | Cladding for external walls
|  | Fibre cement products | James Hardie | ExoTec™ Façade Panel 9mm | 11.1 | 12.3 | -1.13 | 0.045 | 2023-07-17 | 2028-07-17 | S-P-02052 |  | Australia | m² | 13.7 | https://epd-australasia.com/wp-content/uploads/2020/10/SP02052-James-Hardie-EPD-AU-vJul23.pdf | Cladding |  | Fibre cement, Cladding, ExoTec™ Façade Panel 9mm | Commercial façade panel
|  | Fibre cement products | James Hardie | Axon™ Cladding 9mm | 8.93 | 9.79 | -0.868 | 0.045 | 2023-07-17 | 2028-07-17 | S-P-02052 |  | Australia | m² | 10.2 | https://epd-australasia.com/wp-content/uploads/2020/10/SP02052-James-Hardie-EPD-AU-vJul23.pdf | Cladding |  | Fibre cement, Cladding, Axon™ Cladding 9mm | Cladding for external walls
|  | Fibre cement products | James Hardie | Matrix™ Cladding 8mm | 8.1 | 8.71 | -0.608 | 0.045 | 2023-07-17 | 2028-07-17 | S-P-02052 |  | Australia | m² | 9.6 | https://epd-australasia.com/wp-content/uploads/2020/10/SP02052-James-Hardie-EPD-AU-vJul23.pdf | Cladding |  | Fibre cement, Cladding, Matrix™ Cladding 8mm | Cladding for external walls
|  | Fibre cement products | James Hardie | Stria™ Cladding 14mm | 13.8 | 14.9 | -1.13 | 0.045 | 2023-07-17 | 2028-07-17 | S-P-02052 |  | Australia | m² | 15.4 | https://epd-australasia.com/wp-content/uploads/2020/10/SP02052-James-Hardie-EPD-AU-vJul23.pdf | Cladding |  | Fibre cement, Cladding, Stria™ Cladding 14mm | Cladding for external walls
|  | Fibre cement products | James Hardie | Linea™ Weatherboards 16mm | 14.2 | 15.6 | -1.38 | 0.045 | 2023-07-17 | 2028-07-17 | S-P-02052 |  | Australia | m² | 17.6 | https://epd-australasia.com/wp-content/uploads/2020/10/SP02052-James-Hardie-EPD-AU-vJul23.pdf | Cladding |  | Fibre cement, Cladding, Linea™ Weatherboards 16mm | Cladding for external walls
|  | Fibre cement products | James Hardie | HardieTM ObliqueTM Cladding 14mm | 13.9 | 15 | -1.12 | 0.045 | 2023-07-17 | 2028-07-17 | S-P-02052 |  | Australia | m² | 15.36 | https://epd-australasia.com/wp-content/uploads/2020/10/SP02052-James-Hardie-EPD-AU-vJul23.pdf | Cladding |  | Fibre cement, Cladding, HardieTM ObliqueTM Cladding 14mm | Cladding for external walls
|  | Fibre cement products | James Hardie | Hardie™ Panel Compressed Sheet 15mm | 25.5 | 27.9 | -2.44 | 0.045 | 2023-07-17 | 2028-07-17 | S-P-02052 |  | Australia | m² | 25.9 | https://epd-australasia.com/wp-content/uploads/2020/10/SP02052-James-Hardie-EPD-AU-vJul23.pdf | Compressed sheet |  | Fibre cement, Compressed sheet, Hardie™ Panel Compressed Sheet 15mm | Compressed structural flooring substrate
|  | Fibre cement products | James Hardie | Hardie™ Panel Compressed Sheet 18mm | 29.7 | 32.5 | -2.81 | 0.045 | 2023-07-17 | 2028-07-17 | S-P-02052 |  | Australia | m² | 31 | https://epd-australasia.com/wp-content/uploads/2020/10/SP02052-James-Hardie-EPD-AU-vJul23.pdf | Compressed sheet |  | Fibre cement, Compressed sheet, Hardie™ Panel Compressed Sheet 18mm | Compressed structural flooring substrate
|  | Fibre cement products | James Hardie | Hardie™ Panel Compressed Sheet 24mm | 41.9 | 45.9 | -3.97 | 0.045 | 2023-07-17 | 2028-07-17 | S-P-02052 |  | Australia | m² | 41.2 | https://epd-australasia.com/wp-content/uploads/2020/10/SP02052-James-Hardie-EPD-AU-vJul23.pdf | Compressed sheet |  | Fibre cement, Compressed sheet, Hardie™ Panel Compressed Sheet 24mm | Compressed structural flooring substrate
|  | Fibre cement products | James Hardie | Secura™ Interior Flooring 19mm | 15.7 | 18.4 | -2.66 | 0.045 | 2023-07-17 | 2028-07-17 | S-P-02052 |  | Australia | m² | 20.8 | https://epd-australasia.com/wp-content/uploads/2020/10/SP02052-James-Hardie-EPD-AU-vJul23.pdf | Flooring |  | Fibre cement, Flooring, Secura™ Interior Flooring 19mm | Structural interior flooring substrate
|  | Fibre cement products | James Hardie | Secura™ Interior Flooring 22mm | 18.5 | 21.6 | -3.11 | 0.045 | 2023-07-17 | 2028-07-17 | S-P-02052 |  | Australia | m² | 24.1 | https://epd-australasia.com/wp-content/uploads/2020/10/SP02052-James-Hardie-EPD-AU-vJul23.pdf | Flooring |  | Fibre cement, Flooring, Secura™ Interior Flooring 22mm | Structural interior flooring substrate
|  | Fibre cement products | James Hardie | Secura™ Exterior Flooring 19mm | 16.1 | 18.7 | -2.66 | 0.045 | 2023-07-17 | 2028-07-17 | S-P-02052 |  | Australia | m² | 20.8 | https://epd-australasia.com/wp-content/uploads/2020/10/SP02052-James-Hardie-EPD-AU-vJul23.pdf | Flooring |  | Fibre cement, Flooring, Secura™ Exterior Flooring 19mm | Structural interior flooring substrate
|  | Fibre cement products | James Hardie | Secura™ Exterior Flooring 22mm | 18.6 | 21.7 | -3.11 | 0.045 | 2023-07-17 | 2028-07-17 | S-P-02052 |  | Australia | m² | 24.1 | https://epd-australasia.com/wp-content/uploads/2020/10/SP02052-James-Hardie-EPD-AU-vJul23.pdf | Lining |  | Fibre cement, Lining, Secura™ Exterior Flooring 22mm | Structural interior flooring substrate
|  | Fibre cement products | James Hardie | Villaboard™ Lining 6mm | 5.19 | 5.71 | -0.527 | 0.045 | 2023-07-17 | 2028-07-17 | S-P-02052 |  | Australia | m² | 7.2 | https://epd-australasia.com/wp-content/uploads/2020/10/SP02052-James-Hardie-EPD-AU-vJul23.pdf | Lining |  | Fibre cement, Lining, Villaboard™ Lining 6mm | Internal wall lining
|  | Fibre cement products | James Hardie | Villaboard™ Lining 9mm | 7.84 | 8.65 | -0.802 | 0.045 | 2023-07-17 | 2028-07-17 | S-P-02052 |  | Australia | m² | 10.8 | https://epd-australasia.com/wp-content/uploads/2020/10/SP02052-James-Hardie-EPD-AU-vJul23.pdf | Lining |  | Fibre cement, Lining, Villaboard™ Lining 9mm | Internal wall lining
|  | Fibre cement products | James Hardie | Versilux™ Lining 4.5mm | 4.33 | 4.67 | -0.34 | 0.045 | 2023-07-17 | 2028-07-17 | S-P-02052 |  | Australia | m² | 5.4 | https://epd-australasia.com/wp-content/uploads/2020/10/SP02052-James-Hardie-EPD-AU-vJul23.pdf | Lining |  | Fibre cement, Lining, Versilux™ Lining 4.5mm | Internal wall lining & external soffit lining
|  | Fibre cement products | James Hardie | Versilux™ Lining 6mm | 5.09 | 5.62 | -0.524 | 0.045 | 2023-07-17 | 2028-07-17 | S-P-02052 |  | Australia | m² | 7.2 | https://epd-australasia.com/wp-content/uploads/2020/10/SP02052-James-Hardie-EPD-AU-vJul23.pdf | Lining |  | Fibre cement, Lining, Versilux™ Lining 6mm | Internal wall lining & external soffit lining
|  | Fibre cement products | James Hardie | Versilux™ Lining 9 mm | 7.9 | 8.68 | -0.778 | 0.045 | 2023-07-17 | 2028-07-17 | S-P-02052 |  | Australia | m² | 10.8 | https://epd-australasia.com/wp-content/uploads/2020/10/SP02052-James-Hardie-EPD-AU-vJul23.pdf | Lining |  | Fibre cement, Lining, Versilux™ Lining 9 mm | Internal wall lining & external soffit lining
|  | Fibre cement products | James Hardie | Hardie™ Deck 19mm | 22.5 | 25.2 | -2.63 | 0.045 | 2023-07-17 | 2028-07-17 | S-P-02052 |  | Australia | m² | 19.0364 | https://epd-australasia.com/wp-content/uploads/2020/10/SP02052-James-Hardie-EPD-AU-vJul23.pdf | Flooring |  | Fibre cement, Flooring, Hardie™ Deck 19mm | Structural decking boards
|  | Fibre cement products | James Hardie | RAB™ Board 6mm | 6.43 | 6.96 | -0.536 | 0.045 | 2023-07-17 | 2028-07-17 | S-P-02052 |  | Australia | m² | 19.3642 | https://epd-australasia.com/wp-content/uploads/2020/10/SP02052-James-Hardie-EPD-AU-vJul23.pdf | Flooring |  | Fibre cement, Flooring, RAB™ Board 6mm | Rigid Air Barrier to be installed as pre-cladding
|  | Fibre cement products | James Hardie | Ceramic Tire Underlay 6mm | 5.59 | 6.05 | -0.466 | 0.045 | 2023-07-17 | 2028-07-17 | S-P-02052 |  | Australia | m² | 19.6921 | https://epd-australasia.com/wp-content/uploads/2020/10/SP02052-James-Hardie-EPD-AU-vJul23.pdf | Flooring |  | Fibre cement, Flooring, Ceramic Tire Underlay 6mm | Internal flooring underlay for ceramic tile finishes
|  | Fibre cement products | James Hardie | Hardie™ Groove Lining 7.5mm | 7.44 | 8.15 | -0.705 | 0.045 | 2023-07-17 | 2028-07-17 | S-P-02052 |  | Australia | m² | 20.0199 | https://epd-australasia.com/wp-content/uploads/2020/10/SP02052-James-Hardie-EPD-AU-vJul23.pdf | Flooring |  | Fibre cement, Flooring, Hardie™ Groove Lining 7.5mm | Internal wall and ceiling lining
C
|  | *o duct | [21 empty] | Pane'
[24 empty] | Nominal | (rmn)
|  | HMdew | [6 empty] | Cladding for | [6 empty] | walls |  |  |  |  | es
|  |  |  | Rex Shæt |  |  |  |  | for extenal | [11 empty] | 4.5
|  | HMdeæ R |  |  | Shut |  |  |  | for | [6 empty] | wdS
|  | Hadeæ Ho |  |  |  |  | Liring |  | Resdatid |  |  |  | linag | [7 empty] | 4.5
|  | EasyLapm | [10 empty] | —g nng | [7 empty] | 8.5
|  | Prüæum |  | WeatMrbOardS |  |  |  |  | for
|  |  |  | PIM-uk Wath |  |  |  |  | Cladding for | [11 empty] | 7.5
paæl
|  | C Oddirw | [6 empty] | CIS-ding for |  |  |  |  | *Is
|  | Wtrixæ | [6 empty] | for | [11 empty] | 8
|  | Striam C Oddirw | [6 empty] | CIS-ding for for |  |  |  |  | Cts wane | [6 empty] | 14 16
|  | Liæa | WætheboardS
|  | H&deæ OblÄu e• |  |  |  |  | add" g |  | for exteæl wais | [11 empty] | 14
|  | HMdeæ Pa |  |  |  |  | Sh —t |  | StructÜal | [7 empty] | Substrate |  |  |  | IS
|  | HN-daæ |  |  |  | Comp—d S" "t | [14 empty] | 18
|  | HMdeæ Pa NC |  |  |  | Sh —t | [10 empty] | gubStr*e |  |  |  | 24
[9 empty] | Sbwtwal | [11 empty] | 19
S—w
[9 empty] | Strwtwal | [11 empty] | 0.22
|  | S—w | [6 empty] | SZwtLxa | [11 empty] | 19
[9 empty] | Strwtuma | [5 empty] | flØrirV NOStrate | [5 empty] | 0.22
|  |  | Lining | [9 empty] | bnng
|  |  | Lining | [5 empty] | Inteæl wd inng
|  | Ves | Lin n g | [5 empty] | w*' fining & external | [7 empty] | "nine |  |  |  | 4.5
|  |  | Lin n g | [5 empty] | wd inng & external nfft nir9 | [11 empty] | 6
|  |  | Lin n g | [5 empty] | wan fining & | [6 empty] | ßff't "nine
[9 empty] | Structural | [11 empty] | 19
|  | RAB" | [6 empty] | Rigid Air |  |  | to |  |  |  | *Etaied as
|  |  | Tiæ | [5 empty] | Inter.] | [9 empty] | tile foist-E 7.5
for wen ad æwng 'müig
Ha-dew G. Lining
UN CPC code: CPC .37570

## Concrete roof tiles (hidden)
Using conrete bricks as a proxy
m2 of roof not m2 of tile ordered. I.e. m2 does not include overlap area of tiles
Tile weight
https://allzonerooftiling.com.au/content/docs/BR-ConcreteRoofTiles-ConcreteRoofTileBrochure-VICTAS.pdf
55.03 | kg/m2 of roof
55.4 | kg/m2 of roof
50.21 | kg/m2 of roof
52 | kg/m2 of roof
55.03 | kg/m2 of roof
55.4 | kg/m2 of roof
50.21 | kg/m2 of roof
52 | kg/m2 of roof
53.16 | kg/m2 of roof
https://www.monier.com.au/-/media/monier/feature/professionals/datasheets/monier-atura-datasheet-0315.pdf
48.5
Average
52.694 | kg/m2 of roof

## Masonry (hidden)
https://epd-australasia.com/wp-content/uploads/2022/04/SP05476-Brickworks-EPDv1.2_Dec-22-1.pdf
Australia
2022-02-28
2027-02-28
1 tonne
Indicator | Unit | Aura Porcelain | Aura Grey | Aura Oak |  | Indicator | Unit | GB Sandstone Rock Face | GB Sandstone Split Face | GB Sandstone Smooth | GB Stone |  | Indicator | Unit | GB Split Face | GB Smooth | GB Veneer | Breeze Blocks | Indicator | Unit | GB Latitude | 100MM Standard | 200MM Standard | 150MM Mortarless | Indicator | Unit | Heron | Moreton | Bribie | Hayman
GWP | kg CO2 eq | 147 | 160 | 160 |  | GWP | kg CO2 eq | 170 | 162 | 168 | 160 |  | GWP | kg CO2 eq | 163 | 168 | 174 | 172 | GWP | kg CO2 eq | 164 | 142 | 142 | 142 | GWP | kg CO2 eq | 153 | 159 | 155 | 156
ODP | kg CFC11 eq | 3.65e-06 | 3.54e-06 | 3.58e-06 |  | ODP | kg CFC11 eq | 4e-06 | 3.68e-06 | 3.96e-06 | 3.99e-06 |  | ODP | kg CFC11 eq | 4.03e-06 | 4.37e-06 | 4.05e-06 | 4.03e-06 | ODP | kg CFC11 eq | 4e-06 | 3.02e-06 | 3.02e-06 | 3.02e-06 | ODP | kg CFC11 eq | 3.35e-06 | 3.6e-06 | 3.41e-06 | 3.44e-06
AP | kg SO2 eq | 0.538 | 0.559 | 0.56 |  | AP | kg SO2 eq | 0.57 | 0.548 | 0.566 | 0.551 |  | AP | kg SO2 eq | 0.553 | 0.568 | 0.588 | 0.58 | AP | kg SO2 eq | 0.556 | 0.484 | 0.484 | 0.484 | AP | kg SO2 eq | 0.521 | 0.539 | 0.526 | 0.528
EP | kg PO4³- eq | 0.0753 | 0.0806 | 0.0808 |  | EP | kg PO4³- eq | 0.0832 | 0.08 | 0.0827 | 0.0799 |  | EP | kg PO4^{3} - eq | 0.0805 | 0.0829 | 0.0856 | 0.0844 | EP | kg PO4³- eq | 0.081 | 0.0706 | 0.0706 | 0.0706 | EP | kg PO4³- eq | 0.0759 | 0.0787 | 0.0766 | 0.077
POCP | kg C2H4 eq | 0.0311 | 0.0312 | 0.0314 |  | POCP | kg C2H4 eq | 0.0332 | 0.0312 | 0.033 | 0.033 |  | POCP | kg C2H4 eq | 0.0332 | 0.035 | 0.034 | 0.0337 | POCP | kg C2H4 eq | 0.033 | 0.0261 | 0.0261 | 0.0261 | POCP | kg C2H4 eq | 0.0289 | 0.0306 | 0.0293 | 0.0296
ADPE | kg Sb eq | 1.2e-06 | 9.18e-07 | 1e-06 |  | ADPE | kg Sb eq | 2.38e-05 | 2.32e-05 | 2.43e-05 | 4.19e-05 |  | ADPE | kg Sb eq | 4.43e-05 | 3.87e-05 | 2.37e-05 | 2.83e-05 | ADPE | kg Sb eq | 3.87e-05 | 1.05e-06 | 1.05e-06 | 1.05e-06 | ADPE | kg Sb eq | 2.27e-05 | 2.31e-05 | 2.28e-05 | 2.41e-05
ADPF | MJNCV | 1180 | 1170 | 1170 |  | ADPF | MJNCV | 1290 | 1230 | 1280 | 1220 |  | ADPF | MJNCV | 1260 | 1300 | 1320 | 1300 | ADPF | MJNCV | 1260 | 1050 | 1050 | 1050 | ADPF | MJNCV | 1150 | 1200 | 1170 | 1170
Parameters | [5 empty] | Parameters | [6 empty] | Parameters | [5 empty] | Parameters | [5 empty] | Parameters
PERE | MJNCV | 18.8 | 32.2 | 32.2 |  | PERE | MJNCV | 20.4 | 24.8 | 20.9 | 35.6 |  | PERE | MJNCV | 30.2 | 28 | 20.7 | 23 | PERE | MJNCV | 27.8 | 30.2 | 30.2 | 30.2 | PERE | MJNCV | 29.3 | 25.7 | 28.3 | 28.6
PERM | MJNCV |  |  |  |  | PERM | MJNCV | 0 | 0 | 0 | 0 |  | PERM | MJNCV | 0 | 0 | 0 | 0 | PERM | MJNCV | 0 | 0 | 0 | 0 | PERM | MJNCV | 0 | 0 | 0 | 0
PERT | MJNCV | 18.8 | 32.2 | 32.2 |  | PERT | MJNCV | 20.4 | 24.8 | 20.9 | 35.6 |  | PERT | MJNCV | 30.2 | 28 | 20.7 | 23 | PERT | MJNCV | 27.8 | 30.2 | 30.2 | 30.2 | PERT | MJNCV | 29.3 | 25.7 | 28.3 | 28.6
PENRE | MJNCV | 1190 | 1180 | 1180 |  | PENRE | MJNCV | 1290 | 1230 | 1290 | 1240 |  | PENRE | MJNCV | 1270 | 1320 | 1320 | 1310 | PENRE | MJNCV | 1270 | 1060 | 1060 | 1060 | PENRE | MJNCV | 1160 | 1210 | 1170 | 1180
PENRM | MJNCV | 1.66 | 1.66 | 1.66 |  | PENRM | MJNCV | 1.68 | 1.65 | 1.68 | 1.63 |  | PENRM | MJNCV | 1.61 | 1.62 | 1.67 | 1.66 | PENRM | MJNCV | 1.63 | 1.53 | 1.53 | 1.53 | PENRM | MJNCV | 1.61 | 1.64 | 1.62 | 1.62
PENRT | MJNCV | 1190 | 1180 | 1180 |  | PENRT | MJNCV | 1300 | 1230 | 1290 | 1250 |  | PENRT | MJNCV | 1270 | 1320 | 1320 | 1310 | PENRT | MJNCV | 1270 | 1060 | 1060 | 1060 | PENRT | MJNCV | 1160 | 1210 | 1180 | 1180
SM | kg | 417 | 534 | 534 |  | SM | kg | 0 | 0 | 0 | 0 |  | SM | kg | 0 | 0 | 0 | 0 | SM | kg | 0 | 0 | 0 | 0 | SM | kg | 0 | 0 | 0 | 0
RSF | MJNCV |  |  |  |  | RSF | MJNCV | 0.000191 | 0.000187 | 0.000195 | 0.000347 |  | RSF | MJNCV | 0.000367 | 0.000319 | 0.00019 | 0.00023 | RSF | MJNCV | 0.000318 | 0 | 0 | 0 | RSF | MJNCV | 0.000184 | 0.000186 | 0.000184 | 0.000195
NRSF | MJNCV |  |  |  |  | NRSF | MJNCV | 0.00182 | 0.00178 | 0.00186 | 0.00331 |  | NRSF | MJNCV | 0.0035 | 0.00304 | 0.00181 | 0.00219 | NRSF | MJNCV | 0.00303 | 0 | 0 | 0 | NRSF | MJNCV | 0.00175 | 0.00177 | 0.00175 | 0.00186
FW | m^{3} | 1.46 | 1.08 | 1.08 |  | FW | m^{3} | 2.09 | 1.98 | 2.07 | 1.77 |  | FW | m³ | 1.9 | 1.95 | 2.11 | 2.06 | FW | m³ | 1.94 | 1.74 | 1.74 | 1.74 | FW | m³ | 1.86 | 1.95 | 1.88 | 1.88
HW | kg | 1.78e-06 | 1.78e-06 | 1.78e-06 |  | HW | kg | 4.32e-06 | 4.23e-06 | 4.38e-06 | 6.33e-06 |  | HW | kg | 6.56e-06 | 5.94e-06 | 4.3e-06 | 4.81e-06 | HW | kg | 5.95e-06 | 1.64e-06 | 1.64e-06 | 1.64e-06 | HW | kg | 4.15e-06 | 4.21e-06 | 4.16e-06 | 4.31e-06
NHW | kg | 0.169 | 0.16 | 0.16 |  | NHW | kg | 0.241 | 0.243 | 0.243 | 0.307 |  | NHW | kg | 0.316 | 0.296 | 0.241 | 0.258 | NHW | kg | 0.295 | 0.17 | 0.17 | 0.17 | NHW | kg | 0.245 | 0.243 | 0.244 | 0.249
RW | kg | 0.00031 | 0.00031 | 0.00031 |  | RW | kg | 0.000778 | 0.000761 | 0.000788 | 0.00115 |  | RW | kg | 0.00119 | 0.00108 | 0.000773 | 0.000868 | RW | kg | 0.00108 | 0.000285 | 0.000285 | 0.000285 | RW | kg | 0.000748 | 0.000758 | 0.000749 | 0.000776
CRU | kg |  |  |  |  | CRU | kg | 0 | 0 | 0 | 0 |  | CRU | kg | 0 | 0 | 0 | 0 | CRU | kg | 0 | 0 | 0 | 0 | CRU | kg | 0 | 0 | 0 | 0
MFR | kg | 8.4 | 8.4 | 8.4 |  | MFR | kg | 8.4 | 8.4 | 8.4 | 8.4 |  | MFR | kg | 8.4 | 8.4 | 8.4 | 8.4 | MFR | kg | 8.4 | 8.4 | 8.4 | 8.4 | MFR | kg | 8.4 | 8.4 | 8.4 | 8.4
MER | kg |  |  |  |  | MER | kg | 0 | 0 | 0 | 0 |  | MER | kg | 0 | 0 | 0 | 0 | MER | kg | 0 | 0 | 0 | 0 | MER | kg | 0 | 0 | 0 | 0
EE | MJ |  |  |  |  | EE | MJ | 0 | 0 | 0 | 0 |  | EE | MJ | 0 | 0 | 0 | 0 | EE | MJ | 0 | 0 | 0 | 0 | EE | MJ | 0 | 0 | 0 | 0
Aura Porcelain | Aura Grey | Aura Oak | GB Sandstone Rock Face | GB Sandstone Split Face | GB Sandstone Smooth | GB Stone | GB Split Face | GB Smooth | GB Veneer | Breeze Blocks | GB Latitude | 100MM Standard | 200MM Standard | 150MM Mortarless | Heron | Moreton | Bribie | Hayman
147 | 160 | 160 | 170 | 162 | 168 | 160 | 163 | 168 | 174 | 172 | 164 | 142 | 142 | 142 | 153 | 159 | 155 | 156
Environmental performance results Results of the environmental performance indicators.• A 1 — A3
Table 81 |  |  | according to EN 15.8M
PRODUCT | Indicator | GWP. | GWP. biogmc | GAP. kikjc | GWP. total | OOP | AP | EP freshwate | EP | EP. | EP terrestria | pocp | A metas• | ADP. | woe
freewatet mame
GROUP | [11 empty] | kg NWoc
ko CFC 11
| State | CO:eq. e co, ea. kg CO, |  |  | kg CO,eq. |  | rod H• eq. | PO.•. | kg P eq. kg N eq. |  | nul N eq. |  | kg Xo 04. | Mu
eq.
BLOCK Campbellheld | VIC
|  | 111.67 | 4.8782.2 | 1.246 | 111.72 | 7..24806 | 1.04Eeoo | 1.268 | .2.90803 .351801 |  | 3.92 | 9.398 | 2.80)E.04 | 1180 | 838
BLOCK Maroochydore | OLD | 182.86 | 8.328 | 1 2260.3 | 182.95 | 3.0481 | 7.146 | 1.6484 | .2.68803 .2.20801 |  | 2.48 | 6.068 | 1.066 | 617 | 272
BLOCK Stapylton | QLD | 140.59 | 2..87801 | 1.2680.3 | 140..88 | 2.4981 | 5.756 | 1.738 | 2.18803 1.73.601 |  | 1.95 | 4.798 | 9.026 | 5.07E+02 2.66E+02
BLOCK U)verstone | TAS | 145.89 | 1.158 | 3.COE.03 | 146 | 6.26EO | 6.096 | 2.576 | 3.41803 1.74801 |  | 1.96 | 5..21801 | 1.776 | 853 | 3930
BRICK Bendigo Smooth Shot | •oc | 113.56 | 4.558 | 1.436 | 113.61 | 7.7081 | 1.01E+00 9.80E.(d |  | 4.7803 3.26601 |  | 3.65 | 8.798 | 2..8.8604 | 1290 | 1.36E«:.3
Dark
BRICK Bendigo Honed D ark | VIC | 160.92 | .4.75802 | 1 5660.3 | 160.96 | 1.048 | 1.42 | 1.3382 | 3.93803 4.86601 |  | 5.44 | 1.30E.oo 40:JE.04 |  | 1.e6E+03 | 1.11E+(d
BRICK Bendigo Smooth Shot | VIC | 138.43 | 8.318 | 1.176 | 138.52 | 4.1281 | 6.3.9601 | 1.268 | 4.65803 .NE.OI |  | 1.8 | 4..55801 | 1.03E.04 | 7. (dE402 | 1090
Light
BRICK Bendigo Honed Light | •oc | 240.39 | 1..23801 | 1.73.603 | 240.52 | 1.008 | 1.09E+00 2.22E.or2 |  | 1.17802 2.73.601 |  | 3..44E+00 | 7..86801 | 2.cBE.04 | 1420 | 3.17E+0x3
BRICK Bendigo Cored Light | VIC | 152.26 | 9.0982.2 | 1.616 | 152.35 | 7.4980k | 7.976 | 1.26E.CQ | 1.10E.02 181601 |  | 2.028+00 | 5.21 E.OI | 1.3.6604 | 9,47E+02 | 3. (EE403
BRICK Maroochydore | QLD | 205.51 | 1.00E.01 | 1.676 | 205.61 | 7.1981 | 9.05.601 | 2.1682.2 | 8..33803 2.47801 |  | 2.77 | 7.018 | 1.666 | 9 95E+0.2 2.02E+03
BRICK U Ivers ton | TAS | 139.84 | 1.198 | 3C6E.03 | 139.97 | 5.7.2806 | 6.896 | 1.9882 | 4.8.2803 1.61601 |  | 1.81 | 4.778 | 1.616 | 8.70E+.22 | 4.43E+(d
Tabie 8. | Impact |  |  |  | to EN 15.8.44
PRODUCT GROUP | Indlcator | GWIP. tos | G',vp. b agc-ic | Gvvp. hlluc | GWP. total |  | ODP | AP |  | fre slmwater |  |  | EP. rłdriłe | EP terrestriâ | pcxcp | ADP• m neras 8. metals• | ADP. fossł• | WIDP
| State | kg CEC 11 kg POY kg CO)eq. 1; col eq. kg CO, eq. kg COI eq 1111 H' eq. eq. | [9 empty] | kg P eq. | kg N eq. | mol N eq. | kg NWOC CI | kg 8) 111. | MJ | ml
EC Otr h exl Campbellfield | VIC | 138.77 | 524E.02 | 1137E.(I |  | 138..22 | 9.23E.C8 |  | 1123 |  | 1.618-01 | 3.556 | 4.16E.01 | 4.65 | 1.12E+(X) | 3.45Eă14 | 1530 | 9.898+0.2
Ecotr h exl Ottoway Dark | SA | 109.92 |  | 139E.LI |  | 126.4 |  |  | 1,(13E+(11 |  | 1.46E.(I | 3.078 | 383E.01 | 4278+00 | 1.03E+(X) | 3.05E.04 | „36.8+03 | 7.218+02
ECOłr h exl Ottoway Light | SA | 145..88 | 16.5 | 04E.o:3 |  | 161.9 | 3_31E.cx3 |  | 582E.01 |  | 1.50E.u | 2.458 | 192€.01 | LI 6€+00 | 5.398 | 9.78E.05 | 7 „36.8+02 | 2.50E4)2
EC otr h ex• Stapylton | OLD | 191.61 | 306801 | 9:1E.t13 |  | 191.92 | 4.138-06 |  | 712601 |  | 1.39EQ | 876E.03 | 219E.01 | 2.578+00 | 620€.01 | .8 &)E.05 | 7.298+02 | 2.74Eq)2
ECOłr h ex• U Iverstone Light | TAS | 159.41 | 1.33E.01 | 2 99E.03 |  | 159.54 | 5.53E.C6 |  | 637E.01 |  | 2.178.(1 | 3.628 | 1.83E.01 | 2. C6E+00 | 5.378 | 1.71E.04 | 9. (1€+02 | 3.96E+'X8
ECOtr h ex• U lverstone Dark | TAS | 227.88 | 1146601 | 3.05E.m |  | 228.02 | &05E.c6 |  | 840E.01 |  | 2.19Eu | 4.45E.(15 | 250E.a1 | 2.838+00 | 7.19E.01 | 187E.04 | 120€+03 | 3.94Eq13
Versaloc• Bendigo | Mc | 110.43 | 4.878 | 181E.(13 |  | 110.48 | 6.818-06 |  | 9.94E.01 |  | 992E.(d | 296E.03 | 931E.01 | 3.70€+00 | 8.868 | 263E.04 | 1.10€+03 | 7.83Eq)2
Versaloc Campbel Ifield | oc | 120.7 | 5.168 | 181E.(I |  | 120.75 | 8.19E.C6 |  | 1,11E+00 |  | 1.46€.@ | 3.318-03 | 3.75E.01 | 4.20€+00 | 11)1E.4X) |  | 1129000 | 911)E+0.2
Ver Sa oc Ot toway | SA |  | 16.5 | 1.34E.o:3 |  | 113.13 | 7.51E.cx3 |  | 933E.01 |  | 1.44E.u | 2.76E.03 | 3.47E.01 | 3.878+00 | 0.37801 | 2.73E.04 | 180 | 6.49Eq)2
Ver Sa oc Stapyl ton | QLD | 132.71 | 2.818 | 129E.iI |  | 132.99 | 2.968-115 |  | 5.626 |  | 1.93.6-02 | 220E.o:3 | 66E.01 | 1.878+00 | 4.668 | 971E.05 | 528.8+.22 | 350
| TAS | 130.99 | 1.208 | 2A5E.t13 |  | 131.11 | 5.0581 |  | s 45.8-01 |  | 2.10€.012 | 3.088-03 | 155E.01 | 1.75€+00 | 161801 | 115.4E.04 | 738.€+02 | 3,91 Eql,l
Ulverstona
Acrorwms: GWP•IossiI = Global V”/armôg Potmtial tossil tucls: GWP•b'aqenic = Glabâ Warmmq Poterłtial biogmic; GWP•ILIuc = Global Vvârming | [13 empty] | Ind Lise arxd land usc clwłge; ODP
potenta of the stratosphcric ozone layc; AP = Acidifcatlołh Ilterltiâ. Accumu/ated Exceccjałce; EP•treshwatcr = Eutropl»caticrł poteritial. tracticm ct nutriei)ts reachiNg treshwatcr end compatmełt: EP•marine
Eultopt»catôn potentă. tractări ol mitrimts reachirg marine erd | [6 empty] | EP•tertes1tiaI = Eutrophlatiorł potenta, Accumuated Excecdatce, POCP = Formaticrł potenta of tłopcspt-ertc ozoru;
ADPmineă.8metaIs = Abioti. depletôn px)tentiâ lor rłon•fassl resources: ADP•fossiI = Abiotic 181etion far fos rescurccs patenta: VVDP = W,'atły (usar) clepriłatk:m patenta consumptiarn
*Disclalrrłer: The results d this emit%lmenral impmt iildbator Shal be uscă with cate as the | [7 empty] | cf these restilts are hľ) or as th€re is Krnled exp.mmce with the indicata!
Masonry wall, incl. concrete block 15 series (17.5MPa OPC), grouted 22MPa (OPC), inc. steel reinforcing
Product | State | GWP | From | to | Reg | Version | Location | Unit | Ref | Table name | material name
BLOCK Campbellfield | VIC | 111.67 | 2023-03-31 | 2028-03-31 | S-P-05517 | Version 1 |  | tonne | https://epd-australasia.com/wp-content/uploads/2023/04/SP05517-Adbri-EPD-Masonry_Mar23.pdf | Masonry (Concrete bricks) | Masonry (Concrete bricks), BLOCK Campbellfield (VIC) (Adbri) | (Adbri) | (Brickworks)
BLOCK Maroochydore | QLD | 182.86 | 2023-03-31 | 2028-03-31 | S-P-05517 | Version 1 |  | tonne | https://epd-australasia.com/wp-content/uploads/2023/04/SP05517-Adbri-EPD-Masonry_Mar23.pdf | Masonry (Concrete bricks) | Masonry (Concrete bricks), BLOCK Maroochydore (QLD) (Adbri) | (Adbri)
BLOCK Stapylton | QLD | 140.59 | 2023-03-31 | 2028-03-31 | S-P-05517 | Version 1 |  | tonne | https://epd-australasia.com/wp-content/uploads/2023/04/SP05517-Adbri-EPD-Masonry_Mar23.pdf | Masonry (Concrete bricks) | Masonry (Concrete bricks), BLOCK Stapylton (QLD) (Adbri) | (Adbri)
BLOCK Ulverstone | TAS | 145.89 | 2023-03-31 | 2028-03-31 | S-P-05517 | Version 1 |  | tonne | https://epd-australasia.com/wp-content/uploads/2023/04/SP05517-Adbri-EPD-Masonry_Mar23.pdf | Masonry (Concrete bricks) | Masonry (Concrete bricks), BLOCK Ulverstone (TAS) (Adbri) | (Adbri)
BRICK Bendigo Smooth Shot Dark | VIC | 113.56 | 2023-03-31 | 2028-03-31 | S-P-05517 | Version 1 |  | tonne | https://epd-australasia.com/wp-content/uploads/2023/04/SP05517-Adbri-EPD-Masonry_Mar23.pdf | Masonry (Concrete bricks) | Masonry (Concrete bricks), BRICK Bendigo Smooth Shot Dark (VIC) (Adbri) | (Adbri)
BRICK Bendigo Honed Dark | VIC | 160.92 | 2023-03-31 | 2028-03-31 | S-P-05517 | Version 1 |  | tonne | https://epd-australasia.com/wp-content/uploads/2023/04/SP05517-Adbri-EPD-Masonry_Mar23.pdf | Masonry (Concrete bricks) | Masonry (Concrete bricks), BRICK Bendigo Honed Dark (VIC) (Adbri) | (Adbri)
BRICK Bendigo Smooth Shot Light | VIC | 138.43 | 2023-03-31 | 2028-03-31 | S-P-05517 | Version 1 |  | tonne | https://epd-australasia.com/wp-content/uploads/2023/04/SP05517-Adbri-EPD-Masonry_Mar23.pdf | Masonry (Concrete bricks) | Masonry (Concrete bricks), BRICK Bendigo Smooth Shot Light (VIC) (Adbri) | (Adbri)
BRICK Bendigo Honed Light | VIC | 240.39 | 2023-03-31 | 2028-03-31 | S-P-05517 | Version 1 |  | tonne | https://epd-australasia.com/wp-content/uploads/2023/04/SP05517-Adbri-EPD-Masonry_Mar23.pdf | Masonry (Concrete bricks) | Masonry (Concrete bricks), BRICK Bendigo Honed Light (VIC) (Adbri) | (Adbri)
BRICK Bendigo Cored Light | VIC | 152.26 | 2023-03-31 | 2028-03-31 | S-P-05517 | Version 1 |  | tonne | https://epd-australasia.com/wp-content/uploads/2023/04/SP05517-Adbri-EPD-Masonry_Mar23.pdf | Masonry (Concrete bricks) | Masonry (Concrete bricks), BRICK Bendigo Cored Light (VIC) (Adbri) | (Adbri)
BRICK Maroochydore | QLD | 205.51 | 2023-03-31 | 2028-03-31 | S-P-05517 | Version 1 |  | tonne | https://epd-australasia.com/wp-content/uploads/2023/04/SP05517-Adbri-EPD-Masonry_Mar23.pdf | Masonry (Concrete bricks) | Masonry (Concrete bricks), BRICK Maroochydore (QLD) (Adbri) | (Adbri)
BRICK Ulverstone | TAS | 139.84 | 2023-03-31 | 2028-03-31 | S-P-05517 | Version 1 |  | tonne | https://epd-australasia.com/wp-content/uploads/2023/04/SP05517-Adbri-EPD-Masonry_Mar23.pdf | Masonry (Concrete bricks) | Masonry (Concrete bricks), BRICK Ulverstone (TAS) (Adbri) | (Adbri)
Ecotrihex® Campbellfield | VIC | 138.77 | 2023-03-31 | 2028-03-31 | S-P-05517 | Version 1 |  | tonne | https://epd-australasia.com/wp-content/uploads/2023/04/SP05517-Adbri-EPD-Masonry_Mar23.pdf | Masonry (Permeable paver) | Masonry (Permeable paver), Ecotrihex® Campbellfield (VIC) (Adbri) | (Adbri)
Ecotrihex® Ottoway Dark | SA | 109.92 | 2023-03-31 | 2028-03-31 | S-P-05517 | Version 1 |  | tonne | https://epd-australasia.com/wp-content/uploads/2023/04/SP05517-Adbri-EPD-Masonry_Mar23.pdf | Masonry (Permeable paver) | Masonry (Permeable paver), Ecotrihex® Ottoway Dark (SA) (Adbri) | (Adbri)
Ecotrihex® Ottoway Light | SA | 145.38 | 2023-03-31 | 2028-03-31 | S-P-05517 | Version 1 |  | tonne | https://epd-australasia.com/wp-content/uploads/2023/04/SP05517-Adbri-EPD-Masonry_Mar23.pdf | Masonry (Permeable paver) | Masonry (Permeable paver), Ecotrihex® Ottoway Light (SA) (Adbri) | (Adbri)
Ecotrihex® Stapylton | QLD | 191.61 | 2023-03-31 | 2028-03-31 | S-P-05517 | Version 1 |  | tonne | https://epd-australasia.com/wp-content/uploads/2023/04/SP05517-Adbri-EPD-Masonry_Mar23.pdf | Masonry (Permeable paver) | Masonry (Permeable paver), Ecotrihex® Stapylton (QLD) (Adbri) | (Adbri)
Ecotrihex® Ulverstone Light | TAS | 159.41 | 2023-03-31 | 2028-03-31 | S-P-05517 | Version 1 |  | tonne | https://epd-australasia.com/wp-content/uploads/2023/04/SP05517-Adbri-EPD-Masonry_Mar23.pdf | Masonry (Permeable paver) | Masonry (Permeable paver), Ecotrihex® Ulverstone Light (TAS) (Adbri) | (Adbri)
Ecotrihex® Ulverstone Dark | TAS | 227.88 | 2023-03-31 | 2028-03-31 | S-P-05517 | Version 1 |  | tonne | https://epd-australasia.com/wp-content/uploads/2023/04/SP05517-Adbri-EPD-Masonry_Mar23.pdf | Masonry (Permeable paver) | Masonry (Permeable paver), Ecotrihex® Ulverstone Dark (TAS) (Adbri) | (Adbri)
Versaloc® Bendigo | VIC | 110.43 | 2023-03-31 | 2028-03-31 | S-P-05517 | Version 1 |  | tonne | https://epd-australasia.com/wp-content/uploads/2023/04/SP05517-Adbri-EPD-Masonry_Mar23.pdf | Masonry (Retaining Wall) | Masonry (Retaining Wall), Versaloc® Bendigo (VIC) (Adbri) | (Adbri)
Versaloc® Campbellfield | VIC | 120.7 | 2023-03-31 | 2028-03-31 | S-P-05517 | Version 1 |  | tonne | https://epd-australasia.com/wp-content/uploads/2023/04/SP05517-Adbri-EPD-Masonry_Mar23.pdf | Masonry (Retaining Wall) | Masonry (Retaining Wall), Versaloc® Campbellfield (VIC) (Adbri) | (Adbri)
Versaloc® Ottoway | SA | 96.65 | 2023-03-31 | 2028-03-31 | S-P-05517 | Version 1 |  | tonne | https://epd-australasia.com/wp-content/uploads/2023/04/SP05517-Adbri-EPD-Masonry_Mar23.pdf | Masonry (Retaining Wall) | Masonry (Retaining Wall), Versaloc® Ottoway (SA) (Adbri) | (Adbri)
Versaloc® Stapylton | QLD | 132.71 | 2023-03-31 | 2028-03-31 | S-P-05517 | Version 1 |  | tonne | https://epd-australasia.com/wp-content/uploads/2023/04/SP05517-Adbri-EPD-Masonry_Mar23.pdf | Masonry (Retaining Wall) | Masonry (Retaining Wall), Versaloc® Stapylton (QLD) (Adbri) | (Adbri)
Versaloc® Ulverstone | TAS | 130.99 | 2023-03-31 | 2028-03-31 | S-P-05517 | Version 1 |  | tonne | https://epd-australasia.com/wp-content/uploads/2023/04/SP05517-Adbri-EPD-Masonry_Mar23.pdf | Masonry (Retaining Wall) | Masonry (Retaining Wall), Versaloc® Ulverstone (TAS) (Adbri) | (Adbri)
Aura Porcelain | Australia | 147 | 2022-02-28 | 2027-02-28 | S-P-05476 | Version 1.2 |  | tonne | https://epd-australasia.com/wp-content/uploads/2022/04/SP05476-Brickworks-EPDv1.2_Dec-22-1.pdf | Masonry (Concrete bricks) | Masonry (Concrete bricks), Aura Porcelain (Australia) (Austral) | (Austral)
Aura Grey | Australia | 160 | 2022-02-28 | 2027-02-28 | S-P-05476 | Version 1.2 |  | tonne | https://epd-australasia.com/wp-content/uploads/2022/04/SP05476-Brickworks-EPDv1.2_Dec-22-1.pdf | Masonry (Concrete bricks) | Masonry (Concrete bricks), Aura Grey (Australia) (Austral) | (Austral)
Aura Oak | Australia | 160 | 2022-02-28 | 2027-02-28 | S-P-05476 | Version 1.2 |  | tonne | https://epd-australasia.com/wp-content/uploads/2022/04/SP05476-Brickworks-EPDv1.2_Dec-22-1.pdf | Masonry (Concrete bricks) | Masonry (Concrete bricks), Aura Oak (Australia) (Austral) | (Austral)
GB Sandstone Rock Face | Australia | 170 | 2022-02-28 | 2027-02-28 | S-P-05476 | Version 1.2 |  | tonne | https://epd-australasia.com/wp-content/uploads/2022/04/SP05476-Brickworks-EPDv1.2_Dec-22-1.pdf | Masonry (Concrete bricks) | Masonry (Concrete bricks), GB Sandstone Rock Face (Australia) (Austral) | (Austral)
GB Sandstone Split Face | Australia | 162 | 2022-02-28 | 2027-02-28 | S-P-05476 | Version 1.2 |  | tonne | https://epd-australasia.com/wp-content/uploads/2022/04/SP05476-Brickworks-EPDv1.2_Dec-22-1.pdf | Masonry (Concrete bricks) | Masonry (Concrete bricks), GB Sandstone Split Face (Australia) (Austral) | (Austral)
GB Sandstone Smooth | Australia | 168 | 2022-02-28 | 2027-02-28 | S-P-05476 | Version 1.2 |  | tonne | https://epd-australasia.com/wp-content/uploads/2022/04/SP05476-Brickworks-EPDv1.2_Dec-22-1.pdf | Masonry (Concrete bricks) | Masonry (Concrete bricks), GB Sandstone Smooth (Australia) (Austral) | (Austral)
GB Stone | Australia | 160 | 2022-02-28 | 2027-02-28 | S-P-05476 | Version 1.2 |  | tonne | https://epd-australasia.com/wp-content/uploads/2022/04/SP05476-Brickworks-EPDv1.2_Dec-22-1.pdf | Masonry (Concrete bricks) | Masonry (Concrete bricks), GB Stone (Australia) (Austral) | (Austral)
GB Split Face | Australia | 163 | 2022-02-28 | 2027-02-28 | S-P-05476 | Version 1.2 |  | tonne | https://epd-australasia.com/wp-content/uploads/2022/04/SP05476-Brickworks-EPDv1.2_Dec-22-1.pdf | Masonry (Concrete bricks) | Masonry (Concrete bricks), GB Split Face (Australia) (Austral) | (Austral)
GB Smooth | Australia | 168 | 2022-02-28 | 2027-02-28 | S-P-05476 | Version 1.2 |  | tonne | https://epd-australasia.com/wp-content/uploads/2022/04/SP05476-Brickworks-EPDv1.2_Dec-22-1.pdf | Masonry (Concrete bricks) | Masonry (Concrete bricks), GB Smooth (Australia) (Austral) | (Austral)
GB Veneer | Australia | 174 | 2022-02-28 | 2027-02-28 | S-P-05476 | Version 1.2 |  | tonne | https://epd-australasia.com/wp-content/uploads/2022/04/SP05476-Brickworks-EPDv1.2_Dec-22-1.pdf | Masonry (Concrete bricks) | Masonry (Concrete bricks), GB Veneer (Australia) (Austral) | (Austral)
Breeze Blocks | Australia | 172 | 2022-02-28 | 2027-02-28 | S-P-05476 | Version 1.2 |  | tonne | https://epd-australasia.com/wp-content/uploads/2022/04/SP05476-Brickworks-EPDv1.2_Dec-22-1.pdf | Masonry (Concrete bricks) | Masonry (Concrete bricks), Breeze Blocks (Australia) (Austral) | (Austral)
GB Latitude | Australia | 164 | 2022-02-28 | 2027-02-28 | S-P-05476 | Version 1.2 |  | tonne | https://epd-australasia.com/wp-content/uploads/2022/04/SP05476-Brickworks-EPDv1.2_Dec-22-1.pdf | Masonry (Concrete bricks) | Masonry (Concrete bricks), GB Latitude (Australia) (Austral) | (Austral)
100MM Standard | Australia | 142 | 2022-02-28 | 2027-02-28 | S-P-05476 | Version 1.2 |  | tonne | https://epd-australasia.com/wp-content/uploads/2022/04/SP05476-Brickworks-EPDv1.2_Dec-22-1.pdf | Masonry (Concrete bricks) | Masonry (Concrete bricks), 100MM Standard (Australia) (Austral) | (Austral)
200MM Standard | Australia | 142 | 2022-02-28 | 2027-02-28 | S-P-05476 | Version 1.2 |  | tonne | https://epd-australasia.com/wp-content/uploads/2022/04/SP05476-Brickworks-EPDv1.2_Dec-22-1.pdf | Masonry (Concrete bricks) | Masonry (Concrete bricks), 200MM Standard (Australia) (Austral) | (Austral)
150MM Mortarless | Australia | 142 | 2022-02-28 | 2027-02-28 | S-P-05476 | Version 1.2 |  | tonne | https://epd-australasia.com/wp-content/uploads/2022/04/SP05476-Brickworks-EPDv1.2_Dec-22-1.pdf | Masonry (Concrete bricks) | Masonry (Concrete bricks), 150MM Mortarless (Australia) (Austral) | (Austral)
Heron | Australia | 153 | 2022-02-28 | 2027-02-28 | S-P-05476 | Version 1.2 |  | tonne | https://epd-australasia.com/wp-content/uploads/2022/04/SP05476-Brickworks-EPDv1.2_Dec-22-1.pdf | Masonry (Retaining Wall) | Masonry (Retaining Wall), Heron (Australia) (Austral) | (Austral)
Moreton | Australia | 159 | 2022-02-28 | 2027-02-28 | S-P-05476 | Version 1.2 |  | tonne | https://epd-australasia.com/wp-content/uploads/2022/04/SP05476-Brickworks-EPDv1.2_Dec-22-1.pdf | Masonry (Retaining Wall) | Masonry (Retaining Wall), Moreton (Australia) (Austral) | (Austral)
Bribie | Australia | 155 | 2022-02-28 | 2027-02-28 | S-P-05476 | Version 1.2 |  | tonne | https://epd-australasia.com/wp-content/uploads/2022/04/SP05476-Brickworks-EPDv1.2_Dec-22-1.pdf | Masonry (Retaining Wall) | Masonry (Retaining Wall), Bribie (Australia) (Austral) | (Austral)
Hayman | Australia | 156 | 2022-02-28 | 2027-02-28 | S-P-05476 | Version 1.2 |  | tonne | https://epd-australasia.com/wp-content/uploads/2022/04/SP05476-Brickworks-EPDv1.2_Dec-22-1.pdf | Masonry (Retaining Wall) | Masonry (Retaining Wall), Hayman (Australia) (Austral) | (Austral)

## BlueScope_steel (hidden)
https://epd-australasia.com/wp-content/uploads/2023/08/SP09342-Bluescope-EPD-GALVABOND_Jul23.pdf
https://epd-australasia.com/wp-content/uploads/2023/06/SP08457-Bluescope-EPD_Deckform_May23.pdf
Australia
2023-05-25
2028-05-25
1 m2
|  | DECKFORM® steel in 0.60mm base material thickness (BMT) | [8 empty] | Low Glare DECKFORM® steel in 0.60mm base material thickness (BMT) | [8 empty] | DECKFORM® steel in 0.75mm base material thickness (BMT) | [8 empty] | Low Glare DECKFORM® steel in 0.75mm base material thickness (BMT) | [8 empty] | DECKFORM® steel in 0.90mm base material thickness (BMT) | [8 empty] | Low Glare DECKFORM® steel in 0.90mm base material thickness (BMT) | [8 empty] | DECKFORM® steel in 1.00mm base material thickness (BMT) | [8 empty] | Low Glare DECKFORM® steel in 1.00mm base material thickness (BMT) | [8 empty] | DECKFORM® steel in 1.50mm base material thickness (BMT) | [8 empty] | Low Glare DECKFORM® steel in 1.50mm base material thickness (BMT)
|  | Product mass: 5.08 kg/m2 flat | [8 empty] | 5.08 kg/m2 flat | [8 empty] | 6.26 kg/m2 flat | [8 empty] | 6.26 kg/m2 flat | [8 empty] | 7.44 kg/m2 flat | [8 empty] | 7.44 kg/m2 flat
|  | Column1 | Column2 | Column3 | Column4 | Column5 | Column6 | Column7 | Column8 |  | Column1 | Column2 | Column3 | Column4 | Column5 | Column6 | Column7 | Column8 |  | Column1 | Column2 | Column3 | Column4 | Column5 | Column6 | Column7 | Column8 |  | Column1 | Column2 | Column3 | Column4 | Column5 | Column6 | Column7 | Column8 |  | Column1 | Column2 | Column3 | Column4 | Column5 | Column6 | Column7 | Column8 |  | Column1 | Column2 | Column3 | Column4 | Column5 | Column6 | Column7 | Column8 |  | Column1 | Column2 | Column3 | Column4 | Column5 | Column6 | Column7 | Column8 |  | Column1 | Column2 | Column3 | Column4 | Column5 | Column6 | Column7 | Column8 |  | Column1 | Column2 | Column3 | Column4 | Column5 | Column6 | Column7 | Column8 |  | Column1 | Column2 | Column3 | Column4 | Column5 | Column6 | Column7 | Column8
|  | Indicator | Unit | A1-A3 | C1 | C2 | C3 | C4 | D |  | Indicator | Unit | A1-A3 | C1 | C2 | C3 | C4 | D |  | Indicator | Unit | A1-A3 | C1 | C2 | C3 | C4 | D |  | Indicator | Unit | A1-A3 | C1 | C2 | C3 | C4 | D |  | Indicator | Unit | A1-A3 | C1 | C2 | C3 | C4 | D |  | Indicator | Unit | A1-A3 | C1 | C2 | C3 | C4 | D |  | Indicator | Unit | A1-A3 | C1 | C2 | C3 | C4 | D |  | Indicator | Unit | A1-A3 | C1 | C2 | C3 | C4 | D |  | Indicator | Unit | A1-A3 | C1 | C2 | C3 | C4 | D |  | Indicator | Unit | A1-A3 | C1 | C2 | C3 | C4 | D
|  | GWP-total | kg CO2-eq. | 15.4 | 0.00317 | 0.0241 | 0.224 | 0.0246 | -5.54 |  | GWP-total | kg CO2-eq. | 16.9 | 0.00317 | 0.0241 | 0.224 | 0.0246 | -5.50 |  | GWP-total | kg CO2-eq. | 18.5 | 0.00391 | 0.0297 | 0.276 | 0.0303 | -6.92 |  | GWP-total | kg CO2-eq. | 20.0 | 0.00391 | 0.0297 | 0.276 | 0.0303 | -6.89 |  | GWP-total | kg CO2-eq. | 21.6 | 0.00464 | 0.0353 | 0.328 | 0.0360 | -8.31 |  | GWP-total | kg CO2-eq. | 23.1 | 0.00465 | 0.0353 | 0.328 | 0.0360 | -8.28 |  | GWP-total | kg CO2-eq. | 23.7 | 0.00513 | 0.0390 | 0.362 | 0.0398 | -9.24 |  | GWP-total | kg CO2-eq. | 23.7 | 0.00513 | 0.0390 | 0.362 | 0.0398 | -9.24 |  | GWP-total | kg CO2-eq. | 33.9 | 0.00759 | 0.0576 | 0.535 | 0.0588 | -13.9 |  | GWP-total | kg CO2-eq. | 35.4 | 0.00759 | 0.0576 | 0.535 | 0.0589 | -13.8
|  | GWP-fossil | kg CO2-eq. | 15.5 | 0.00317 | 0.0241 | 0.224 | 0.0246 | -5.54 |  | GWP-fossil | kg CO2-eq. | 17.0 | 0.00317 | 0.0241 | 0.224 | 0.0246 | -5.51 |  | GWP-fossil | kg CO2-eq. | 18.5 | 0.00391 | 0.0297 | 0.275 | 0.0302 | -6.93 |  | GWP-fossil | kg CO2-eq. | 20.0 | 0.00391 | 0.0297 | 0.275 | 0.0303 | -6.90 |  | GWP-fossil | kg CO2-eq. | 21.6 | 0.00464 | 0.0352 | 0.327 | 0.0359 | -8.32 |  | GWP-fossil | kg CO2-eq. | 23.1 | 0.00464 | 0.0353 | 0.327 | 0.0359 | -8.28 |  | GWP-fossil | kg CO2-eq. | 23.7 | 0.00513 | 0.0390 | 0.362 | 0.0397 | -9.24 |  | GWP-fossil | kg CO2-eq. | 23.7 | 0.00513 | 0.0390 | 0.362 | 0.0397 | -9.24 |  | GWP-fossil | kg CO2-eq. | 33.9 | 0.00758 | 0.0576 | 0.534 | 0.0587 | -13.9 |  | GWP-fossil | kg CO2-eq. | 35.4 | 0.00759 | 0.0576 | 0.535 | 0.0587 | -13.8
|  | GWP-biogenic | kg CO2-eq. | -0.00673 | 3.14E-07 | 8.03E-06 | 2.50E-04 | 4.84E-05 | 0.00336 |  | GWP-biogenic | kg CO2-eq. | -0.00552 | 3.14E-07 | 8.03E-06 | 2.50E-04 | 4.85E-05 | 0.00334 |  | GWP-biogenic | kg CO2-eq. | -0.00579 | 3.87E-07 | 9.89E-06 | 3.08E-04 | 5.97E-05 | 0.00415 |  | GWP-biogenic | kg CO2-eq. | -0.00458 | 3.87E-07 | 9.89E-06 | 3.08E-04 | 5.97E-05 | 0.00413 |  | GWP-biogenic | kg CO2-eq. | -0.00485 | 4.60E-07 | 1.17E-05 | 3.66E-04 | 7.09E-05 | 0.00494 |  | GWP-biogenic | kg CO2-eq. | -0.00364 | 4.60E-07 | 1.18E-05 | 3.66E-04 | 7.09E-05 | 0.00492 |  | GWP-biogenic | kg CO2-eq. | -0.00423 | 5.08E-07 | 1.30E-05 | 4.04E-04 | 7.84E-05 | 0.00546 |  | GWP-biogenic | kg CO2-eq. | -0.00423 | 5.08E-07 | 1.30E-05 | 4.04E-04 | 7.84E-05 | 0.00546 |  | GWP-biogenic | kg CO2-eq. | -0.00110 | 7.51E-07 | 1.92E-05 | 5.97E-04 | 1.16E-04 | 0.00809 |  | GWP-biogenic | kg CO2-eq. | 1.09E-04 | 7.51E-07 | 1.92E-05 | 5.97E-04 | 1.16E-04 | 0.00808
|  | GWP-luluc | kg CO2-eq. | 7.06E-04 | 2.30E-08 | 2.59E-07 | 8.58E-06 | 1.48E-05 | -1.09E-04 |  | GWP-luluc | kg CO2-eq. | 7.31E-04 | 2.30E-08 | 2.59E-07 | 8.58E-06 | 1.48E-05 | -1.08E-04 |  | GWP-luluc | kg CO2-eq. | 7.51E-04 | 2.84E-08 | 3.19E-07 | 1.06E-05 | 1.82E-05 | -1.38E-04 |  | GWP-luluc | kg CO2-eq. | 7.76E-04 | 2.84E-08 | 3.19E-07 | 1.06E-05 | 1.82E-05 | -1.37E-04 |  | GWP-luluc | kg CO2-eq. | 7.96E-04 | 3.37E-08 | 3.79E-07 | 1.26E-05 | 2.16E-05 | -1.67E-04 |  | GWP-luluc | kg CO2-eq. | 8.21E-04 | 3.37E-08 | 3.79E-07 | 1.26E-05 | 2.16E-05 | -1.66E-04 |  | GWP-luluc | kg CO2-eq. | 8.26E-04 | 3.73E-08 | 4.19E-07 | 1.39E-05 | 2.39E-05 | -1.86E-04 |  | GWP-luluc | kg CO2-eq. | 8.26E-04 | 3.73E-08 | 4.19E-07 | 1.39E-05 | 2.39E-05 | -1.86E-04 |  | GWP-luluc | kg CO2-eq. | 9.75E-04 | 5.51E-08 | 6.19E-07 | 2.05E-05 | 3.53E-05 | -2.83E-04 |  | GWP-luluc | kg CO2-eq. | 0.00100 | 5.51E-08 | 6.20E-07 | 2.05E-05 | 3.53E-05 | -2.83E-04
|  | ODP | kg CFC-11-eq. | 1.10E-11 | 2.52E-16 | 2.42E-15 | 9.94E-13 | 3.23E-14 | 1.02E-13 |  | ODP | kg CFC-11-eq. | 1.18E-11 | 2.52E-16 | 2.42E-15 | 9.95E-13 | 3.23E-14 | 1.03E-13 |  | ODP | kg CFC-11-eq. | 1.21E-11 | 3.10E-16 | 2.98E-15 | 1.22E-12 | 3.98E-14 | 1.21E-13 |  | ODP | kg CFC-11-eq. | 1.28E-11 | 3.10E-16 | 2.98E-15 | 1.23E-12 | 3.98E-14 | 1.22E-13 |  | ODP | kg CFC-11-eq. | 1.31E-11 | 3.69E-16 | 3.54E-15 | 1.46E-12 | 4.72E-14 | 1.40E-13 |  | ODP | kg CFC-11-eq. | 1.39E-11 | 3.69E-16 | 3.54E-15 | 1.46E-12 | 4.73E-14 | 1.41E-13 |  | ODP | kg CFC-11-eq. | 1.38E-11 | 4.08E-16 | 3.91E-15 | 1.61E-12 | 5.22E-14 | 1.53E-13 |  | ODP | kg CFC-11-eq. | 1.38E-11 | 4.08E-16 | 3.91E-15 | 1.61E-12 | 5.22E-14 | 1.53E-13 |  | ODP | kg CFC-11-eq. | 1.73E-11 | 6.02E-16 | 5.78E-15 | 2.38E-12 | 7.72E-14 | 2.18E-13 |  | ODP | kg CFC-11-eq. | 1.81E-11 | 6.02E-16 | 5.78E-15 | 2.38E-12 | 7.72E-14 | 2.19E-13
|  | AP | mol H^{+} -eq. | 0.0536 | 1.51E-05 | 6.21E-05 | 0.00112 | 7.74E-05 | -0.00517 |  | AP | mol H^{+} -eq. | 0.0583 | 1.51E-05 | 6.21E-05 | 0.00112 | 7.75E-05 | -0.00513 |  | AP | mol H^{+} -eq. | 0.0637 | 1.86E-05 | 7.65E-05 | 0.00138 | 9.54E-05 | -0.00660 |  | AP | mol H^{+} -eq. | 0.0684 | 1.86E-05 | 7.65E-05 | 0.00139 | 9.54E-05 | -0.00656 |  | AP | mol H^{+} -eq. | 0.0738 | 2.21E-05 | 9.09E-05 | 0.00165 | 1.13E-04 | -0.00803 |  | AP | mol H^{+} -eq. | 0.0785 | 2.21E-05 | 9.09E-05 | 0.00165 | 1.13E-04 | -0.00799 |  | AP | mol H^{+} -eq. | 0.0806 | 2.44E-05 | 1.01E-04 | 0.00182 | 1.25E-04 | -0.00898 |  | AP | mol H^{+} -eq. | 0.0806 | 2.44E-05 | 1.01E-04 | 0.00182 | 1.25E-04 | -0.00898 |  | AP | mol H^{+} -eq. | 0.114 | 3.60E-05 | 1.49E-04 | 0.00269 | 1.85E-04 | -0.0138 |  | AP | mol H^{+} -eq. | 0.119 | 3.60E-05 | 1.49E-04 | 0.00269 | 1.85E-04 | -0.0137
|  | EP-freshwater | kg P-eq. | 6.32E-06 | 5.57E-10 | 3.96E-09 | 1.22E-07 | 1.88E-08 | -9.83E-07 |  | EP-freshwater | kg P-eq. | 7.01E-06 | 5.58E-10 | 3.96E-09 | 1.22E-07 | 1.88E-08 | -9.77E-07 |  | EP-freshwater | kg P-eq. | 6.76E-06 | 6.87E-10 | 4.88E-09 | 1.50E-07 | 2.32E-08 | -1.23E-06 |  | EP-freshwater | kg P-eq. | 7.46E-06 | 6.87E-10 | 4.88E-09 | 1.51E-07 | 2.32E-08 | -1.23E-06 |  | EP-freshwater | kg P-eq. | 7.21E-06 | 8.16E-10 | 5.80E-09 | 1.79E-07 | 2.76E-08 | -1.48E-06 |  | EP-freshwater | kg P-eq. | 7.90E-06 | 8.16E-10 | 5.80E-09 | 1.79E-07 | 2.76E-08 | -1.47E-06 |  | EP-freshwater | kg P-eq. | 7.51E-06 | 9.02E-10 | 6.41E-09 | 1.98E-07 | 3.05E-08 | -1.65E-06 |  | EP-freshwater | kg P-eq. | 7.51E-06 | 9.02E-10 | 6.41E-09 | 1.98E-07 | 3.05E-08 | -1.65E-06 |  | EP-freshwater | kg P-eq. | 8.99E-06 | 1.33E-09 | 9.47E-09 | 2.92E-07 | 4.50E-08 | -2.48E-06 |  | EP-freshwater | kg P-eq. | 9.69E-06 | 1.33E-09 | 9.47E-09 | 2.92E-07 | 4.50E-08 | -2.47E-06
|  | EP-marine | kg N-eq. | 0.0117 | 7.29E-06 | 2.81E-05 | 2.41E-04 | 1.89E-05 | -3.24E-04 |  | EP-marine | kg N-eq. | 0.0132 | 7.29E-06 | 2.81E-05 | 2.41E-04 | 1.89E-05 | -3.21E-04 |  | EP-marine | kg N-eq. | 0.0139 | 8.97E-06 | 3.46E-05 | 2.97E-04 | 2.32E-05 | -4.42E-04 |  | EP-marine | kg N-eq. | 0.0154 | 8.98E-06 | 3.46E-05 | 2.97E-04 | 2.32E-05 | -4.38E-04 |  | EP-marine | kg N-eq. | 0.0162 | 1.07E-05 | 4.11E-05 | 3.53E-04 | 2.76E-05 | -5.59E-04 |  | EP-marine | kg N-eq. | 0.0177 | 1.07E-05 | 4.11E-05 | 3.53E-04 | 2.76E-05 | -5.56E-04 |  | EP-marine | kg N-eq. | 0.0177 | 1.18E-05 | 4.54E-05 | 3.90E-04 | 3.05E-05 | -6.38E-04 |  | EP-marine | kg N-eq. | 0.0177 | 1.18E-05 | 4.54E-05 | 3.90E-04 | 3.05E-05 | -6.38E-04 |  | EP-marine | kg N-eq. | 0.0251 | 1.74E-05 | 6.71E-05 | 5.76E-04 | 4.51E-05 | -0.00103 |  | EP-marine | kg N-eq. | 0.0266 | 1.74E-05 | 6.71E-05 | 5.76E-04 | 4.51E-05 | -0.00103
|  | EP-terrestrial | mol N-eq. | 0.131 | 7.98E-05 | 3.09E-04 | 0.00263 | 2.07E-04 | 0.00120 |  | EP-terrestrial | mol N-eq. | 0.148 | 7.98E-05 | 3.09E-04 | 0.00263 | 2.07E-04 | 0.00121 |  | EP-terrestrial | mol N-eq. | 0.157 | 9.83E-05 | 3.80E-04 | 0.00324 | 2.55E-04 | 0.00110 |  | EP-terrestrial | mol N-eq. | 0.173 | 9.83E-05 | 3.81E-04 | 0.00324 | 2.55E-04 | 0.00111 |  | EP-terrestrial | mol N-eq. | 0.182 | 1.17E-04 | 4.52E-04 | 0.00385 | 3.03E-04 | 9.95E-04 |  | EP-terrestrial | mol N-eq. | 0.199 | 1.17E-04 | 4.52E-04 | 0.00385 | 3.03E-04 | 0.00101 |  | EP-terrestrial | mol N-eq. | 0.199 | 1.29E-04 | 5.00E-04 | 0.00425 | 3.35E-04 | 9.27E-04 |  | EP-terrestrial | mol N-eq. | 0.199 | 1.29E-04 | 5.00E-04 | 0.00425 | 3.35E-04 | 9.27E-04 |  | EP-terrestrial | mol N-eq. | 0.284 | 1.91E-04 | 7.38E-04 | 0.00629 | 4.95E-04 | 5.87E-04 |  | EP-terrestrial | mol N-eq. | 0.300 | 1.91E-04 | 7.38E-04 | 0.00629 | 4.95E-04 | 6.02E-04
|  | POCP | kg NMVOC-eq. | 0.0394 | 2.04E-05 | 6.00E-05 | 6.68E-04 | 5.97E-05 | -0.00366 |  | POCP | kg NMVOC-eq. | 0.0446 | 2.04E-05 | 6.00E-05 | 6.68E-04 | 5.97E-05 | -0.00364 |  | POCP | kg NMVOC-eq. | 0.0471 | 2.51E-05 | 7.39E-05 | 8.23E-04 | 7.35E-05 | -0.00468 |  | POCP | kg NMVOC-eq. | 0.0523 | 2.51E-05 | 7.39E-05 | 8.23E-04 | 7.36E-05 | -0.00465 |  | POCP | kg NMVOC-eq. | 0.0548 | 2.99E-05 | 8.78E-05 | 9.78E-04 | 8.74E-05 | -0.00569 |  | POCP | kg NMVOC-eq. | 0.0601 | 2.99E-05 | 8.78E-05 | 9.78E-04 | 8.74E-05 | -0.00567 |  | POCP | kg NMVOC-eq. | 0.0600 | 3.30E-05 | 9.70E-05 | 0.00108 | 9.66E-05 | -0.00637 |  | POCP | kg NMVOC-eq. | 0.0600 | 3.30E-05 | 9.70E-05 | 0.00108 | 9.66E-05 | -0.00637 |  | POCP | kg NMVOC-eq. | 0.0856 | 4.88E-05 | 1.43E-04 | 0.00160 | 1.43E-04 | -0.00976 |  | POCP | kg NMVOC-eq. | 0.0909 | 4.88E-05 | 1.43E-04 | 0.00160 | 1.43E-04 | -0.00974
|  | ADP-minerals & metals20 | kg Sb-eq. | 6.54E-04 | 3.87E-11 | 4.34E-10 | 1.87E-08 | 1.71E-09 | -2.79E-07 |  | ADP-minerals & metals20 | kg Sb-eq. | 6.77E-04 | 3.87E-11 | 4.34E-10 | 1.88E-08 | 1.71E-09 | -2.78E-07 |  | ADP-minerals & metals23 | kg Sb-eq. | 6.54E-04 | 4.77E-11 | 5.34E-10 | 2.31E-08 | 2.11E-09 | -3.50E-07 |  | ADP-minerals & metals23 | kg Sb-eq. | 6.77E-04 | 4.77E-11 | 5.34E-10 | 2.31E-08 | 2.11E-09 | -3.48E-07 |  | ADP-minerals & metals26 | kg Sb-eq. | 6.54E-04 | 5.67E-11 | 6.35E-10 | 2.74E-08 | 2.50E-09 | -4.20E-07 |  | ADP-minerals & metals26 | kg Sb-eq. | 6.78E-04 | 5.67E-11 | 6.35E-10 | 2.74E-08 | 2.50E-09 | -4.18E-07 |  | ADP-minerals & metals29 | kg Sb-eq. | 6.54E-04 | 6.27E-11 | 7.02E-10 | 3.03E-08 | 2.77E-09 | -4.66E-07 |  | ADP-minerals & metals29 | kg Sb-eq. | 6.54E-04 | 6.27E-11 | 7.02E-10 | 3.03E-08 | 2.77E-09 | -4.66E-07 |  | ADP-minerals & metals32 | kg Sb-eq. | 6.54E-04 | 9.26E-11 | 1.04E-09 | 4.48E-08 | 4.09E-09 | -7.00E-07 |  | ADP-minerals & metals32 | kg Sb-eq. | 6.78E-04 | 9.26E-11 | 1.04E-09 | 4.48E-08 | 4.09E-09 | -6.98E-07
|  | ADP-fossil20 | MJ | 155 | 0.0421 | 0.319 | 2.42 | 0.348 | -50.1 |  | ADP-fossil20 | MJ | 173 | 0.0421 | 0.319 | 2.42 | 0.348 | -49.8 |  | ADP-fossil23 | MJ | 184 | 0.0519 | 0.393 | 2.98 | 0.429 | -62.7 |  | ADP-fossil23 | MJ | 202 | 0.0519 | 0.393 | 2.98 | 0.429 | -62.4 |  | ADP-fossil26 | MJ | 214 | 0.0616 | 0.467 | 3.54 | 0.509 | -75.3 |  | ADP-fossil26 | MJ | 232 | 0.0617 | 0.467 | 3.54 | 0.509 | -75.0 |  | ADP-fossil29 | MJ | 233 | 0.0681 | 0.517 | 3.91 | 0.563 | -83.7 |  | ADP-fossil29 | MJ | 233 | 0.0681 | 0.517 | 3.91 | 0.563 | -83.7 |  | ADP-fossil32 | MJ | 331 | 0.101 | 0.763 | 5.77 | 0.832 | -126 |  | ADP-fossil32 | MJ | 349 | 0.101 | 0.763 | 5.78 | 0.832 | -125
|  | WDP20 | m3 world-eq. deprived | 1.19 | 2.36E-05 | 1.52E-04 | 0.0874 | 0.00166 | -1.07 |  | WDP20 | m3 world-eq. deprived | 1.34 | 2.36E-05 | 1.52E-04 | 0.0875 | 0.00167 | -1.06 |  | WDP23 | m3 world-eq. deprived | 1.33 | 2.90E-05 | 1.88E-04 | 0.108 | 0.00205 | -1.33 |  | WDP23 | m3 world-eq. deprived | 1.48 | 2.90E-05 | 1.88E-04 | 0.108 | 0.00205 | -1.33 |  | WDP26 | m3 world-eq. deprived | 1.46 | 3.45E-05 | 2.23E-04 | 0.128 | 0.00244 | -1.60 |  | WDP26 | m3 world-eq. deprived | 1.61 | 3.45E-05 | 2.23E-04 | 0.128 | 0.00244 | -1.59 |  | WDP29 | m3 world-eq. deprived | 1.55 | 3.81E-05 | 2.46E-04 | 0.141 | 0.00269 | -1.78 |  | WDP29 | m3 world-eq. deprived | 1.55 | 3.81E-05 | 2.46E-04 | 0.141 | 0.00269 | -1.78 |  | WDP32 | m3 world-eq. deprived | 2.00 | 5.63E-05 | 3.64E-04 | 0.209 | 0.00398 | -2.66 |  | WDP32 | m3 world-eq. deprived | 2.14 | 5.63E-05 | 3.64E-04 | 0.209 | 0.00398 | -2.66
|  | Product mass: 5.08 kg/m2 flat Column1: Additional Environmental Impacts |  | Additional Environmental Impacts | [8 empty] | Additional Environmental Impacts | [8 empty] | Additional Environmental Impacts | [8 empty] | Additional Environmental Impacts | [8 empty] | Additional Environmental Impacts | [8 empty] | Additional Environmental Impacts | [8 empty] | Additional Environmental Impacts | [8 empty] | Additional Environmental Impacts | [8 empty] | Additional Environmental Impacts
|  | Indicator | Unit | A1-A3 | C1 | C2 | C3 | C4 | D |  | Indicator | Unit | A1-A3 | C1 | C2 | C3 | C4 | D |  | Indicator | Unit | A1-A3 | C1 | C2 | C3 | C4 | D |  | Indicator | Unit | A1-A3 | C1 | C2 | C3 | C4 | D |  | Indicator | Unit | A1-A3 | C1 | C2 | C3 | C4 | D |  | Indicator | Unit | A1-A3 | C1 | C2 | C3 | C4 | D |  | Indicator | Unit | A1-A3 | C1 | C2 | C3 | C4 | D |  | Indicator | Unit | A1-A3 | C1 | C2 | C3 | C4 | D |  | Indicator | Unit | A1-A3 | C1 | C2 | C3 | C4 | D |  | Indicator | Unit | A1-A3 | C1 | C2 | C3 | C4 | D
|  | GWP-GHG21 | kg CO2-eq. | 15.1 | 0.00314 | 0.0239 | 0.222 | 0.0238 | -5.33 |  | GWP-GHG21 | kg CO2-eq. | 16.5 | 0.00314 | 0.0239 | 0.222 | 0.0238 | -5.30 |  | GWP-GHG24 | kg CO2-eq. | 18.1 | 0.00387 | 0.0294 | 0.273 | 0.0293 | -6.67 |  | GWP-GHG24 | kg CO2-eq. | 19.5 | 0.00387 | 0.0294 | 0.273 | 0.0293 | -6.64 |  | GWP-GHG27 | kg CO2-eq. | 21.1 | 0.00459 | 0.0349 | 0.324 | 0.0349 | -8.01 |  | GWP-GHG27 | kg CO2-eq. | 22.5 | 0.00460 | 0.0349 | 0.325 | 0.0349 | -7.97 |  | GWP-GHG30 | kg CO2-eq. | 23.1 | 0.00508 | 0.0386 | 0.359 | 0.0385 | -8.90 |  | GWP-GHG30 | kg CO2-eq. | 23.1 | 0.00508 | 0.0386 | 0.359 | 0.0385 | -8.90 |  | GWP-GHG33 | kg CO2-eq. | 33.1 | 0.00750 | 0.0570 | 0.530 | 0.0569 | -13.4 |  | GWP-GHG33 | kg CO2-eq. | 34.5 | 0.00751 | 0.0570 | 0.530 | 0.0569 | -13.3
|  | PM | Disease incidence | 7.22E-07 | 1.71E-10 | 4.07E-10 | 1.10E-08 | 8.28E-10 | -5.61E-08 |  | PM | Disease incidence | 7.64E-07 | 1.71E-10 | 4.07E-10 | 1.10E-08 | 8.29E-10 | -5.57E-08 |  | PM | Disease incidence | 8.57E-07 | 2.10E-10 | 5.01E-10 | 1.35E-08 | 1.02E-09 | -7.24E-08 |  | PM | Disease incidence | 8.98E-07 | 2.10E-10 | 5.02E-10 | 1.35E-08 | 1.02E-09 | -7.20E-08 |  | PM | Disease incidence | 9.92E-07 | 2.50E-10 | 5.96E-10 | 1.60E-08 | 1.21E-09 | -8.87E-08 |  | PM | Disease incidence | 1.03E-06 | 2.50E-10 | 5.96E-10 | 1.60E-08 | 1.21E-09 | -8.83E-08 |  | PM | Disease incidence | 1.08E-06 | 2.76E-10 | 6.59E-10 | 1.77E-08 | 1.34E-09 | -9.95E-08 |  | PM | Disease incidence | 1.08E-06 | 2.76E-10 | 6.59E-10 | 1.77E-08 | 1.34E-09 | -9.95E-08 |  | PM | Disease incidence | 1.53E-06 | 4.08E-10 | 9.73E-10 | 2.62E-08 | 1.98E-09 | -1.54E-07 |  | PM | Disease incidence | 1.57E-06 | 4.08E-10 | 9.73E-10 | 2.62E-08 | 1.98E-09 | -1.53E-07
|  | IRP22 | kBq U-235-eq. | 0.128 | 7.99E-08 | 8.11E-06 | 4.23E-05 | 6.19E-04 | 0.131 |  | IRP22 | kBq U-235-eq. | 0.131 | 7.99E-08 | 8.11E-06 | 4.23E-05 | 6.19E-04 | 0.130 |  | IRP25 | kBq U-235-eq. | 0.133 | 9.84E-08 | 9.99E-06 | 5.21E-05 | 7.63E-04 | 0.163 |  | IRP25 | kBq U-235-eq. | 0.136 | 9.85E-08 | 9.99E-06 | 5.21E-05 | 7.63E-04 | 0.163 |  | IRP28 | kBq U-235-eq. | 0.137 | 1.17E-07 | 1.19E-05 | 6.18E-05 | 9.06E-04 | 0.196 |  | IRP28 | kBq U-235-eq. | 0.140 | 1.17E-07 | 1.19E-05 | 6.19E-05 | 9.06E-04 | 0.195 |  | IRP31 | kBq U-235-eq. | 0.140 | 1.29E-07 | 1.31E-05 | 6.84E-05 | 0.00100 | 0.218 |  | IRP31 | kBq U-235-eq. | 0.140 | 1.29E-07 | 1.31E-05 | 6.84E-05 | 0.00100 | 0.218 |  | IRP34 | kBq U-235-eq. | 0.155 | 1.91E-07 | 1.94E-05 | 1.01E-04 | 0.00148 | 0.326 |  | IRP34 | kBq U-235-eq. | 0.158 | 1.91E-07 | 1.94E-05 | 1.01E-04 | 0.00148 | 0.326
|  | ETP-fw20 | CTUe | 28.8 | 0.0106 | 0.128 | 0.461 | 0.103 | -1.52 |  | ETP-fw20 | CTUe | 34.0 | 0.0106 | 0.128 | 0.462 | 0.103 | -1.51 |  | ETP-fw23 | CTUe | 32.5 | 0.0130 | 0.158 | 0.568 | 0.127 | -1.94 |  | ETP-fw23 | CTUe | 37.7 | 0.0130 | 0.158 | 0.569 | 0.127 | -1.93 |  | ETP-fw26 | CTUe | 36.2 | 0.0155 | 0.187 | 0.675 | 0.151 | -2.37 |  | ETP-fw26 | CTUe | 41.4 | 0.0155 | 0.187 | 0.675 | 0.151 | -2.36 |  | ETP-fw29 | CTUe | 38.6 | 0.0171 | 0.207 | 0.747 | 0.167 | -2.65 |  | ETP-fw29 | CTUe | 38.6 | 0.0171 | 0.207 | 0.747 | 0.167 | -2.65 |  | ETP-fw32 | CTUe | 51.0 | 0.0253 | 0.306 | 1.10 | 0.247 | -4.07 |  | ETP-fw32 | CTUe | 56.3 | 0.0253 | 0.306 | 1.10 | 0.247 | -4.06
|  | HTP-c20 | CTUh | 1.51E-09 | 1.78E-13 | 2.16E-12 | 2.07E-11 | 1.22E-11 | -2.33E-09 |  | HTP-c20 | CTUh | 1.70E-09 | 1.78E-13 | 2.16E-12 | 2.07E-11 | 1.22E-11 | -2.31E-09 |  | HTP-c23 | CTUh | 1.75E-09 | 2.19E-13 | 2.66E-12 | 2.55E-11 | 1.51E-11 | -2.91E-09 |  | HTP-c23 | CTUh | 1.93E-09 | 2.19E-13 | 2.67E-12 | 2.55E-11 | 1.51E-11 | -2.90E-09 |  | HTP-c26 | CTUh | 1.98E-09 | 2.60E-13 | 3.17E-12 | 3.03E-11 | 1.79E-11 | -3.49E-09 |  | HTP-c26 | CTUh | 2.17E-09 | 2.60E-13 | 3.17E-12 | 3.03E-11 | 1.79E-11 | -3.48E-09 |  | HTP-c29 | CTUh | 2.14E-09 | 2.87E-13 | 3.50E-12 | 3.35E-11 | 1.98E-11 | -3.88E-09 |  | HTP-c29 | CTUh | 2.14E-09 | 2.87E-13 | 3.50E-12 | 3.35E-11 | 1.98E-11 | -3.88E-09 |  | HTP-c32 | CTUh | 2.93E-09 | 4.24E-13 | 5.17E-12 | 4.94E-11 | 2.93E-11 | -5.82E-09 |  | HTP-c32 | CTUh | 3.11E-09 | 4.25E-13 | 5.17E-12 | 4.94E-11 | 2.93E-11 | -5.81E-09
|  | HTP-nc20 | CTUh | 3.20E-07 | 1.11E-11 | 8.58E-11 | 6.89E-10 | 1.23E-09 | -7.59E-08 |  | HTP-nc20 | CTUh | 3.45E-07 | 1.11E-11 | 8.58E-11 | 6.89E-10 | 1.23E-09 | -7.55E-08 |  | HTP-nc23 | CTUh | 3.82E-07 | 1.37E-11 | 1.06E-10 | 8.48E-10 | 1.52E-09 | -9.51E-08 |  | HTP-nc23 | CTUh | 4.07E-07 | 1.37E-11 | 1.06E-10 | 8.48E-10 | 1.52E-09 | -9.47E-08 |  | HTP-nc26 | CTUh | 4.45E-07 | 1.62E-11 | 1.26E-10 | 1.01E-09 | 1.80E-09 | -1.14E-07 |  | HTP-nc26 | CTUh | 4.70E-07 | 1.62E-11 | 1.26E-10 | 1.01E-09 | 1.80E-09 | -1.14E-07 |  | HTP-nc29 | CTUh | 4.86E-07 | 1.79E-11 | 1.39E-10 | 1.11E-09 | 1.99E-09 | -1.27E-07 |  | HTP-nc29 | CTUh | 4.86E-07 | 1.79E-11 | 1.39E-10 | 1.11E-09 | 1.99E-09 | -1.27E-07 |  | HTP-nc32 | CTUh | 6.94E-07 | 2.65E-11 | 2.05E-10 | 1.65E-09 | 2.95E-09 | -1.91E-07 |  | HTP-nc32 | CTUh | 7.19E-07 | 2.65E-11 | 2.05E-10 | 1.65E-09 | 2.95E-09 | -1.90E-07
|  | SQP20 | dimensionless | 4.64 | 9.67E-05 | 9.01E-04 | 0.309 | 0.0270 | 0.689 |  | SQP20 | dimensionless | 4.90 | 9.67E-05 | 9.01E-04 | 0.309 | 0.0271 | 0.686 |  | SQP23 | dimensionless | 5.38 | 1.19E-04 | 0.00111 | 0.381 | 0.0333 | 0.857 |  | SQP23 | dimensionless | 5.64 | 1.19E-04 | 0.00111 | 0.381 | 0.0333 | 0.854 |  | SQP26 | dimensionless | 6.12 | 1.42E-04 | 0.00132 | 0.452 | 0.0396 | 1.02 |  | SQP26 | dimensionless | 6.37 | 1.42E-04 | 0.00132 | 0.452 | 0.0396 | 1.02 |  | SQP29 | dimensionless | 6.61 | 1.56E-04 | 0.00146 | 0.500 | 0.0438 | 1.14 |  | SQP29 | dimensionless | 6.61 | 1.56E-04 | 0.00146 | 0.500 | 0.0438 | 1.14 |  | SQP32 | dimensionless | 9.06 | 2.31E-04 | 0.00215 | 0.739 | 0.0647 | 1.70 |  | SQP32 | dimensionless | 9.32 | 2.31E-04 | 0.00215 | 0.739 | 0.0647 | 1.69
|  | Product mass: 5.08 kg/m2 flat Column1: Resource use |  | Resource use | [8 empty] | Resource use | [8 empty] | Resource use | [8 empty] | Resource use | [8 empty] | Resource use | [8 empty] | Resource use | [8 empty] | Resource use | [8 empty] | Resource use | [8 empty] | Resource use
|  | Parameter | Unit | A1-A3 | C1 | C2 | C3 | C4 | D |  | Parameter | Unit | A1-A3 | C1 | C2 | C3 | C4 | D |  | Parameter | Unit | A1-A3 | C1 | C2 | C3 | C4 | D |  | Parameter | Unit | A1-A3 | C1 | C2 | C3 | C4 | D |  | Parameter | Unit | A1-A3 | C1 | C2 | C3 | C4 | D |  | Parameter | Unit | A1-A3 | C1 | C2 | C3 | C4 | D |  | Parameter | Unit | A1-A3 | C1 | C2 | C3 | C4 | D |  | Parameter | Unit | A1-A3 | C1 | C2 | C3 | C4 | D |  | Parameter | Unit | A1-A3 | C1 | C2 | C3 | C4 | D |  | Parameter | Unit | A1-A3 | C1 | C2 | C3 | C4 | D
|  | PERE | MJ | 9.10 | 1.38E-04 | 0.00156 | 0.520 | 0.0284 | 3.42 |  | PERE | MJ | 9.73 | 1.38E-04 | 0.00156 | 0.520 | 0.0284 | 3.40 |  | PERE | MJ | 9.88 | 1.69E-04 | 0.00192 | 0.640 | 0.0350 | 4.27 |  | PERE | MJ | 10.5 | 1.70E-04 | 0.00192 | 0.641 | 0.0350 | 4.25 |  | PERE | MJ | 10.7 | 2.01E-04 | 0.00228 | 0.761 | 0.0416 | 5.12 |  | PERE | MJ | 11.3 | 2.01E-04 | 0.00228 | 0.761 | 0.0416 | 5.10 |  | PERE | MJ | 11.2 | 2.23E-04 | 0.00252 | 0.841 | 0.0460 | 5.68 |  | PERE | MJ | 11.2 | 2.23E-04 | 0.00252 | 0.841 | 0.0460 | 5.68 |  | PERE | MJ | 13.8 | 3.29E-04 | 0.00373 | 1.24 | 0.0679 | 8.51 |  | PERE | MJ | 14.4 | 3.29E-04 | 0.00373 | 1.24 | 0.0680 | 8.49
|  | PERM | MJ | 0 | 0 | 0 | 0 | 0 | 0 |  | PERM | MJ | 0 | 0 | 0 | 0 | 0 | 0 |  | PERM | MJ | 0 | 0 | 0 | 0 | 0 | 0 |  | PERM | MJ | 0 | 0 | 0 | 0 | 0 | 0 |  | PERM | MJ | 0 | 0 | 0 | 0 | 0 | 0 |  | PERM | MJ | 0 | 0 | 0 | 0 | 0 | 0 |  | PERM | MJ | 0 | 0 | 0 | 0 | 0 | 0 |  | PERM | MJ | 0 | 0 | 0 | 0 | 0 | 0 |  | PERM | MJ | 0 | 0 | 0 | 0 | 0 | 0 |  | PERM | MJ | 0 | 0 | 0 | 0 | 0 | 0
|  | PERT | MJ | 9.10 | 1.38E-04 | 0.00156 | 0.520 | 0.0284 | 3.42 |  | PERT | MJ | 9.73 | 1.38E-04 | 0.00156 | 0.520 | 0.0284 | 3.40 |  | PERT | MJ | 9.88 | 1.69E-04 | 0.00192 | 0.640 | 0.0350 | 4.27 |  | PERT | MJ | 10.5 | 1.70E-04 | 0.00192 | 0.641 | 0.0350 | 4.25 |  | PERT | MJ | 10.7 | 2.01E-04 | 0.00228 | 0.761 | 0.0416 | 5.12 |  | PERT | MJ | 11.3 | 2.01E-04 | 0.00228 | 0.761 | 0.0416 | 5.10 |  | PERT | MJ | 11.2 | 2.23E-04 | 0.00252 | 0.841 | 0.0460 | 5.68 |  | PERT | MJ | 11.2 | 2.23E-04 | 0.00252 | 0.841 | 0.0460 | 5.68 |  | PERT | MJ | 13.8 | 3.29E-04 | 0.00373 | 1.24 | 0.0679 | 8.51 |  | PERT | MJ | 14.4 | 3.29E-04 | 0.00373 | 1.24 | 0.0680 | 8.49
|  | PENRE | MJ | 155 | 0.0421 | 0.319 | 2.42 | 0.348 | -50.1 |  | PENRE | MJ | 173 | 0.0421 | 0.319 | 2.42 | 0.348 | -49.8 |  | PENRE | MJ | 184 | 0.0519 | 0.393 | 2.98 | 0.429 | -62.7 |  | PENRE | MJ | 202 | 0.0519 | 0.393 | 2.98 | 0.429 | -62.4 |  | PENRE | MJ | 214 | 0.0616 | 0.467 | 3.54 | 0.510 | -75.3 |  | PENRE | MJ | 232 | 0.0617 | 0.467 | 3.54 | 0.510 | -75.1 |  | PENRE | MJ | 233 | 0.0681 | 0.517 | 3.91 | 0.563 | -83.7 |  | PENRE | MJ | 233 | 0.0681 | 0.517 | 3.91 | 0.563 | -83.7 |  | PENRE | MJ | 331 | 0.101 | 0.763 | 5.77 | 0.832 | -126 |  | PENRE | MJ | 349 | 0.101 | 0.764 | 5.78 | 0.832 | -125
|  | PENRM | MJ | 0 | 0 | 0 | 0 | 0 | 0 |  | PENRM | MJ | 0.0695 | 0 | 0 | 0 | 0 | 0 |  | PENRM | MJ | 0 | 0 | 0 | 0 | 0 | 0 |  | PENRM | MJ | 0.0695 | 0 | 0 | 0 | 0 | 0 |  | PENRM | MJ | 0 | 0 | 0 | 0 | 0 | 0 |  | PENRM | MJ | 0.0695 | 0 | 0 | 0 | 0 | 0 |  | PENRM | MJ | 0 | 0 | 0 | 0 | 0 | 0 |  | PENRM | MJ | 0 | 0 | 0 | 0 | 0 | 0 |  | PENRM | MJ | 0 | 0 | 0 | 0 | 0 | 0 |  | PENRM | MJ | 0.0695 | 0 | 0 | 0 | 0 | 0
|  | PENRT | MJ | 155 | 0.0421 | 0.319 | 2.42 | 0.348 | -50.1 |  | PENRT | MJ | 173 | 0.0421 | 0.319 | 2.42 | 0.348 | -49.8 |  | PENRT | MJ | 184 | 0.0519 | 0.393 | 2.98 | 0.429 | -62.7 |  | PENRT | MJ | 202 | 0.0519 | 0.393 | 2.98 | 0.429 | -62.4 |  | PENRT | MJ | 214 | 0.0616 | 0.467 | 3.54 | 0.510 | -75.3 |  | PENRT | MJ | 232 | 0.0617 | 0.467 | 3.54 | 0.510 | -75.1 |  | PENRT | MJ | 233 | 0.0681 | 0.517 | 3.91 | 0.563 | -83.7 |  | PENRT | MJ | 233 | 0.0681 | 0.517 | 3.91 | 0.563 | -83.7 |  | PENRT | MJ | 331 | 0.101 | 0.763 | 5.77 | 0.832 | -126 |  | PENRT | MJ | 349 | 0.101 | 0.764 | 5.78 | 0.832 | -125
|  | SM | kg | 0.974 | 0 | 0 | 0 | 0 | 0 |  | SM | kg | 0.992 | 0 | 0 | 0 | 0 | 0 |  | SM | kg | 1.20 | 0 | 0 | 0 | 0 | 0 |  | SM | kg | 1.22 | 0 | 0 | 0 | 0 | 0 |  | SM | kg | 1.43 | 0 | 0 | 0 | 0 | 0 |  | SM | kg | 1.45 | 0 | 0 | 0 | 0 | 0 |  | SM | kg | 1.58 | 0 | 0 | 0 | 0 | 0 |  | SM | kg | 1.58 | 0 | 0 | 0 | 0 | 0 |  | SM | kg | 2.34 | 0 | 0 | 0 | 0 | 0 |  | SM | kg | 2.36 | 0 | 0 | 0 | 0 | 0
|  | RSF | MJ | 0 | 0 | 0 | 0 | 0 | 0 |  | RSF | MJ | 0 | 0 | 0 | 0 | 0 | 0 |  | RSF | MJ | 0 | 0 | 0 | 0 | 0 | 0 |  | RSF | MJ | 0 | 0 | 0 | 0 | 0 | 0 |  | RSF | MJ | 0 | 0 | 0 | 0 | 0 | 0 |  | RSF | MJ | 0 | 0 | 0 | 0 | 0 | 0 |  | RSF | MJ | 0 | 0 | 0 | 0 | 0 | 0 |  | RSF | MJ | 0 | 0 | 0 | 0 | 0 | 0 |  | RSF | MJ | 0 | 0 | 0 | 0 | 0 | 0 |  | RSF | MJ | 0 | 0 | 0 | 0 | 0 | 0
|  | NRSF | MJ | 0 | 0 | 0 | 0 | 0 | 0 |  | NRSF | MJ | 0 | 0 | 0 | 0 | 0 | 0 |  | NRSF | MJ | 0 | 0 | 0 | 0 | 0 | 0 |  | NRSF | MJ | 0 | 0 | 0 | 0 | 0 | 0 |  | NRSF | MJ | 0 | 0 | 0 | 0 | 0 | 0 |  | NRSF | MJ | 0 | 0 | 0 | 0 | 0 | 0 |  | NRSF | MJ | 0 | 0 | 0 | 0 | 0 | 0 |  | NRSF | MJ | 0 | 0 | 0 | 0 | 0 | 0 |  | NRSF | MJ | 0 | 0 | 0 | 0 | 0 | 0 |  | NRSF | MJ | 0 | 0 | 0 | 0 | 0 | 0
|  | FW | m3 | 0.0239 | 3.54E-07 | 3.04E-06 | 0.00123 | 4.90E-05 | -0.0241 |  | FW | m3 | 0.0266 | 3.55E-07 | 3.04E-06 | 0.00123 | 4.91E-05 | -0.0240 |  | FW | m3 | 0.0263 | 4.37E-07 | 3.75E-06 | 0.00151 | 6.04E-05 | -0.0302 |  | FW | m3 | 0.0291 | 4.37E-07 | 3.75E-06 | 0.00151 | 6.04E-05 | -0.0300 |  | FW | m3 | 0.0288 | 5.19E-07 | 4.45E-06 | 0.00180 | 7.18E-05 | -0.0362 |  | FW | m3 | 0.0315 | 5.19E-07 | 4.45E-06 | 0.00180 | 7.18E-05 | -0.0361 |  | FW | m3 | 0.0304 | 5.74E-07 | 4.92E-06 | 0.00199 | 7.93E-05 | -0.0402 |  | FW | m3 | 0.0304 | 5.74E-07 | 4.92E-06 | 0.00199 | 7.93E-05 | -0.0402 |  | FW | m3 | 0.0386 | 8.47E-07 | 7.27E-06 | 0.00294 | 1.17E-04 | -0.0603 |  | FW | m3 | 0.0413 | 8.48E-07 | 7.27E-06 | 0.00294 | 1.17E-04 | -0.0602
|  | Product | Metallic Coating | Base Metal Thickness (BMT) | Product mass (kg/m^{2} flat product)
|  | DECKFORM® steel / Low Glare DECKFORM®steel | Z350 | 0.60 mm | 5.08
|  |  |  | 0.75 mm | 6.26
|  |  |  | 0.90 mm | 7.44
|  |  |  | 1.00 mm | 8.22
|  |  |  | 1.50 mm | 12.14
https://epd-australasia.com/wp-content/uploads/2023/06/SP08456-Bluescope-EPD_Zincalume_May23.pdf
Australia
2023-05-30
2028-05-30
1 m2
|  | Product mass: 5.08 kg/m2 flat Column1: ZINCALUME® steel in 0.30mm base material thickness (BMT) |  |  | ZINCALUME® steel in 0.35mm base material thickness (BMT) | [9 empty] | ZINCALUME® steel in 0.38mm base material thickness (BMT) | [9 empty] | ZINCALUME® steel in 0.40mm base material thickness (BMT) | [9 empty] | ZINCALUME® steel in 0.42mm base material thickness (BMT) | [9 empty] | ZINCALUME® steel in 0.48mm base material thickness (BMT) | [9 empty] | ZINCALUME® steel in 0.50mm base material thickness (BMT) | [9 empty] | ZINCALUME® steel in 0.55mm base material thickness (BMT) | [9 empty] | ZINCALUME® steel in 0.60mm base material thickness (BMT) | [8 empty] | ZINCALUME® steel in 0.70mm base material thickness (BMT) | [8 empty] | ZINCALUME® steel in 0.75mm base material thickness (BMT) | [8 empty] | ZINCALUME® steel in 0.95mm base material thickness (BMT) | [8 empty] | ZINCALUME® steel in 1.00mm base material thickness (BMT) | [8 empty] | ZINCALUME® steel in 1.15mm base material thickness (BMT) | [8 empty] | ZINCALUME® steel in 1.20mm base material thickness (BMT)
|  | Column1 | Column2 | Column3 | Column4 | Column5 | Column6 | Column7 | Column8 | Column9 |  | Column1 | Column2 | Column3 | Column4 | Column5 | Column6 | Column7 | Column8 | Column9 |  | Column1 | Column2 | Column3 | Column4 | Column5 | Column6 | Column7 | Column8 | Column9 |  | Column1 | Column2 | Column3 | Column4 | Column5 | Column6 | Column7 | Column8 | Column9 |  | Column1 | Column2 | Column3 | Column4 | Column5 | Column6 | Column7 | Column8 | Column9 |  | Column1 | Column2 | Column3 | Column4 | Column5 | Column6 | Column7 | Column8 | Column9 |  | Column1 | Column2 | Column3 | Column4 | Column5 | Column6 | Column7 | Column8 | Column9 |  | Column1 | Column2 | Column3 | Column4 | Column5 | Column6 | Column7 | Column8 | Column9 |  | Column1 | Column2 | Column3 | Column4 | Column5 | Column6 | Column7 | Column8 | Column9 | Column1 | Column2 | Column3 | Column4 | Column5 | Column6 | Column7 | Column8 | Column9 | Column1 | Column2 | Column3 | Column4 | Column5 | Column6 | Column7 | Column8 | Column9 | Column1 | Column2 | Column3 | Column4 | Column5 | Column6 | Column7 | Column8 | Column9 | Column1 | Column2 | Column3 | Column4 | Column5 | Column6 | Column7 | Column8 | Column9 | Column1 | Column2 | Column3 | Column4 | Column5 | Column6 | Column7 | Column8 | Column9 | Column1 | Column2 | Column3 | Column4 | Column5 | Column6 | Column7 | Column8 | Column9
|  | Indicator | Unit | A1-A3 | A1-A3 incl. rollforming | C1 | C2 | C3 | C4 | D |  | Indicator | Unit | A1-A3 | A1-A3 incl. rollforming | C1 | C2 | C3 | C4 | D |  | Indicator | Unit | A1-A3 | A1-A3 incl. rollforming | C1 | C2 | C3 | C4 | D |  | Indicator | Unit | A1-A3 | A1-A3 incl. rollforming | C1 | C2 | C3 | C4 | D |  | Indicator | Unit | A1-A3 | A1-A3 incl. rollforming | C1 | C2 | C3 | C4 | D |  | Indicator | Unit | A1-A3 | A1-A3 incl. rollforming | C1 | C2 | C3 | C4 | D |  | Indicator | Unit | A1-A3 | A1-A3 incl. rollforming | C1 | C2 | C3 | C4 | D |  | Indicator | Unit | A1-A3 | A1-A3 incl. rollforming | C1 | C2 | C3 | C4 | D |  | Indicator | Unit | A1-A3 | A1-A3 incl. rollforming | C1 | C2 | C3 | C4 | D | Indicator | Unit | A1-A3 | A1-A3 incl. rollforming | C1 | C2 | C3 | C4 | D | Indicator | Unit | A1-A3 | A1-A3 incl. rollforming | C1 | C2 | C3 | C4 | D | Indicator | Unit | A1-A3 | A1-A3 incl. rollforming | C1 | C2 | C3 | C4 | D | Indicator | Unit | A1-A3 | A1-A3 incl. rollforming | C1 | C2 | C3 | C4 | D | Indicator | Unit | A1-A3 | A1-A3 incl. rollforming | C1 | C2 | C3 | C4 | D | Indicator | Unit | A1-A3 | A1-A3 incl. rollforming | C1 | C2 | C3 | C4 | D
|  | GWP-total | kg CO2-eq. | 8.40 | 8.66 | 0.00155 | 0.0118 | 0.110 | 0.0121 | -2.80 |  | GWP-total | kg CO2-eq. | 9.42 | 9.73 | 0.00180 | 0.0137 | 0.127 | 0.0140 | -3.27 |  | GWP-total | kg CO2-eq. | 10.0 | 10.4 | 0.00195 | 0.0148 | 0.137 | 0.0151 | -3.54 |  | GWP-total | kg CO2-eq. | 10.5 | 10.8 | 0.00204 | 0.0155 | 0.144 | 0.0159 | -3.73 |  | GWP-total | kg CO2-eq. | 10.9 | 11.2 | 0.00214 | 0.0163 | 0.151 | 0.0166 | -3.91 |  | GWP-total | kg CO2-eq. | 12.1 | 12.5 | 0.00244 | 0.0185 | 0.172 | 0.0189 | -4.47 |  | GWP-total | kg CO2-eq. | 12.5 | 12.9 | 0.00253 | 0.0192 | 0.179 | 0.0197 | -4.65 |  | GWP-total | kg CO2-eq. | 13.5 | 14.0 | 0.00278 | 0.0211 | 0.196 | 0.0216 | -5.12 |  | GWP-total | kg CO2-eq. | 14.6 | 15.0 | 0.00302 | 0.0230 | 0.213 | 0.0235 | -5.58 | GWP-total | kg CO2-eq. | 16.6 | 17.2 | 0.00351 | 0.0267 | 0.248 | 0.0273 | -6.51 | GWP-total | kg CO2-eq. | 17.6 | 18.2 | 0.00376 | 0.0285 | 0.265 | 0.0292 | -6.97 | GWP-total | kg CO2-eq. | 21.7 | 22.5 | 0.00474 | 0.0360 | 0.334 | 0.0368 | -8.82 | GWP-total | kg CO2-eq. | 22.8 | 23.5 | 0.00499 | 0.0378 | 0.352 | 0.0387 | -9.28 | GWP-total | kg CO2-eq. | 25.9 | 26.7 | 0.00572 | 0.0434 | 0.404 | 0.0444 | -10.7 | GWP-total | kg CO2-eq. | 26.9 | 27.8 | 0.00597 | 0.0453 | 0.421 | 0.0463 | -11.1
|  | GWP-fossil | kg CO2-eq. | 8.40 | 8.73 | 0.00155 | 0.0118 | 0.109 | 0.0120 | -2.80 |  | GWP-fossil | kg CO2-eq. | 9.43 | 9.80 | 0.00180 | 0.0137 | 0.127 | 0.0139 | -3.27 |  | GWP-fossil | kg CO2-eq. | 10.0 | 10.4 | 0.00195 | 0.0148 | 0.137 | 0.0151 | -3.55 |  | GWP-fossil | kg CO2-eq. | 10.5 | 10.9 | 0.00204 | 0.0155 | 0.144 | 0.0158 | -3.73 |  | GWP-fossil | kg CO2-eq. | 10.9 | 11.3 | 0.00214 | 0.0163 | 0.151 | 0.0166 | -3.92 |  | GWP-fossil | kg CO2-eq. | 12.1 | 12.6 | 0.00244 | 0.0185 | 0.172 | 0.0188 | -4.47 |  | GWP-fossil | kg CO2-eq. | 12.5 | 13.0 | 0.00253 | 0.0192 | 0.179 | 0.0196 | -4.66 |  | GWP-fossil | kg CO2-eq. | 13.5 | 14.1 | 0.00278 | 0.0211 | 0.196 | 0.0215 | -5.12 |  | GWP-fossil | kg CO2-eq. | 14.6 | 15.2 | 0.00302 | 0.0230 | 0.213 | 0.0234 | -5.58 | GWP-fossil | kg CO2-eq. | 16.6 | 17.3 | 0.00351 | 0.0267 | 0.248 | 0.0272 | -6.51 | GWP-fossil | kg CO2-eq. | 17.6 | 18.4 | 0.00376 | 0.0285 | 0.265 | 0.0291 | -6.97 | GWP-fossil | kg CO2-eq. | 21.7 | 22.7 | 0.00474 | 0.0360 | 0.334 | 0.0367 | -8.83 | GWP-fossil | kg CO2-eq. | 22.8 | 23.7 | 0.00499 | 0.0378 | 0.351 | 0.0386 | -9.29 | GWP-fossil | kg CO2-eq. | 25.8 | 27.0 | 0.00572 | 0.0434 | 0.403 | 0.0443 | -10.7 | GWP-fossil | kg CO2-eq. | 26.9 | 28.0 | 0.00597 | 0.0453 | 0.420 | 0.0462 | -11.1
|  | GWP-biogenic | kg CO2-eq. | -0.00229 | -0.0667 | 1.54E-07 | 3.93E-06 | 1.22E-04 | 2.37E-05 | 0.00167 |  | GWP-biogenic | kg CO2-eq. | -0.00198 | -0.0765 | 1.78E-07 | 4.55E-06 | 1.42E-04 | 2.75E-05 | 0.00193 |  | GWP-biogenic | kg CO2-eq. | -0.00179 | -0.0824 | 1.93E-07 | 4.92E-06 | 1.53E-04 | 2.97E-05 | 0.00209 |  | GWP-biogenic | kg CO2-eq. | -0.00167 | -0.0863 | 2.02E-07 | 5.17E-06 | 1.61E-04 | 3.12E-05 | 0.00220 |  | GWP-biogenic | kg CO2-eq. | -0.00154 | -0.0903 | 2.12E-07 | 5.42E-06 | 1.69E-04 | 3.27E-05 | 0.00230 |  | GWP-biogenic | kg CO2-eq. | -0.00117 | -0.102 | 2.41E-07 | 6.16E-06 | 1.92E-04 | 3.72E-05 | 0.00262 |  | GWP-biogenic | kg CO2-eq. | -0.00104 | -0.106 | 2.51E-07 | 6.41E-06 | 1.99E-04 | 3.87E-05 | 0.00272 |  | GWP-biogenic | kg CO2-eq. | -7.28E-04 | -0.116 | 2.75E-07 | 7.03E-06 | 2.19E-04 | 4.24E-05 | 0.00299 |  | GWP-biogenic | kg CO2-eq. | -4.15E-04 | -0.126 | 2.99E-07 | 7.65E-06 | 2.38E-04 | 4.62E-05 | 0.00325 | GWP-biogenic | kg CO2-eq. | 2.10E-04 | -0.145 | 3.48E-07 | 8.89E-06 | 2.77E-04 | 5.37E-05 | 0.00378 | GWP-biogenic | kg CO2-eq. | 5.22E-04 | -0.155 | 3.72E-07 | 9.51E-06 | 2.96E-04 | 5.74E-05 | 0.00404 | GWP-biogenic | kg CO2-eq. | 0.00177 | -0.195 | 4.69E-07 | 1.20E-05 | 3.73E-04 | 7.24E-05 | 0.00509 | GWP-biogenic | kg CO2-eq. | 0.00209 | -0.204 | 4.93E-07 | 1.26E-05 | 3.92E-04 | 7.61E-05 | 0.00535 | GWP-biogenic | kg CO2-eq. | 0.00302 | -0.234 | 5.66E-07 | 1.45E-05 | 4.50E-04 | 8.73E-05 | 0.00614 | GWP-biogenic | kg CO2-eq. | 0.00334 | -0.244 | 5.91E-07 | 1.51E-05 | 4.70E-04 | 9.11E-05 | 0.00641
|  | GWP-luluc | kg CO2-eq. | 3.84E-04 | 6.86E-04 | 1.13E-08 | 1.27E-07 | 4.20E-06 | 7.23E-06 | -5.61E-05 |  | GWP-luluc | kg CO2-eq. | 3.99E-04 | 7.48E-04 | 1.31E-08 | 1.47E-07 | 4.86E-06 | 8.37E-06 | -6.58E-05 |  | GWP-luluc | kg CO2-eq. | 4.07E-04 | 7.85E-04 | 1.41E-08 | 1.59E-07 | 5.26E-06 | 9.05E-06 | -7.16E-05 |  | GWP-luluc | kg CO2-eq. | 4.13E-04 | 8.10E-04 | 1.48E-08 | 1.67E-07 | 5.53E-06 | 9.51E-06 | -7.55E-05 |  | GWP-luluc | kg CO2-eq. | 4.19E-04 | 8.35E-04 | 1.55E-08 | 1.75E-07 | 5.79E-06 | 9.96E-06 | -7.93E-05 |  | GWP-luluc | kg CO2-eq. | 4.37E-04 | 9.09E-04 | 1.77E-08 | 1.99E-07 | 6.59E-06 | 1.13E-05 | -9.10E-05 |  | GWP-luluc | kg CO2-eq. | 4.43E-04 | 9.34E-04 | 1.84E-08 | 2.07E-07 | 6.85E-06 | 1.18E-05 | -9.49E-05 |  | GWP-luluc | kg CO2-eq. | 4.58E-04 | 9.96E-04 | 2.02E-08 | 2.27E-07 | 7.51E-06 | 1.29E-05 | -1.05E-04 |  | GWP-luluc | kg CO2-eq. | 4.73E-04 | 0.00106 | 2.20E-08 | 2.47E-07 | 8.18E-06 | 1.41E-05 | -1.14E-04 | GWP-luluc | kg CO2-eq. | 5.03E-04 | 0.00118 | 2.55E-08 | 2.87E-07 | 9.50E-06 | 1.64E-05 | -1.34E-04 | GWP-luluc | kg CO2-eq. | 5.18E-04 | 0.00124 | 2.73E-08 | 3.07E-07 | 1.02E-05 | 1.75E-05 | -1.43E-04 | GWP-luluc | kg CO2-eq. | 5.78E-04 | 0.00149 | 3.44E-08 | 3.87E-07 | 1.28E-05 | 2.21E-05 | -1.82E-04 | GWP-luluc | kg CO2-eq. | 5.93E-04 | 0.00155 | 3.62E-08 | 4.07E-07 | 1.35E-05 | 2.32E-05 | -1.92E-04 | GWP-luluc | kg CO2-eq. | 6.38E-04 | 0.00174 | 4.15E-08 | 4.67E-07 | 1.55E-05 | 2.66E-05 | -2.21E-04 | GWP-luluc | kg CO2-eq. | 6.53E-04 | 0.00180 | 4.33E-08 | 4.87E-07 | 1.61E-05 | 2.78E-05 | -2.31E-04
|  | ODP | kg CFC-11-eq. | 4.96E-12 | 5.49E-12 | 1.23E-16 | 1.18E-15 | 4.87E-13 | 1.58E-14 | 4.80E-14 |  | ODP | kg CFC-11-eq. | 5.31E-12 | 5.91E-12 | 1.43E-16 | 1.37E-15 | 5.64E-13 | 1.83E-14 | 5.45E-14 |  | ODP | kg CFC-11-eq. | 5.51E-12 | 6.17E-12 | 1.54E-16 | 1.48E-15 | 6.10E-13 | 1.98E-14 | 5.84E-14 |  | ODP | kg CFC-11-eq. | 5.65E-12 | 6.34E-12 | 1.62E-16 | 1.56E-15 | 6.41E-13 | 2.08E-14 | 6.09E-14 |  | ODP | kg CFC-11-eq. | 5.79E-12 | 6.51E-12 | 1.70E-16 | 1.63E-15 | 6.71E-13 | 2.18E-14 | 6.35E-14 |  | ODP | kg CFC-11-eq. | 6.21E-12 | 7.01E-12 | 1.93E-16 | 1.86E-15 | 7.63E-13 | 2.48E-14 | 7.13E-14 |  | ODP | kg CFC-11-eq. | 6.35E-12 | 7.18E-12 | 2.01E-16 | 1.93E-15 | 7.94E-13 | 2.58E-14 | 7.38E-14 |  | ODP | kg CFC-11-eq. | 6.70E-12 | 7.61E-12 | 2.21E-16 | 2.12E-15 | 8.71E-13 | 2.83E-14 | 8.03E-14 |  | ODP | kg CFC-11-eq. | 7.05E-12 | 8.03E-12 | 2.40E-16 | 2.30E-15 | 9.48E-13 | 3.08E-14 | 8.68E-14 | ODP | kg CFC-11-eq. | 7.74E-12 | 8.88E-12 | 2.79E-16 | 2.68E-15 | 1.10E-12 | 3.58E-14 | 9.97E-14 | ODP | kg CFC-11-eq. | 8.09E-12 | 9.30E-12 | 2.99E-16 | 2.86E-15 | 1.18E-12 | 3.82E-14 | 1.06E-13 | ODP | kg CFC-11-eq. | 9.48E-12 | 1.10E-11 | 3.76E-16 | 3.61E-15 | 1.49E-12 | 4.82E-14 | 1.32E-13 | ODP | kg CFC-11-eq. | 9.83E-12 | 1.14E-11 | 3.96E-16 | 3.80E-15 | 1.56E-12 | 5.07E-14 | 1.38E-13 | ODP | kg CFC-11-eq. | 1.09E-11 | 1.27E-11 | 4.54E-16 | 4.36E-15 | 1.79E-12 | 5.82E-14 | 1.58E-13 | ODP | kg CFC-11-eq. | 1.12E-11 | 1.31E-11 | 4.74E-16 | 4.54E-15 | 1.87E-12 | 6.07E-14 | 1.64E-13
|  | AP | mol H^{+} -eq. | 0.0300 | 0.0313 | 7.38E-06 | 3.04E-05 | 5.50E-04 | 3.79E-05 | -0.00269 |  | AP | mol H^{+} -eq. | 0.0334 | 0.0348 | 8.55E-06 | 3.52E-05 | 6.37E-04 | 4.39E-05 | -0.00317 |  | AP | mol H^{+} -eq. | 0.0354 | 0.0369 | 9.25E-06 | 3.81E-05 | 6.89E-04 | 4.75E-05 | -0.00345 |  | AP | mol H^{+} -eq. | 0.0368 | 0.0383 | 9.71E-06 | 4.00E-05 | 7.24E-04 | 4.99E-05 | -0.00364 |  | AP | mol H^{+} -eq. | 0.0381 | 0.0397 | 1.02E-05 | 4.19E-05 | 7.59E-04 | 5.23E-05 | -0.00384 |  | AP | mol H^{+} -eq. | 0.0421 | 0.0440 | 1.16E-05 | 4.77E-05 | 8.63E-04 | 5.95E-05 | -0.00441 |  | AP | mol H^{+} -eq. | 0.0435 | 0.0454 | 1.20E-05 | 4.96E-05 | 8.98E-04 | 6.18E-05 | -0.00460 |  | AP | mol H^{+} -eq. | 0.0469 | 0.0490 | 1.32E-05 | 5.44E-05 | 9.85E-04 | 6.78E-05 | -0.00508 |  | AP | mol H^{+} -eq. | 0.0502 | 0.0525 | 1.44E-05 | 5.92E-05 | 0.00107 | 7.38E-05 | -0.00555 | AP | mol H^{+} -eq. | 0.0570 | 0.0596 | 1.67E-05 | 6.88E-05 | 0.00125 | 8.58E-05 | -0.00651 | AP | mol H^{+} -eq. | 0.0603 | 0.0631 | 1.79E-05 | 7.36E-05 | 0.00133 | 9.18E-05 | -0.00698 | AP | mol H^{+} -eq. | 0.0738 | 0.0773 | 2.25E-05 | 9.28E-05 | 0.00168 | 1.16E-04 | -0.00889 | AP | mol H^{+} -eq. | 0.0772 | 0.0808 | 2.37E-05 | 9.76E-05 | 0.00177 | 1.22E-04 | -0.00937 | AP | mol H^{+} -eq. | 0.0873 | 0.0914 | 2.72E-05 | 1.12E-04 | 0.00203 | 1.40E-04 | -0.0108 | AP | mol H^{+} -eq. | 0.0907 | 0.0950 | 2.83E-05 | 1.17E-04 | 0.00211 | 1.46E-04 | -0.0113
|  | EP-freshwater | kg P-eq. | 2.11E-06 | 2.90E-06 | 2.73E-10 | 1.94E-09 | 5.98E-08 | 9.22E-09 | -4.99E-07 |  | EP-freshwater | kg P-eq. | 2.26E-06 | 3.18E-06 | 3.16E-10 | 2.24E-09 | 6.93E-08 | 1.07E-08 | -5.82E-07 |  | EP-freshwater | kg P-eq. | 2.35E-06 | 3.34E-06 | 3.42E-10 | 2.43E-09 | 7.49E-08 | 1.15E-08 | -6.32E-07 |  | EP-freshwater | kg P-eq. | 2.40E-06 | 3.45E-06 | 3.59E-10 | 2.55E-09 | 7.87E-08 | 1.21E-08 | -6.65E-07 |  | EP-freshwater | kg P-eq. | 2.46E-06 | 3.55E-06 | 3.76E-10 | 2.67E-09 | 8.25E-08 | 1.27E-08 | -6.98E-07 |  | EP-freshwater | kg P-eq. | 2.64E-06 | 3.88E-06 | 4.28E-10 | 3.04E-09 | 9.38E-08 | 1.45E-08 | -7.97E-07 |  | EP-freshwater | kg P-eq. | 2.70E-06 | 3.99E-06 | 4.45E-10 | 3.16E-09 | 9.76E-08 | 1.50E-08 | -8.31E-07 |  | EP-freshwater | kg P-eq. | 2.85E-06 | 4.26E-06 | 4.88E-10 | 3.47E-09 | 1.07E-07 | 1.65E-08 | -9.14E-07 |  | EP-freshwater | kg P-eq. | 3.00E-06 | 4.53E-06 | 5.31E-10 | 3.77E-09 | 1.16E-07 | 1.79E-08 | -9.96E-07 | EP-freshwater | kg P-eq. | 3.30E-06 | 5.07E-06 | 6.17E-10 | 4.39E-09 | 1.35E-07 | 2.09E-08 | -1.16E-06 | EP-freshwater | kg P-eq. | 3.44E-06 | 5.34E-06 | 6.60E-10 | 4.69E-09 | 1.45E-07 | 2.23E-08 | -1.25E-06 | EP-freshwater | kg P-eq. | 4.04E-06 | 6.43E-06 | 8.33E-10 | 5.92E-09 | 1.83E-07 | 2.81E-08 | -1.58E-06 | EP-freshwater | kg P-eq. | 4.19E-06 | 6.70E-06 | 8.76E-10 | 6.22E-09 | 1.92E-07 | 2.96E-08 | -1.66E-06 | EP-freshwater | kg P-eq. | 4.63E-06 | 7.51E-06 | 1.01E-09 | 7.14E-09 | 2.20E-07 | 3.39E-08 | -1.91E-06 | EP-freshwater | kg P-eq. | 4.78E-06 | 7.78E-06 | 1.05E-09 | 7.45E-09 | 2.30E-07 | 3.54E-08 | -1.99E-06
|  | EP-marine | kg N-eq. | 0.00640 | 0.00672 | 3.57E-06 | 1.37E-05 | 1.18E-04 | 9.24E-06 | -1.84E-04 |  | EP-marine | kg N-eq. | 0.00714 | 0.00751 | 4.13E-06 | 1.59E-05 | 1.37E-04 | 1.07E-05 | -2.23E-04 |  | EP-marine | kg N-eq. | 0.00759 | 0.00798 | 4.47E-06 | 1.72E-05 | 1.48E-04 | 1.16E-05 | -2.47E-04 |  | EP-marine | kg N-eq. | 0.00789 | 0.00830 | 4.69E-06 | 1.81E-05 | 1.55E-04 | 1.22E-05 | -2.62E-04 |  | EP-marine | kg N-eq. | 0.00819 | 0.00862 | 4.92E-06 | 1.90E-05 | 1.63E-04 | 1.27E-05 | -2.78E-04 |  | EP-marine | kg N-eq. | 0.00908 | 0.00956 | 5.59E-06 | 2.16E-05 | 1.85E-04 | 1.45E-05 | -3.25E-04 |  | EP-marine | kg N-eq. | 0.00938 | 0.00988 | 5.82E-06 | 2.24E-05 | 1.92E-04 | 1.51E-05 | -3.41E-04 |  | EP-marine | kg N-eq. | 0.0101 | 0.0107 | 6.38E-06 | 2.46E-05 | 2.11E-04 | 1.65E-05 | -3.80E-04 |  | EP-marine | kg N-eq. | 0.0109 | 0.0115 | 6.94E-06 | 2.68E-05 | 2.30E-04 | 1.80E-05 | -4.19E-04 | EP-marine | kg N-eq. | 0.0124 | 0.0130 | 8.07E-06 | 3.11E-05 | 2.67E-04 | 2.09E-05 | -4.98E-04 | EP-marine | kg N-eq. | 0.0131 | 0.0138 | 8.63E-06 | 3.33E-05 | 2.85E-04 | 2.24E-05 | -5.37E-04 | EP-marine | kg N-eq. | 0.0161 | 0.0170 | 1.09E-05 | 4.19E-05 | 3.60E-04 | 2.82E-05 | -6.93E-04 | EP-marine | kg N-eq. | 0.0168 | 0.0178 | 1.14E-05 | 4.41E-05 | 3.78E-04 | 2.96E-05 | -7.33E-04 | EP-marine | kg N-eq. | 0.0191 | 0.0202 | 1.31E-05 | 5.06E-05 | 4.34E-04 | 3.40E-05 | -8.50E-04 | EP-marine | kg N-eq. | 0.0198 | 0.0210 | 1.37E-05 | 5.28E-05 | 4.53E-04 | 3.55E-05 | -8.89E-04
|  | EP-terrestrial | mol N-eq. | 0.0716 | 0.0750 | 3.91E-05 | 1.51E-04 | 0.00129 | 1.01E-04 | 3.85E-04 |  | EP-terrestrial | mol N-eq. | 0.0801 | 0.0839 | 4.52E-05 | 1.75E-04 | 0.00149 | 1.17E-04 | 3.51E-04 |  | EP-terrestrial | mol N-eq. | 0.0852 | 0.0893 | 4.89E-05 | 1.89E-04 | 0.00161 | 1.27E-04 | 3.31E-04 |  | EP-terrestrial | mol N-eq. | 0.0886 | 0.0928 | 5.14E-05 | 1.99E-04 | 0.00169 | 1.33E-04 | 3.17E-04 |  | EP-terrestrial | mol N-eq. | 0.0919 | 0.0964 | 5.39E-05 | 2.08E-04 | 0.00177 | 1.40E-04 | 3.03E-04 |  | EP-terrestrial | mol N-eq. | 0.102 | 0.107 | 6.13E-05 | 2.37E-04 | 0.00202 | 1.59E-04 | 2.63E-04 |  | EP-terrestrial | mol N-eq. | 0.105 | 0.111 | 6.37E-05 | 2.47E-04 | 0.00210 | 1.65E-04 | 2.49E-04 |  | EP-terrestrial | mol N-eq. | 0.114 | 0.120 | 6.99E-05 | 2.71E-04 | 0.00230 | 1.81E-04 | 2.15E-04 |  | EP-terrestrial | mol N-eq. | 0.122 | 0.129 | 7.60E-05 | 2.94E-04 | 0.00251 | 1.97E-04 | 1.81E-04 | EP-terrestrial | mol N-eq. | 0.139 | 0.146 | 8.84E-05 | 3.42E-04 | 0.00291 | 2.29E-04 | 1.13E-04 | EP-terrestrial | mol N-eq. | 0.148 | 0.155 | 9.45E-05 | 3.66E-04 | 0.00312 | 2.45E-04 | 7.87E-05 | EP-terrestrial | mol N-eq. | 0.182 | 0.191 | 1.19E-04 | 4.61E-04 | 0.00393 | 3.09E-04 | -5.74E-05 | EP-terrestrial | mol N-eq. | 0.190 | 0.200 | 1.25E-04 | 4.85E-04 | 0.00413 | 3.25E-04 | -9.15E-05 | EP-terrestrial | mol N-eq. | 0.215 | 0.227 | 1.44E-04 | 5.57E-04 | 0.00474 | 3.73E-04 | -1.94E-04 | EP-terrestrial | mol N-eq. | 0.224 | 0.236 | 1.50E-04 | 5.81E-04 | 0.00494 | 3.89E-04 | -2.28E-04
|  | POCP | kg NMVOC-eq. | 0.0210 | 0.0220 | 9.99E-06 | 2.94E-05 | 3.27E-04 | 2.92E-05 | -0.00191 |  | POCP | kg NMVOC-eq. | 0.0236 | 0.0247 | 1.16E-05 | 3.40E-05 | 3.79E-04 | 3.38E-05 | -0.00225 |  | POCP | kg NMVOC-eq. | 0.0251 | 0.0263 | 1.25E-05 | 3.68E-05 | 4.10E-04 | 3.66E-05 | -0.00245 |  | POCP | kg NMVOC-eq. | 0.0262 | 0.0274 | 1.31E-05 | 3.86E-05 | 4.30E-04 | 3.85E-05 | -0.00259 |  | POCP | kg NMVOC-eq. | 0.0272 | 0.0285 | 1.38E-05 | 4.05E-05 | 4.51E-04 | 4.03E-05 | -0.00272 |  | POCP | kg NMVOC-eq. | 0.0303 | 0.0317 | 1.57E-05 | 4.60E-05 | 5.13E-04 | 4.58E-05 | -0.00313 |  | POCP | kg NMVOC-eq. | 0.0313 | 0.0328 | 1.63E-05 | 4.79E-05 | 5.34E-04 | 4.77E-05 | -0.00326 |  | POCP | kg NMVOC-eq. | 0.0339 | 0.0355 | 1.79E-05 | 5.25E-05 | 5.85E-04 | 5.23E-05 | -0.00360 |  | POCP | kg NMVOC-eq. | 0.0364 | 0.0382 | 1.95E-05 | 5.72E-05 | 6.37E-04 | 5.69E-05 | -0.00394 | POCP | kg NMVOC-eq. | 0.0416 | 0.0436 | 2.26E-05 | 6.64E-05 | 7.40E-04 | 6.61E-05 | -0.00462 | POCP | kg NMVOC-eq. | 0.0441 | 0.0463 | 2.42E-05 | 7.11E-05 | 7.92E-04 | 7.07E-05 | -0.00496 | POCP | kg NMVOC-eq. | 0.0544 | 0.0572 | 3.05E-05 | 8.96E-05 | 9.98E-04 | 8.92E-05 | -0.00631 | POCP | kg NMVOC-eq. | 0.0570 | 0.0599 | 3.21E-05 | 9.42E-05 | 0.00105 | 9.38E-05 | -0.00665 | POCP | kg NMVOC-eq. | 0.0647 | 0.0680 | 3.68E-05 | 1.08E-04 | 0.00120 | 1.08E-04 | -0.00767 | POCP | kg NMVOC-eq. | 0.0673 | 0.0707 | 3.84E-05 | 1.13E-04 | 0.00126 | 1.12E-04 | -0.00801
|  | ADP-minerals & metals21 | kg Sb-eq. | 3.44E-05 | 3.51E-05 | 1.90E-11 | 2.12E-10 | 9.18E-09 | 8.38E-10 | -1.41E-07 |  | ADP-minerals & metals24 | kg Sb-eq. | 3.45E-05 | 3.52E-05 | 2.20E-11 | 2.46E-10 | 1.06E-08 | 9.70E-10 | -1.65E-07 |  | ADP-minerals & metals27 | kg Sb-eq. | 3.45E-05 | 3.52E-05 | 2.38E-11 | 2.66E-10 | 1.15E-08 | 1.05E-09 | -1.79E-07 |  | ADP-minerals & metals30 | kg Sb-eq. | 3.45E-05 | 3.52E-05 | 2.49E-11 | 2.79E-10 | 1.21E-08 | 1.10E-09 | -1.88E-07 |  | ADP-minerals & metals33 | kg Sb-eq. | 3.45E-05 | 3.52E-05 | 2.61E-11 | 2.93E-10 | 1.27E-08 | 1.15E-09 | -1.98E-07 |  | ADP-minerals & metals36 | kg Sb-eq. | 3.46E-05 | 3.53E-05 | 2.97E-11 | 3.33E-10 | 1.44E-08 | 1.31E-09 | -2.26E-07 |  | ADP-minerals & metals39 | kg Sb-eq. | 3.46E-05 | 3.53E-05 | 3.09E-11 | 3.46E-10 | 1.50E-08 | 1.37E-09 | -2.35E-07 |  | ADP-minerals & metals42 | kg Sb-eq. | 3.47E-05 | 3.54E-05 | 3.39E-11 | 3.80E-10 | 1.64E-08 | 1.50E-09 | -2.58E-07 |  | ADP-minerals & metals45 | kg Sb-eq. | 3.47E-05 | 3.54E-05 | 3.69E-11 | 4.13E-10 | 1.79E-08 | 1.63E-09 | -2.82E-07 | ADP-minerals & metals48 | kg Sb-eq. | 3.48E-05 | 3.55E-05 | 4.29E-11 | 4.80E-10 | 2.08E-08 | 1.89E-09 | -3.28E-07 | ADP-minerals & metals51 | kg Sb-eq. | 3.48E-05 | 3.55E-05 | 4.59E-11 | 5.14E-10 | 2.22E-08 | 2.03E-09 | -3.52E-07 | ADP-minerals & metals54 | kg Sb-eq. | 3.50E-05 | 3.57E-05 | 5.79E-11 | 6.48E-10 | 2.80E-08 | 2.56E-09 | -4.45E-07 | ADP-minerals & metals57 | kg Sb-eq. | 3.50E-05 | 3.58E-05 | 6.09E-11 | 6.81E-10 | 2.95E-08 | 2.69E-09 | -4.69E-07 | ADP-minerals & metals60 | kg Sb-eq. | 3.52E-05 | 3.59E-05 | 6.98E-11 | 7.82E-10 | 3.38E-08 | 3.08E-09 | -5.39E-07 | ADP-minerals & metals63 | kg Sb-eq. | 3.52E-05 | 3.60E-05 | 7.28E-11 | 8.15E-10 | 3.53E-08 | 3.22E-09 | -5.62E-07
|  | ADP-fossil21 | MJ | 84.2 | 87.9 | 0.0206 | 0.156 | 1.18 | 0.170 | -25.4 |  | ADP-fossil24 | MJ | 94.0 | 98.2 | 0.0239 | 0.181 | 1.37 | 0.197 | -29.6 |  | ADP-fossil27 | MJ | 99.8 | 104 | 0.0258 | 0.196 | 1.48 | 0.213 | -32.1 |  | ADP-fossil30 | MJ | 104 | 108 | 0.0271 | 0.206 | 1.56 | 0.224 | -33.8 |  | ADP-fossil33 | MJ | 108 | 113 | 0.0284 | 0.216 | 1.63 | 0.235 | -35.5 |  | ADP-fossil36 | MJ | 119 | 125 | 0.0323 | 0.245 | 1.85 | 0.267 | -40.5 |  | ADP-fossil39 | MJ | 123 | 129 | 0.0336 | 0.255 | 1.93 | 0.278 | -42.2 |  | ADP-fossil42 | MJ | 133 | 139 | 0.0369 | 0.280 | 2.12 | 0.305 | -46.4 |  | ADP-fossil45 | MJ | 143 | 150 | 0.0401 | 0.304 | 2.30 | 0.332 | -50.6 | ADP-fossil48 | MJ | 162 | 170 | 0.0466 | 0.354 | 2.68 | 0.385 | -59.0 | ADP-fossil51 | MJ | 172 | 181 | 0.0499 | 0.378 | 2.86 | 0.412 | -63.2 | ADP-fossil54 | MJ | 211 | 222 | 0.0629 | 0.477 | 3.61 | 0.520 | -80.0 | ADP-fossil57 | MJ | 221 | 232 | 0.0662 | 0.502 | 3.80 | 0.547 | -84.2 | ADP-fossil60 | MJ | 250 | 263 | 0.0759 | 0.576 | 4.36 | 0.627 | -96.8 | ADP-fossil63 | MJ | 260 | 273 | 0.0792 | 0.600 | 4.54 | 0.654 | -101
|  | WDP21 | m3 world-eq. deprived | 0.751 | 0.799 | 1.15E-05 | 7.46E-05 | 0.0428 | 8.15E-04 | -0.539 |  | WDP24 | m3 world-eq. deprived | 0.796 | 0.850 | 1.34E-05 | 8.63E-05 | 0.0496 | 9.44E-04 | -0.628 |  | WDP27 | m3 world-eq. deprived | 0.822 | 0.880 | 1.44E-05 | 9.34E-05 | 0.0536 | 0.00102 | -0.681 |  | WDP30 | m3 world-eq. deprived | 0.840 | 0.901 | 1.52E-05 | 9.81E-05 | 0.0563 | 0.00107 | -0.717 |  | WDP33 | m3 world-eq. deprived | 0.858 | 0.921 | 1.59E-05 | 1.03E-04 | 0.0590 | 0.00112 | -0.752 |  | WDP36 | m3 world-eq. deprived | 0.912 | 0.982 | 1.81E-05 | 1.17E-04 | 0.0671 | 0.00128 | -0.859 |  | WDP39 | m3 world-eq. deprived | 0.930 | 1.00 | 1.88E-05 | 1.22E-04 | 0.0698 | 0.00133 | -0.894 |  | WDP42 | m3 world-eq. deprived | 0.974 | 1.05 | 2.06E-05 | 1.33E-04 | 0.0766 | 0.00146 | -0.983 |  | WDP45 | m3 world-eq. deprived | 1.02 | 1.10 | 2.24E-05 | 1.45E-04 | 0.0833 | 0.00159 | -1.07 | WDP48 | m3 world-eq. deprived | 1.11 | 1.21 | 2.61E-05 | 1.69E-04 | 0.0968 | 0.00184 | -1.25 | WDP51 | m3 world-eq. deprived | 1.15 | 1.26 | 2.79E-05 | 1.80E-04 | 0.104 | 0.00197 | -1.34 | WDP54 | m3 world-eq. deprived | 1.33 | 1.46 | 3.52E-05 | 2.28E-04 | 0.131 | 0.00249 | -1.69 | WDP57 | m3 world-eq. deprived | 1.38 | 1.51 | 3.70E-05 | 2.39E-04 | 0.137 | 0.00262 | -1.78 | WDP60 | m3 world-eq. deprived | 1.51 | 1.66 | 4.25E-05 | 2.75E-04 | 0.158 | 0.00300 | -2.05 | WDP63 | m3 world-eq. deprived | 1.55 | 1.71 | 4.43E-05 | 2.86E-04 | 0.164 | 0.00313 | -2.14
|  | ZINCALUME® steel in 0.30mm base material thickness (BMT) Column1: Additional Environmental Impacts |  | Additional Environmental Impacts | [9 empty] | Additional Environmental Impacts | [9 empty] | Additional Environmental Impacts | [9 empty] | Additional Environmental Impacts | [9 empty] | Additional Environmental Impacts | [9 empty] | Additional Environmental Impacts | [9 empty] | Additional Environmental Impacts | [9 empty] | Additional Environmental Impacts | [8 empty] | Additional Environmental Impacts | [8 empty] | Additional Environmental Impacts | [8 empty] | Additional Environmental Impacts | [8 empty] | Additional Environmental Impacts | [8 empty] | Additional Environmental Impacts | [8 empty] | Additional Environmental Impacts
|  | Indicator | Unit | A1-A3 | A1-A3 incl. rollforming | C1 | C2 | C3 | C4 | D |  | Indicator | Unit | A1-A3 | A1-A3 incl. rollforming | C1 | C2 | C3 | C4 | D |  | Indicator | Unit | A1-A3 | A1-A3 incl. rollforming | C1 | C2 | C3 | C4 | D |  | Indicator | Unit | A1-A3 | A1-A3 incl. rollforming | C1 | C2 | C3 | C4 | D |  | Indicator | Unit | A1-A3 | A1-A3 incl. rollforming | C1 | C2 | C3 | C4 | D |  | Indicator | Unit | A1-A3 | A1-A3 incl. rollforming | C1 | C2 | C3 | C4 | D |  | Indicator | Unit | A1-A3 | A1-A3 incl. rollforming | C1 | C2 | C3 | C4 | D |  | Indicator | Unit | A1-A3 | A1-A3 incl. rollforming | C1 | C2 | C3 | C4 | D |  | Indicator | Unit | A1-A3 | A1-A3 incl. rollforming | C1 | C2 | C3 | C4 | D | Indicator | Unit | A1-A3 | A1-A3 incl. rollforming | C1 | C2 | C3 | C4 | D | Indicator | Unit | A1-A3 | A1-A3 incl. rollforming | C1 | C2 | C3 | C4 | D | Indicator | Unit | A1-A3 | A1-A3 incl. rollforming | C1 | C2 | C3 | C4 | D | Indicator | Unit | A1-A3 | A1-A3 incl. rollforming | C1 | C2 | C3 | C4 | D | Indicator | Unit | A1-A3 | A1-A3 incl. rollforming | C1 | C2 | C3 | C4 | D | Indicator | Unit | A1-A3 | A1-A3 incl. rollforming | C1 | C2 | C3 | C4 | D
|  | GWP-GHG22 | kg CO2-eq. | 8.22 | 8.55 | 0.00154 | 0.0117 | 0.109 | 0.0117 | -2.70 |  | GWP-GHG25 | kg CO2-eq. | 9.22 | 9.60 | 0.00178 | 0.0135 | 0.126 | 0.0135 | -3.15 |  | GWP-GHG28 | kg CO2-eq. | 9.82 | 10.2 | 0.00192 | 0.0146 | 0.136 | 0.0146 | -3.41 |  | GWP-GHG31 | kg CO2-eq. | 10.2 | 10.6 | 0.00202 | 0.0154 | 0.143 | 0.0153 | -3.59 |  | GWP-GHG34 | kg CO2-eq. | 10.6 | 11.1 | 0.00212 | 0.0161 | 0.150 | 0.0161 | -3.77 |  | GWP-GHG37 | kg CO2-eq. | 11.8 | 12.3 | 0.00241 | 0.0183 | 0.170 | 0.0183 | -4.30 |  | GWP-GHG40 | kg CO2-eq. | 12.2 | 12.7 | 0.00251 | 0.0190 | 0.177 | 0.0190 | -4.48 |  | GWP-GHG43 | kg CO2-eq. | 13.2 | 13.8 | 0.00275 | 0.0209 | 0.194 | 0.0209 | -4.93 |  | GWP-GHG46 | kg CO2-eq. | 14.2 | 14.8 | 0.00299 | 0.0227 | 0.211 | 0.0227 | -5.37 | GWP-GHG49 | kg CO2-eq. | 16.2 | 16.9 | 0.00348 | 0.0264 | 0.246 | 0.0264 | -6.27 | GWP-GHG52 | kg CO2-eq. | 17.2 | 18.0 | 0.00372 | 0.0283 | 0.263 | 0.0282 | -6.71 | GWP-GHG55 | kg CO2-eq. | 21.2 | 22.2 | 0.00469 | 0.0356 | 0.331 | 0.0356 | -8.50 | GWP-GHG58 | kg CO2-eq. | 22.2 | 23.2 | 0.00493 | 0.0375 | 0.348 | 0.0374 | -8.94 | GWP-GHG61 | kg CO2-eq. | 25.2 | 26.3 | 0.00566 | 0.0430 | 0.400 | 0.0429 | -10.3 | GWP-GHG64 | kg CO2-eq. | 26.2 | 27.4 | 0.00590 | 0.0448 | 0.417 | 0.0448 | -10.7
|  | PM | Disease incidence | 3.80E-07 | 3.94E-07 | 8.35E-11 | 1.99E-10 | 5.36E-09 | 4.05E-10 | -2.96E-08 |  | PM | Disease incidence | 4.25E-07 | 4.41E-07 | 9.67E-11 | 2.31E-10 | 6.21E-09 | 4.69E-10 | -3.51E-08 |  | PM | Disease incidence | 4.52E-07 | 4.69E-07 | 1.05E-10 | 2.50E-10 | 6.72E-09 | 5.08E-10 | -3.83E-08 |  | PM | Disease incidence | 4.70E-07 | 4.87E-07 | 1.10E-10 | 2.62E-10 | 7.05E-09 | 5.33E-10 | -4.05E-08 |  | PM | Disease incidence | 4.88E-07 | 5.06E-07 | 1.15E-10 | 2.75E-10 | 7.39E-09 | 5.59E-10 | -4.26E-08 |  | PM | Disease incidence | 5.42E-07 | 5.62E-07 | 1.31E-10 | 3.13E-10 | 8.41E-09 | 6.36E-10 | -4.92E-08 |  | PM | Disease incidence | 5.60E-07 | 5.81E-07 | 1.36E-10 | 3.25E-10 | 8.75E-09 | 6.61E-10 | -5.13E-08 |  | PM | Disease incidence | 6.04E-07 | 6.28E-07 | 1.49E-10 | 3.57E-10 | 9.59E-09 | 7.25E-10 | -5.68E-08 |  | PM | Disease incidence | 6.49E-07 | 6.75E-07 | 1.63E-10 | 3.88E-10 | 1.04E-08 | 7.89E-10 | -6.22E-08 | PM | Disease incidence | 7.39E-07 | 7.69E-07 | 1.89E-10 | 4.51E-10 | 1.21E-08 | 9.17E-10 | -7.30E-08 | PM | Disease incidence | 7.84E-07 | 8.16E-07 | 2.02E-10 | 4.82E-10 | 1.30E-08 | 9.81E-10 | -7.85E-08 | PM | Disease incidence | 9.64E-07 | 1.00E-06 | 2.55E-10 | 6.08E-10 | 1.64E-08 | 1.24E-09 | -1.00E-07 | PM | Disease incidence | 1.01E-06 | 1.05E-06 | 2.68E-10 | 6.40E-10 | 1.72E-08 | 1.30E-09 | -1.06E-07 | PM | Disease incidence | 1.14E-06 | 1.19E-06 | 3.08E-10 | 7.34E-10 | 1.97E-08 | 1.49E-09 | -1.22E-07 | PM | Disease incidence | 1.19E-06 | 1.24E-06 | 3.21E-10 | 7.65E-10 | 2.06E-08 | 1.56E-09 | -1.27E-07
|  | IRP23 | kBq U-235-eq. | 0.128 | 0.131 | 3.91E-08 | 3.97E-06 | 2.07E-05 | 3.03E-04 | 0.0661 |  | IRP26 | kBq U-235-eq. | 0.130 | 0.133 | 4.53E-08 | 4.60E-06 | 2.40E-05 | 3.51E-04 | 0.0770 |  | IRP29 | kBq U-235-eq. | 0.130 | 0.134 | 4.90E-08 | 4.97E-06 | 2.59E-05 | 3.80E-04 | 0.0835 |  | IRP32 | kBq U-235-eq. | 0.131 | 0.134 | 5.15E-08 | 5.22E-06 | 2.72E-05 | 3.99E-04 | 0.0879 |  | IRP35 | kBq U-235-eq. | 0.132 | 0.135 | 5.39E-08 | 5.47E-06 | 2.85E-05 | 4.18E-04 | 0.0922 |  | IRP38 | kBq U-235-eq. | 0.133 | 0.137 | 6.14E-08 | 6.22E-06 | 3.24E-05 | 4.75E-04 | 0.105 |  | IRP40 | kBq U-235-eq. | 0.134 | 0.138 | 6.38E-08 | 6.48E-06 | 3.37E-05 | 4.94E-04 | 0.110 |  | IRP44 | kBq U-235-eq. | 0.136 | 0.139 | 7.00E-08 | 7.10E-06 | 3.70E-05 | 5.42E-04 | 0.120 |  | IRP47 | kBq U-235-eq. | 0.137 | 0.141 | 7.62E-08 | 7.73E-06 | 4.03E-05 | 5.90E-04 | 0.131 | IRP50 | kBq U-235-eq. | 0.140 | 0.144 | 8.85E-08 | 8.98E-06 | 4.68E-05 | 6.86E-04 | 0.153 | IRP53 | kBq U-235-eq. | 0.142 | 0.146 | 9.47E-08 | 9.61E-06 | 5.01E-05 | 7.34E-04 | 0.164 | IRP56 | kBq U-235-eq. | 0.148 | 0.152 | 1.19E-07 | 1.21E-05 | 6.31E-05 | 9.25E-04 | 0.207 | IRP59 | kBq U-235-eq. | 0.149 | 0.154 | 1.26E-07 | 1.27E-05 | 6.64E-05 | 9.73E-04 | 0.218 | IRP62 | kBq U-235-eq. | 0.154 | 0.159 | 1.44E-07 | 1.46E-05 | 7.62E-05 | 0.00112 | 0.251 | IRP65 | kBq U-235-eq. | 0.155 | 0.161 | 1.50E-07 | 1.52E-05 | 7.95E-05 | 0.00116 | 0.262
|  | ETP-fw21 | CTUe | 14.7 | 15.7 | 0.00518 | 0.0627 | 0.226 | 0.0506 | -0.793 |  | ETP-fw24 | CTUe | 16.0 | 17.1 | 0.00600 | 0.0726 | 0.262 | 0.0585 | -0.935 |  | ETP-fw27 | CTUe | 16.7 | 17.9 | 0.00649 | 0.0785 | 0.283 | 0.0633 | -1.02 |  | ETP-fw30 | CTUe | 17.2 | 18.5 | 0.00681 | 0.0825 | 0.297 | 0.0665 | -1.08 |  | ETP-fw33 | CTUe | 17.7 | 19.0 | 0.00714 | 0.0864 | 0.311 | 0.0697 | -1.13 |  | ETP-fw36 | CTUe | 19.2 | 20.6 | 0.00812 | 0.0983 | 0.354 | 0.0793 | -1.30 |  | ETP-fw39 | CTUe | 19.7 | 21.2 | 0.00845 | 0.102 | 0.368 | 0.0825 | -1.36 |  | ETP-fw42 | CTUe | 20.9 | 22.6 | 0.00927 | 0.112 | 0.404 | 0.0904 | -1.50 |  | ETP-fw45 | CTUe | 22.2 | 23.9 | 0.0101 | 0.122 | 0.440 | 0.0984 | -1.64 | ETP-fw48 | CTUe | 24.6 | 26.7 | 0.0117 | 0.142 | 0.511 | 0.114 | -1.93 | ETP-fw51 | CTUe | 25.9 | 28.0 | 0.0125 | 0.152 | 0.547 | 0.122 | -2.07 | ETP-fw54 | CTUe | 30.8 | 33.5 | 0.0158 | 0.191 | 0.689 | 0.154 | -2.64 | ETP-fw57 | CTUe | 32.1 | 34.9 | 0.0166 | 0.201 | 0.725 | 0.162 | -2.78 | ETP-fw60 | CTUe | 35.8 | 39.0 | 0.0191 | 0.231 | 0.832 | 0.186 | -3.20 | ETP-fw63 | CTUe | 37.0 | 40.4 | 0.0199 | 0.241 | 0.868 | 0.194 | -3.35
|  | HTP-c21 | CTUh | 1.06E-09 | 1.12E-09 | 8.69E-14 | 1.06E-12 | 1.01E-11 | 5.99E-12 | -1.18E-09 |  | HTP-c24 | CTUh | 1.14E-09 | 1.20E-09 | 1.01E-13 | 1.23E-12 | 1.17E-11 | 6.94E-12 | -1.37E-09 |  | HTP-c27 | CTUh | 1.19E-09 | 1.26E-09 | 1.09E-13 | 1.33E-12 | 1.27E-11 | 7.50E-12 | -1.49E-09 |  | HTP-c30 | CTUh | 1.22E-09 | 1.29E-09 | 1.14E-13 | 1.39E-12 | 1.33E-11 | 7.88E-12 | -1.57E-09 |  | HTP-c33 | CTUh | 1.25E-09 | 1.32E-09 | 1.20E-13 | 1.46E-12 | 1.40E-11 | 8.26E-12 | -1.64E-09 |  | HTP-c36 | CTUh | 1.34E-09 | 1.43E-09 | 1.36E-13 | 1.66E-12 | 1.59E-11 | 9.39E-12 | -1.88E-09 |  | HTP-c39 | CTUh | 1.37E-09 | 1.46E-09 | 1.42E-13 | 1.73E-12 | 1.65E-11 | 9.77E-12 | -1.95E-09 |  | HTP-c42 | CTUh | 1.45E-09 | 1.55E-09 | 1.56E-13 | 1.89E-12 | 1.81E-11 | 1.07E-11 | -2.15E-09 |  | HTP-c45 | CTUh | 1.53E-09 | 1.63E-09 | 1.69E-13 | 2.06E-12 | 1.97E-11 | 1.17E-11 | -2.34E-09 | HTP-c48 | CTUh | 1.69E-09 | 1.80E-09 | 1.97E-13 | 2.40E-12 | 2.29E-11 | 1.36E-11 | -2.73E-09 | HTP-c51 | CTUh | 1.77E-09 | 1.89E-09 | 2.10E-13 | 2.56E-12 | 2.45E-11 | 1.45E-11 | -2.92E-09 | HTP-c54 | CTUh | 2.08E-09 | 2.23E-09 | 2.65E-13 | 3.23E-12 | 3.09E-11 | 1.83E-11 | -3.70E-09 | HTP-c57 | CTUh | 2.16E-09 | 2.32E-09 | 2.79E-13 | 3.40E-12 | 3.25E-11 | 1.92E-11 | -3.90E-09 | HTP-c60 | CTUh | 2.40E-09 | 2.58E-09 | 3.20E-13 | 3.90E-12 | 3.73E-11 | 2.21E-11 | -4.48E-09 | HTP-c63 | CTUh | 2.47E-09 | 2.66E-09 | 3.34E-13 | 4.07E-12 | 3.89E-11 | 2.30E-11 | -4.67E-09
|  | HTP-nc21 | CTUh | 1.48E-07 | 1.54E-07 | 5.43E-12 | 4.20E-11 | 3.37E-10 | 6.03E-10 | -3.85E-08 |  | HTP-nc24 | CTUh | 1.69E-07 | 1.75E-07 | 6.28E-12 | 4.86E-11 | 3.90E-10 | 6.99E-10 | -4.49E-08 |  | HTP-nc27 | CTUh | 1.82E-07 | 1.88E-07 | 6.80E-12 | 5.26E-11 | 4.22E-10 | 7.56E-10 | -4.87E-08 |  | HTP-nc30 | CTUh | 1.90E-07 | 1.97E-07 | 7.14E-12 | 5.53E-11 | 4.43E-10 | 7.94E-10 | -5.13E-08 |  | HTP-nc33 | CTUh | 1.98E-07 | 2.05E-07 | 7.48E-12 | 5.79E-11 | 4.65E-10 | 8.32E-10 | -5.38E-08 |  | HTP-nc36 | CTUh | 2.23E-07 | 2.31E-07 | 8.51E-12 | 6.59E-11 | 5.29E-10 | 9.46E-10 | -6.15E-08 |  | HTP-nc39 | CTUh | 2.32E-07 | 2.40E-07 | 8.85E-12 | 6.85E-11 | 5.50E-10 | 9.84E-10 | -6.40E-08 |  | HTP-nc42 | CTUh | 2.52E-07 | 2.61E-07 | 9.71E-12 | 7.51E-11 | 6.03E-10 | 1.08E-09 | -7.04E-08 |  | HTP-nc45 | CTUh | 2.73E-07 | 2.83E-07 | 1.06E-11 | 8.18E-11 | 6.56E-10 | 1.17E-09 | -7.68E-08 | HTP-nc48 | CTUh | 3.15E-07 | 3.26E-07 | 1.23E-11 | 9.50E-11 | 7.63E-10 | 1.37E-09 | -8.95E-08 | HTP-nc51 | CTUh | 3.36E-07 | 3.48E-07 | 1.31E-11 | 1.02E-10 | 8.16E-10 | 1.46E-09 | -9.59E-08 | HTP-nc54 | CTUh | 4.19E-07 | 4.34E-07 | 1.66E-11 | 1.28E-10 | 1.03E-09 | 1.84E-09 | -1.21E-07 | HTP-nc57 | CTUh | 4.40E-07 | 4.55E-07 | 1.74E-11 | 1.35E-10 | 1.08E-09 | 1.94E-09 | -1.28E-07 | HTP-nc60 | CTUh | 5.02E-07 | 5.20E-07 | 2.00E-11 | 1.55E-10 | 1.24E-09 | 2.22E-09 | -1.47E-07 | HTP-nc63 | CTUh | 5.23E-07 | 5.42E-07 | 2.08E-11 | 1.61E-10 | 1.29E-09 | 2.32E-09 | -1.53E-07
|  | SQP21 | dimensionless | 3.67 | 5.98 | 4.73E-05 | 4.41E-04 | 0.151 | 0.0132 | 0.346 |  | SQP24 | dimensionless | 3.91 | 6.58 | 5.48E-05 | 5.11E-04 | 0.175 | 0.0153 | 0.402 |  | SQP27 | dimensionless | 4.06 | 6.94 | 5.93E-05 | 5.52E-04 | 0.190 | 0.0166 | 0.436 |  | SQP30 | dimensionless | 4.16 | 7.18 | 6.23E-05 | 5.80E-04 | 0.199 | 0.0174 | 0.458 |  | SQP33 | dimensionless | 4.26 | 7.42 | 6.53E-05 | 6.08E-04 | 0.209 | 0.0183 | 0.480 |  | SQP36 | dimensionless | 4.55 | 8.15 | 7.42E-05 | 6.91E-04 | 0.237 | 0.0208 | 0.547 |  | SQP39 | dimensionless | 4.65 | 8.39 | 7.72E-05 | 7.19E-04 | 0.247 | 0.0216 | 0.570 |  | SQP42 | dimensionless | 4.89 | 8.99 | 8.47E-05 | 7.89E-04 | 0.271 | 0.0237 | 0.626 |  | SQP45 | dimensionless | 5.14 | 9.60 | 9.22E-05 | 8.58E-04 | 0.295 | 0.0258 | 0.682 | SQP48 | dimensionless | 5.63 | 10.8 | 1.07E-04 | 9.98E-04 | 0.342 | 0.0300 | 0.794 | SQP51 | dimensionless | 5.88 | 11.4 | 1.15E-04 | 0.00107 | 0.366 | 0.0320 | 0.849 | SQP54 | dimensionless | 6.86 | 13.8 | 1.44E-04 | 0.00135 | 0.462 | 0.0404 | 1.07 | SQP57 | dimensionless | 7.10 | 14.4 | 1.52E-04 | 0.00142 | 0.486 | 0.0425 | 1.13 | SQP60 | dimensionless | 7.84 | 16.2 | 1.74E-04 | 0.00162 | 0.557 | 0.0488 | 1.30 | SQP63 | dimensionless | 8.08 | 16.8 | 1.82E-04 | 0.00169 | 0.581 | 0.0509 | 1.35
|  | ZINCALUME® steel in 0.30mm base material thickness (BMT) Column1: Resource use |  | Resource use | [9 empty] | Resource use | [9 empty] | Resource use | [9 empty] | Resource use | [9 empty] | Resource use | [9 empty] | Resource use | [9 empty] | Resource use | [9 empty] | Resource use | [8 empty] | Resource use | [8 empty] | Resource use | [8 empty] | Resource use | [8 empty] | Resource use | [8 empty] | Resource use | [8 empty] | Resource use
|  | Parameter | Unit | A1-A3 | A1-A3 incl. rollforming | C1 | C2 | C3 | C4 | D |  | Parameter | Unit | A1-A3 | A1-A3 incl. rollforming | C1 | C2 | C3 | C4 | D |  | Parameter | Unit | A1-A3 | A1-A3 incl. rollforming | C1 | C2 | C3 | C4 | D |  | Parameter | Unit | A1-A3 | A1-A3 incl. rollforming | C1 | C2 | C3 | C4 | D |  | Parameter | Unit | A1-A3 | A1-A3 incl. rollforming | C1 | C2 | C3 | C4 | D |  | Parameter | Unit | A1-A3 | A1-A3 incl. rollforming | C1 | C2 | C3 | C4 | D |  | Parameter | Unit | A1-A3 | A1-A3 incl. rollforming | C1 | C2 | C3 | C4 | D |  | Parameter | Unit | A1-A3 | A1-A3 incl. rollforming | C1 | C2 | C3 | C4 | D |  | Parameter | Unit | A1-A3 | A1-A3 incl. rollforming | C1 | C2 | C3 | C4 | D | Parameter | Unit | A1-A3 | A1-A3 incl. rollforming | C1 | C2 | C3 | C4 | D | Parameter | Unit | A1-A3 | A1-A3 incl. rollforming | C1 | C2 | C3 | C4 | D | Parameter | Unit | A1-A3 | A1-A3 incl. rollforming | C1 | C2 | C3 | C4 | D | Parameter | Unit | A1-A3 | A1-A3 incl. rollforming | C1 | C2 | C3 | C4 | D | Parameter | Unit | A1-A3 | A1-A3 incl. rollforming | C1 | C2 | C3 | C4 | D | Parameter | Unit | A1-A3 | A1-A3 incl. rollforming | C1 | C2 | C3 | C4 | D
|  | PERE | MJ | 7.50 | 8.47 | 6.73E-05 | 7.64E-04 | 0.255 | 0.0139 | 1.73 |  | PERE | MJ | 7.75 | 8.86 | 7.80E-05 | 8.84E-04 | 0.295 | 0.0161 | 2.01 |  | PERE | MJ | 7.91 | 9.10 | 8.44E-05 | 9.57E-04 | 0.319 | 0.0174 | 2.18 |  | PERE | MJ | 8.01 | 9.25 | 8.86E-05 | 0.00101 | 0.335 | 0.0183 | 2.29 |  | PERE | MJ | 8.12 | 9.41 | 9.29E-05 | 0.00105 | 0.351 | 0.0192 | 2.40 |  | PERE | MJ | 8.43 | 9.88 | 1.06E-04 | 0.00120 | 0.399 | 0.0218 | 2.74 |  | PERE | MJ | 8.53 | 10.0 | 1.10E-04 | 0.00125 | 0.415 | 0.0227 | 2.86 |  | PERE | MJ | 8.79 | 10.4 | 1.20E-04 | 0.00137 | 0.455 | 0.0249 | 3.14 |  | PERE | MJ | 9.05 | 10.8 | 1.31E-04 | 0.00149 | 0.496 | 0.0271 | 3.42 | PERE | MJ | 9.56 | 11.6 | 1.52E-04 | 0.00173 | 0.576 | 0.0315 | 3.99 | PERE | MJ | 9.82 | 12.0 | 1.63E-04 | 0.00185 | 0.616 | 0.0337 | 4.27 | PERE | MJ | 10.9 | 13.6 | 2.06E-04 | 0.00233 | 0.777 | 0.0425 | 5.40 | PERE | MJ | 11.1 | 14.0 | 2.16E-04 | 0.00245 | 0.817 | 0.0447 | 5.68 | PERE | MJ | 11.9 | 15.2 | 2.48E-04 | 0.00281 | 0.937 | 0.0512 | 6.53 | PERE | MJ | 12.1 | 15.6 | 2.59E-04 | 0.00293 | 0.977 | 0.0534 | 6.82
|  | PERM | MJ | 0 | 0 | 0 | 0 | 0 | 0 | 0 |  | PERM | MJ | 0 | 0 | 0 | 0 | 0 | 0 | 0 |  | PERM | MJ | 0 | 0 | 0 | 0 | 0 | 0 | 0 |  | PERM | MJ | 0 | 0 | 0 | 0 | 0 | 0 | 0 |  | PERM | MJ | 0 | 0 | 0 | 0 | 0 | 0 | 0 |  | PERM | MJ | 0 | 0 | 0 | 0 | 0 | 0 | 0 |  | PERM | MJ | 0 | 0 | 0 | 0 | 0 | 0 | 0 |  | PERM | MJ | 0 | 0 | 0 | 0 | 0 | 0 | 0 |  | PERM | MJ | 0 | 0 | 0 | 0 | 0 | 0 | 0 | PERM | MJ | 0 | 0 | 0 | 0 | 0 | 0 | 0 | PERM | MJ | 0 | 0 | 0 | 0 | 0 | 0 | 0 | PERM | MJ | 0 | 0 | 0 | 0 | 0 | 0 | 0 | PERM | MJ | 0 | 0 | 0 | 0 | 0 | 0 | 0 | PERM | MJ | 0 | 0 | 0 | 0 | 0 | 0 | 0 | PERM | MJ | 0 | 0 | 0 | 0 | 0 | 0 | 0
|  | PERT | MJ | 7.50 | 8.47 | 6.73E-05 | 7.64E-04 | 0.255 | 0.0139 | 1.73 |  | PERT | MJ | 7.75 | 8.86 | 7.80E-05 | 8.84E-04 | 0.295 | 0.0161 | 2.01 |  | PERT | MJ | 7.91 | 9.10 | 8.44E-05 | 9.57E-04 | 0.319 | 0.0174 | 2.18 |  | PERT | MJ | 8.01 | 9.25 | 8.86E-05 | 0.00101 | 0.335 | 0.0183 | 2.29 |  | PERT | MJ | 8.12 | 9.41 | 9.29E-05 | 0.00105 | 0.351 | 0.0192 | 2.40 |  | PERT | MJ | 8.43 | 9.88 | 1.06E-04 | 0.00120 | 0.399 | 0.0218 | 2.74 |  | PERT | MJ | 8.53 | 10.0 | 1.10E-04 | 0.00125 | 0.415 | 0.0227 | 2.86 |  | PERT | MJ | 8.79 | 10.4 | 1.20E-04 | 0.00137 | 0.455 | 0.0249 | 3.14 |  | PERT | MJ | 9.05 | 10.8 | 1.31E-04 | 0.00149 | 0.496 | 0.0271 | 3.42 | PERT | MJ | 9.56 | 11.6 | 1.52E-04 | 0.00173 | 0.576 | 0.0315 | 3.99 | PERT | MJ | 9.82 | 12.0 | 1.63E-04 | 0.00185 | 0.616 | 0.0337 | 4.27 | PERT | MJ | 10.9 | 13.6 | 2.06E-04 | 0.00233 | 0.777 | 0.0425 | 5.40 | PERT | MJ | 11.1 | 14.0 | 2.16E-04 | 0.00245 | 0.817 | 0.0447 | 5.68 | PERT | MJ | 11.9 | 15.2 | 2.48E-04 | 0.00281 | 0.937 | 0.0512 | 6.53 | PERT | MJ | 12.1 | 15.6 | 2.59E-04 | 0.00293 | 0.977 | 0.0534 | 6.82
|  | PENRE | MJ | 84.2 | 87.9 | 0.0206 | 0.156 | 1.18 | 0.170 | -25.4 |  | PENRE | MJ | 93.9 | 98.2 | 0.0239 | 0.181 | 1.37 | 0.197 | -29.6 |  | PENRE | MJ | 99.8 | 104 | 0.0258 | 0.196 | 1.48 | 0.213 | -32.1 |  | PENRE | MJ | 104 | 108 | 0.0271 | 0.206 | 1.56 | 0.224 | -33.8 |  | PENRE | MJ | 108 | 113 | 0.0284 | 0.216 | 1.63 | 0.235 | -35.5 |  | PENRE | MJ | 119 | 125 | 0.0323 | 0.245 | 1.85 | 0.267 | -40.5 |  | PENRE | MJ | 123 | 129 | 0.0336 | 0.255 | 1.93 | 0.278 | -42.2 |  | PENRE | MJ | 133 | 139 | 0.0369 | 0.280 | 2.12 | 0.305 | -46.4 |  | PENRE | MJ | 143 | 150 | 0.0401 | 0.304 | 2.30 | 0.332 | -50.6 | PENRE | MJ | 162 | 170 | 0.0466 | 0.354 | 2.68 | 0.386 | -59.0 | PENRE | MJ | 172 | 181 | 0.0499 | 0.378 | 2.86 | 0.413 | -63.2 | PENRE | MJ | 211 | 222 | 0.0629 | 0.477 | 3.61 | 0.520 | -80.0 | PENRE | MJ | 221 | 232 | 0.0662 | 0.502 | 3.80 | 0.547 | -84.2 | PENRE | MJ | 250 | 263 | 0.0759 | 0.576 | 4.36 | 0.628 | -96.8 | PENRE | MJ | 260 | 273 | 0.0792 | 0.600 | 4.54 | 0.655 | -101
|  | PENRM | MJ | 0.0447 | 0.0455 | 0 | 0 | 0 | 0 | 0 |  | PENRM | MJ | 0.0447 | 0.0455 | 0 | 0 | 0 | 0 | 0 |  | PENRM | MJ | 0.0447 | 0.0455 | 0 | 0 | 0 | 0 | 0 |  | PENRM | MJ | 0.0447 | 0.0455 | 0 | 0 | 0 | 0 | 0 |  | PENRM | MJ | 0.0447 | 0.0455 | 0 | 0 | 0 | 0 | 0 |  | PENRM | MJ | 0.0447 | 0.0455 | 0 | 0 | 0 | 0 | 0 |  | PENRM | MJ | 0.0447 | 0.0455 | 0 | 0 | 0 | 0 | 0 |  | PENRM | MJ | 0.0447 | 0.0455 | 0 | 0 | 0 | 0 | 0 |  | PENRM | MJ | 0.0447 | 0.0455 | 0 | 0 | 0 | 0 | 0 | PENRM | MJ | 0.0447 | 0.0455 | 0 | 0 | 0 | 0 | 0 | PENRM | MJ | 0.0447 | 0.0455 | 0 | 0 | 0 | 0 | 0 | PENRM | MJ | 0.0447 | 0.0455 | 0 | 0 | 0 | 0 | 0 | PENRM | MJ | 0.0447 | 0.0455 | 0 | 0 | 0 | 0 | 0 | PENRM | MJ | 0.0447 | 0.0455 | 0 | 0 | 0 | 0 | 0 | PENRM | MJ | 0.0447 | 0.0455 | 0 | 0 | 0 | 0 | 0
|  | PENRT | MJ | 84.2 | 87.9 | 0.0206 | 0.156 | 1.18 | 0.170 | -25.4 |  | PENRT | MJ | 94.0 | 98.2 | 0.0239 | 0.181 | 1.37 | 0.197 | -29.6 |  | PENRT | MJ | 99.8 | 104 | 0.0258 | 0.196 | 1.48 | 0.213 | -32.1 |  | PENRT | MJ | 104 | 109 | 0.0271 | 0.206 | 1.56 | 0.224 | -33.8 |  | PENRT | MJ | 108 | 113 | 0.0284 | 0.216 | 1.63 | 0.235 | -35.5 |  | PENRT | MJ | 119 | 125 | 0.0323 | 0.245 | 1.85 | 0.267 | -40.5 |  | PENRT | MJ | 123 | 129 | 0.0336 | 0.255 | 1.93 | 0.278 | -42.2 |  | PENRT | MJ | 133 | 139 | 0.0369 | 0.280 | 2.12 | 0.305 | -46.4 |  | PENRT | MJ | 143 | 150 | 0.0401 | 0.304 | 2.30 | 0.332 | -50.6 | PENRT | MJ | 162 | 170 | 0.0466 | 0.354 | 2.68 | 0.386 | -59.0 | PENRT | MJ | 172 | 181 | 0.0499 | 0.378 | 2.86 | 0.413 | -63.2 | PENRT | MJ | 211 | 222 | 0.0629 | 0.477 | 3.61 | 0.520 | -80.0 | PENRT | MJ | 221 | 232 | 0.0662 | 0.502 | 3.80 | 0.547 | -84.2 | PENRT | MJ | 250 | 263 | 0.0759 | 0.576 | 4.36 | 0.628 | -96.8 | PENRT | MJ | 260 | 273 | 0.0792 | 0.600 | 4.54 | 0.655 | -101
|  | SM | kg | 0.455 | 0.464 | 0 | 0 | 0 | 0 | 0 |  | SM | kg | 0.531 | 0.541 | 0 | 0 | 0 | 0 | 0 |  | SM | kg | 0.577 | 0.587 | 0 | 0 | 0 | 0 | 0 |  | SM | kg | 0.607 | 0.618 | 0 | 0 | 0 | 0 | 0 |  | SM | kg | 0.637 | 0.649 | 0 | 0 | 0 | 0 | 0 |  | SM | kg | 0.728 | 0.742 | 0 | 0 | 0 | 0 | 0 |  | SM | kg | 0.759 | 0.773 | 0 | 0 | 0 | 0 | 0 |  | SM | kg | 0.834 | 0.850 | 0 | 0 | 0 | 0 | 0 |  | SM | kg | 0.910 | 0.927 | 0 | 0 | 0 | 0 | 0 | SM | kg | 1.06 | 1.08 | 0 | 0 | 0 | 0 | 0 | SM | kg | 1.14 | 1.16 | 0 | 0 | 0 | 0 | 0 | SM | kg | 1.44 | 1.47 | 0 | 0 | 0 | 0 | 0 | SM | kg | 1.52 | 1.54 | 0 | 0 | 0 | 0 | 0 | SM | kg | 1.74 | 1.78 | 0 | 0 | 0 | 0 | 0 | SM | kg | 1.82 | 1.85 | 0 | 0 | 0 | 0 | 0
|  | RSF | MJ | 0 | 0 | 0 | 0 | 0 | 0 | 0 |  | RSF | MJ | 0 | 0 | 0 | 0 | 0 | 0 | 0 |  | RSF | MJ | 0 | 0 | 0 | 0 | 0 | 0 | 0 |  | RSF | MJ | 0 | 0 | 0 | 0 | 0 | 0 | 0 |  | RSF | MJ | 0 | 0 | 0 | 0 | 0 | 0 | 0 |  | RSF | MJ | 0 | 0 | 0 | 0 | 0 | 0 | 0 |  | RSF | MJ | 0 | 0 | 0 | 0 | 0 | 0 | 0 |  | RSF | MJ | 0 | 0 | 0 | 0 | 0 | 0 | 0 |  | RSF | MJ | 0 | 0 | 0 | 0 | 0 | 0 | 0 | RSF | MJ | 0 | 0 | 0 | 0 | 0 | 0 | 0 | RSF | MJ | 0 | 0 | 0 | 0 | 0 | 0 | 0 | RSF | MJ | 0 | 0 | 0 | 0 | 0 | 0 | 0 | RSF | MJ | 0 | 0 | 0 | 0 | 0 | 0 | 0 | RSF | MJ | 0 | 0 | 0 | 0 | 0 | 0 | 0 | RSF | MJ | 0 | 0 | 0 | 0 | 0 | 0 | 0
|  | NRSF | MJ | 0 | 0 | 0 | 0 | 0 | 0 | 0 |  | NRSF | MJ | 0 | 0 | 0 | 0 | 0 | 0 | 0 |  | NRSF | MJ | 0 | 0 | 0 | 0 | 0 | 0 | 0 |  | NRSF | MJ | 0 | 0 | 0 | 0 | 0 | 0 | 0 |  | NRSF | MJ | 0 | 0 | 0 | 0 | 0 | 0 | 0 |  | NRSF | MJ | 0 | 0 | 0 | 0 | 0 | 0 | 0 |  | NRSF | MJ | 0 | 0 | 0 | 0 | 0 | 0 | 0 |  | NRSF | MJ | 0 | 0 | 0 | 0 | 0 | 0 | 0 |  | NRSF | MJ | 0 | 0 | 0 | 0 | 0 | 0 | 0 | NRSF | MJ | 0 | 0 | 0 | 0 | 0 | 0 | 0 | NRSF | MJ | 0 | 0 | 0 | 0 | 0 | 0 | 0 | NRSF | MJ | 0 | 0 | 0 | 0 | 0 | 0 | 0 | NRSF | MJ | 0 | 0 | 0 | 0 | 0 | 0 | 0 | NRSF | MJ | 0 | 0 | 0 | 0 | 0 | 0 | 0 | NRSF | MJ | 0 | 0 | 0 | 0 | 0 | 0 | 0
|  | FW | m3 | 0.0209 | 0.0220 | 1.74E-07 | 1.49E-06 | 6.02E-04 | 2.40E-05 | -0.0122 |  | FW | m3 | 0.0217 | 0.0229 | 2.01E-07 | 1.72E-06 | 6.97E-04 | 2.78E-05 | -0.0142 |  | FW | m3 | 0.0222 | 0.0235 | 2.17E-07 | 1.87E-06 | 7.54E-04 | 3.01E-05 | -0.0154 |  | FW | m3 | 0.0225 | 0.0239 | 2.28E-07 | 1.96E-06 | 7.91E-04 | 3.16E-05 | -0.0162 |  | FW | m3 | 0.0229 | 0.0243 | 2.39E-07 | 2.05E-06 | 8.29E-04 | 3.31E-05 | -0.0170 |  | FW | m3 | 0.0238 | 0.0254 | 2.72E-07 | 2.34E-06 | 9.43E-04 | 3.76E-05 | -0.0194 |  | FW | m3 | 0.0242 | 0.0258 | 2.83E-07 | 2.43E-06 | 9.81E-04 | 3.92E-05 | -0.0202 |  | FW | m3 | 0.0250 | 0.0267 | 3.10E-07 | 2.66E-06 | 0.00108 | 4.30E-05 | -0.0223 |  | FW | m3 | 0.0258 | 0.0277 | 3.38E-07 | 2.90E-06 | 0.00117 | 4.67E-05 | -0.0243 | FW | m3 | 0.0274 | 0.0296 | 3.93E-07 | 3.37E-06 | 0.00136 | 5.43E-05 | -0.0283 | FW | m3 | 0.0283 | 0.0305 | 4.20E-07 | 3.60E-06 | 0.00146 | 5.81E-05 | -0.0303 | FW | m3 | 0.0315 | 0.0343 | 5.30E-07 | 4.54E-06 | 0.00184 | 7.33E-05 | -0.0383 | FW | m3 | 0.0323 | 0.0352 | 5.57E-07 | 4.78E-06 | 0.00193 | 7.70E-05 | -0.0403 | FW | m3 | 0.0348 | 0.0380 | 6.39E-07 | 5.48E-06 | 0.00222 | 8.84E-05 | -0.0464 | FW | m3 | 0.0356 | 0.0390 | 6.67E-07 | 5.72E-06 | 0.00231 | 9.22E-05 | -0.0484
|  | Product | Metallic Coating | Base Metal Thickness (BMT) | Product mass (kg/m^{2} flat product)
|  | ZINCALUME®steel | AM125 | 0.30 mm | 2.49
|  |  |  | 0.35 mm | 2.88
|  |  |  | 0.38 mm | 3.12
|  |  |  | 0.40 mm | 3.27
|  |  |  | 0.42 mm | 3.43
|  |  |  | 0.48 mm | 3.9
|  |  |  | 0.50 mm | 4.06
|  |  |  | 0.55 mm | 4.45
|  |  |  | 0.60 mm | 4.84
|  |  |  | 0.70 mm | 5.63
|  |  |  | 0.75 mm | 6.02
|  |  |  | 0.95 mm | 7.59
|  |  |  | 1.00 mm | 7.98
|  |  |  | 1.15 mm | 9.16
|  |  |  | 1.20 mm | 9.55
https://epd-australasia.com/wp-content/uploads/2023/06/SP08455-Bluescope-EPD_Truecore_May23.pdf
Australia
2023-05-25
2028-05-25
1 m2
|  | ZINCALUME® steel in 0.30mm base material thickness (BMT) Column1: TRUECORE® steel in 0.42mm base material thickness (BMT) |  | TRUECORE® steel in 0.48mm base material thickness (BMT) | [9 empty] | TRUECORE® steel in 0.55mm base material thickness (BMT) | [9 empty] | TRUECORE® steel in 0.60mm base material thickness (BMT) | [9 empty] | TRUECORE® steel in 0.75mm base material thickness (BMT) | [9 empty] | TRUECORE® steel in 0.95mm base material thickness (BMT) | [9 empty] | TRUECORE® steel in 1.00mm base material thickness (BMT) | [9 empty] | TRUECORE® steel in 1.15mm base material thickness (BMT) | [9 empty] | TRUECORE® steel in 1.20mm base material thickness (BMT) | [8 empty] | TRUECORE® steel in 1.50mm base material thickness (BMT) | [8 empty] | TRUECORE® steel in 1.60mm base material thickness (BMT)
|  | Column1 | Column2 | Column3 | Column4 | Column5 | Column6 | Column7 | Column8 | Column9 |  | Column1 | Column2 | Column3 | Column4 | Column5 | Column6 | Column7 | Column8 | Column9 |  | Column1 | Column2 | Column3 | Column4 | Column5 | Column6 | Column7 | Column8 | Column9 |  | Column1 | Column2 | Column3 | Column4 | Column5 | Column6 | Column7 | Column8 | Column9 |  | Column1 | Column2 | Column3 | Column4 | Column5 | Column6 | Column7 | Column8 | Column9 |  | Column1 | Column2 | Column3 | Column4 | Column5 | Column6 | Column7 | Column8 | Column9 |  | Column1 | Column2 | Column3 | Column4 | Column5 | Column6 | Column7 | Column8 | Column9 |  | Column1 | Column2 | Column3 | Column4 | Column5 | Column6 | Column7 | Column8 | Column9 |  | Column1 | Column2 | Column3 | Column4 | Column5 | Column6 | Column7 | Column8 | Column9 | Column1 | Column2 | Column3 | Column4 | Column5 | Column6 | Column7 | Column8 | Column9 | Column1 | Column2 | Column3 | Column4 | Column5 | Column6 | Column7 | Column8 | Column9
|  | Indicator | Unit | A1-A3 | A1-A3 incl. rollforming | C1 | C2 | C3 | C4 | D |  | Indicator | Unit | A1-A3 | A1-A3 incl. rollforming | C1 | C2 | C3 | C4 | D |  | Indicator | Unit | A1-A3 | A1-A3 incl. rollforming | C1 | C2 | C3 | C4 | D |  | Indicator | Unit | A1-A3 | A1-A3 incl. rollforming | C1 | C2 | C3 | C4 | D |  | Indicator | Unit | A1-A3 | A1-A3 incl. rollforming | C1 | C2 | C3 | C4 | D |  | Indicator | Unit | A1-A3 | A1-A3 incl. rollforming | C1 | C2 | C3 | C4 | D |  | Indicator | Unit | A1-A3 | A1-A3 incl. rollforming | C1 | C2 | C3 | C4 | D |  | Indicator | Unit | A1-A3 | A1-A3 incl. rollforming | C1 | C2 | C3 | C4 | D |  | Indicator | Unit | A1-A3 | A1-A3 incl. rollforming | C1 | C2 | C3 | C4 | D | Indicator | Unit | A1-A3 | A1-A3 incl. rollforming | C1 | C2 | C3 | C4 | D | Indicator | Unit | A1-A3 | A1-A3 incl. rollforming | C1 | C2 | C3 | C4 | D
|  | GWP-total | kg CO2-eq. | 11.2 | 11.5 | 0.00216 | 0.0164 | 0.152 | 0.0167 | -3.89 |  | GWP-total | kg CO2-eq. | 12.4 | 12.8 | 0.00245 | 0.0186 | 0.173 | 0.0190 | -4.44 |  | GWP-total | kg CO2-eq. | 13.9 | 14.3 | 0.00279 | 0.0212 | 0.197 | 0.0217 | -5.09 |  | GWP-total | kg CO2-eq. | 14.9 | 15.4 | 0.00304 | 0.0231 | 0.214 | 0.0236 | -5.55 |  | GWP-total | kg CO2-eq. | 18.0 | 18.6 | 0.00377 | 0.0287 | 0.266 | 0.0293 | -6.94 |  | GWP-total | kg CO2-eq. | 22.1 | 22.8 | 0.00476 | 0.0361 | 0.335 | 0.0369 | -8.79 |  | GWP-total | kg CO2-eq. | 23.1 | 23.9 | 0.00500 | 0.0380 | 0.353 | 0.0388 | -9.26 |  | GWP-total | kg CO2-eq. | 26.2 | 27.1 | 0.00574 | 0.0435 | 0.405 | 0.0445 | -10.6 |  | GWP-total | kg CO2-eq. | 27.2 | 28.1 | 0.00598 | 0.0454 | 0.422 | 0.0464 | -11.1 | GWP-total | kg CO2-eq. | 33.4 | 34.5 | 0.00745 | 0.0566 | 0.526 | 0.0578 | -13.9 | GWP-total | kg CO2-eq. | 35.4 | 36.6 | 0.00794 | 0.0603 | 0.560 | 0.0616 | -14.8
|  | GWP-fossil | kg CO2-eq. | 11.2 | 11.6 | 0.00216 | 0.0164 | 0.152 | 0.0167 | -3.89 |  | GWP-fossil | kg CO2-eq. | 12.4 | 12.9 | 0.00245 | 0.0186 | 0.173 | 0.0190 | -4.44 |  | GWP-fossil | kg CO2-eq. | 13.9 | 14.4 | 0.00279 | 0.0212 | 0.197 | 0.0216 | -5.09 |  | GWP-fossil | kg CO2-eq. | 14.9 | 15.5 | 0.00304 | 0.0231 | 0.214 | 0.0235 | -5.56 |  | GWP-fossil | kg CO2-eq. | 18.0 | 18.7 | 0.00377 | 0.0286 | 0.266 | 0.0292 | -6.95 |  | GWP-fossil | kg CO2-eq. | 22.1 | 23.0 | 0.00475 | 0.0361 | 0.335 | 0.0368 | -8.80 |  | GWP-fossil | kg CO2-eq. | 23.1 | 24.1 | 0.00500 | 0.0379 | 0.352 | 0.0387 | -9.26 |  | GWP-fossil | kg CO2-eq. | 26.2 | 27.3 | 0.00574 | 0.0435 | 0.404 | 0.0444 | -10.7 |  | GWP-fossil | kg CO2-eq. | 27.2 | 28.4 | 0.00598 | 0.0454 | 0.421 | 0.0463 | -11.1 | GWP-fossil | kg CO2-eq. | 33.4 | 34.8 | 0.00745 | 0.0566 | 0.525 | 0.0577 | -13.9 | GWP-fossil | kg CO2-eq. | 35.4 | 37.0 | 0.00794 | 0.0603 | 0.560 | 0.0615 | -14.8
|  | GWP-biogenic | kg CO2-eq. | -0.00335 | -0.0927 | 2.13E-07 | 5.46E-06 | 1.70E-04 | 3.29E-05 | 0.00231 |  | GWP-biogenic | kg CO2-eq. | -0.00298 | -0.105 | 2.43E-07 | 6.20E-06 | 1.93E-04 | 3.74E-05 | 0.00262 |  | GWP-biogenic | kg CO2-eq. | -0.00254 | -0.118 | 2.77E-07 | 7.07E-06 | 2.20E-04 | 4.27E-05 | 0.00299 |  | GWP-biogenic | kg CO2-eq. | -0.00222 | -0.128 | 3.01E-07 | 7.69E-06 | 2.39E-04 | 4.64E-05 | 0.00325 |  | GWP-biogenic | kg CO2-eq. | -0.00129 | -0.158 | 3.74E-07 | 9.55E-06 | 2.97E-04 | 5.76E-05 | 0.00404 |  | GWP-biogenic | kg CO2-eq. | -3.71E-05 | -0.197 | 4.71E-07 | 1.20E-05 | 3.74E-04 | 7.26E-05 | 0.00509 |  | GWP-biogenic | kg CO2-eq. | 2.75E-04 | -0.207 | 4.95E-07 | 1.26E-05 | 3.94E-04 | 7.63E-05 | 0.00536 |  | GWP-biogenic | kg CO2-eq. | 0.00121 | -0.236 | 5.68E-07 | 1.45E-05 | 4.51E-04 | 8.76E-05 | 0.00615 |  | GWP-biogenic | kg CO2-eq. | 0.00153 | -0.246 | 5.92E-07 | 1.51E-05 | 4.71E-04 | 9.13E-05 | 0.00641 | GWP-biogenic | kg CO2-eq. | 0.00340 | -0.305 | 7.38E-07 | 1.89E-05 | 5.87E-04 | 1.14E-04 | 0.00799 | GWP-biogenic | kg CO2-eq. | 0.00403 | -0.325 | 7.86E-07 | 2.01E-05 | 6.25E-04 | 1.21E-04 | 0.00851
|  | GWP-luluc | kg CO2-eq. | 4.80E-04 | 9.00E-04 | 1.57E-08 | 1.76E-07 | 5.83E-06 | 1.00E-05 | -7.81E-05 |  | GWP-luluc | kg CO2-eq. | 4.98E-04 | 9.74E-04 | 1.78E-08 | 2.00E-07 | 6.63E-06 | 1.14E-05 | -8.97E-05 |  | GWP-luluc | kg CO2-eq. | 5.19E-04 | 0.00106 | 2.03E-08 | 2.28E-07 | 7.55E-06 | 1.30E-05 | -1.03E-04 |  | GWP-luluc | kg CO2-eq. | 5.34E-04 | 0.00112 | 2.21E-08 | 2.48E-07 | 8.22E-06 | 1.41E-05 | -1.13E-04 |  | GWP-luluc | kg CO2-eq. | 5.79E-04 | 0.00131 | 2.74E-08 | 3.08E-07 | 1.02E-05 | 1.76E-05 | -1.42E-04 |  | GWP-luluc | kg CO2-eq. | 6.39E-04 | 0.00156 | 3.45E-08 | 3.88E-07 | 1.29E-05 | 2.21E-05 | -1.81E-04 |  | GWP-luluc | kg CO2-eq. | 6.54E-04 | 0.00162 | 3.63E-08 | 4.08E-07 | 1.35E-05 | 2.33E-05 | -1.91E-04 |  | GWP-luluc | kg CO2-eq. | 6.98E-04 | 0.00180 | 4.16E-08 | 4.68E-07 | 1.55E-05 | 2.67E-05 | -2.20E-04 |  | GWP-luluc | kg CO2-eq. | 7.13E-04 | 0.00187 | 4.34E-08 | 4.88E-07 | 1.62E-05 | 2.78E-05 | -2.29E-04 | GWP-luluc | kg CO2-eq. | 8.03E-04 | 0.00224 | 5.41E-08 | 6.09E-07 | 2.01E-05 | 3.47E-05 | -2.88E-04 | GWP-luluc | kg CO2-eq. | 8.33E-04 | 0.00236 | 5.76E-08 | 6.49E-07 | 2.15E-05 | 3.69E-05 | -3.07E-04
|  | ODP | kg CFC-11-eq. | 6.25E-12 | 6.98E-12 | 1.71E-16 | 1.64E-15 | 6.76E-13 | 2.19E-14 | 6.54E-14 |  | ODP | kg CFC-11-eq. | 6.67E-12 | 7.49E-12 | 1.95E-16 | 1.87E-15 | 7.68E-13 | 2.49E-14 | 7.31E-14 |  | ODP | kg CFC-11-eq. | 7.16E-12 | 8.08E-12 | 2.22E-16 | 2.13E-15 | 8.76E-13 | 2.84E-14 | 8.22E-14 |  | ODP | kg CFC-11-eq. | 7.51E-12 | 8.51E-12 | 2.41E-16 | 2.31E-15 | 9.52E-13 | 3.09E-14 | 8.86E-14 |  | ODP | kg CFC-11-eq. | 8.55E-12 | 9.78E-12 | 3.00E-16 | 2.87E-15 | 1.18E-12 | 3.84E-14 | 1.08E-13 |  | ODP | kg CFC-11-eq. | 9.94E-12 | 1.15E-11 | 3.78E-16 | 3.62E-15 | 1.49E-12 | 4.84E-14 | 1.34E-13 |  | ODP | kg CFC-11-eq. | 1.03E-11 | 1.19E-11 | 3.97E-16 | 3.81E-15 | 1.57E-12 | 5.09E-14 | 1.40E-13 |  | ODP | kg CFC-11-eq. | 1.13E-11 | 1.32E-11 | 4.55E-16 | 4.37E-15 | 1.80E-12 | 5.83E-14 | 1.60E-13 |  | ODP | kg CFC-11-eq. | 1.17E-11 | 1.36E-11 | 4.75E-16 | 4.55E-15 | 1.87E-12 | 6.08E-14 | 1.66E-13 | ODP | kg CFC-11-eq. | 1.38E-11 | 1.61E-11 | 5.92E-16 | 5.67E-15 | 2.34E-12 | 7.58E-14 | 2.05E-13 | ODP | kg CFC-11-eq. | 1.45E-11 | 1.70E-11 | 6.31E-16 | 6.05E-15 | 2.49E-12 | 8.08E-14 | 2.18E-13
|  | AP | mol H^{+} -eq. | 0.0394 | 0.0410 | 1.02E-05 | 4.22E-05 | 7.64E-04 | 5.26E-05 | -0.00376 |  | AP | mol H^{+} -eq. | 0.0434 | 0.0453 | 1.16E-05 | 4.80E-05 | 8.68E-04 | 5.98E-05 | -0.00433 |  | AP | mol H^{+} -eq. | 0.0481 | 0.0503 | 1.33E-05 | 5.47E-05 | 9.90E-04 | 6.82E-05 | -0.00500 |  | AP | mol H^{+} -eq. | 0.0515 | 0.0538 | 1.44E-05 | 5.95E-05 | 0.00108 | 7.42E-05 | -0.00547 |  | AP | mol H^{+} -eq. | 0.0616 | 0.0644 | 1.79E-05 | 7.39E-05 | 0.00134 | 9.21E-05 | -0.00691 |  | AP | mol H^{+} -eq. | 0.0751 | 0.0786 | 2.26E-05 | 9.31E-05 | 0.00168 | 1.16E-04 | -0.00881 |  | AP | mol H^{+} -eq. | 0.0785 | 0.0821 | 2.38E-05 | 9.79E-05 | 0.00177 | 1.22E-04 | -0.00929 |  | AP | mol H^{+} -eq. | 0.0886 | 0.0927 | 2.73E-05 | 1.12E-04 | 0.00203 | 1.40E-04 | -0.0107 |  | AP | mol H^{+} -eq. | 0.0919 | 0.0963 | 2.84E-05 | 1.17E-04 | 0.00212 | 1.46E-04 | -0.0112 | AP | mol H^{+} -eq. | 0.112 | 0.118 | 3.54E-05 | 1.46E-04 | 0.00264 | 1.82E-04 | -0.0141 | AP | mol H^{+} -eq. | 0.119 | 0.125 | 3.77E-05 | 1.55E-04 | 0.00281 | 1.94E-04 | -0.0150
|  | EP-freshwater | kg P-eq. | 2.78E-06 | 3.88E-06 | 3.79E-10 | 2.69E-09 | 8.30E-08 | 1.28E-08 | -6.92E-07 |  | EP-freshwater | kg P-eq. | 2.96E-06 | 4.21E-06 | 4.31E-10 | 3.06E-09 | 9.44E-08 | 1.45E-08 | -7.92E-07 |  | EP-freshwater | kg P-eq. | 3.16E-06 | 4.59E-06 | 4.91E-10 | 3.49E-09 | 1.08E-07 | 1.66E-08 | -9.08E-07 |  | EP-freshwater | kg P-eq. | 3.31E-06 | 4.86E-06 | 5.34E-10 | 3.79E-09 | 1.17E-07 | 1.80E-08 | -9.91E-07 |  | EP-freshwater | kg P-eq. | 3.76E-06 | 5.67E-06 | 6.63E-10 | 4.71E-09 | 1.45E-07 | 2.24E-08 | -1.24E-06 |  | EP-freshwater | kg P-eq. | 4.35E-06 | 6.75E-06 | 8.35E-10 | 5.93E-09 | 1.83E-07 | 2.82E-08 | -1.57E-06 |  | EP-freshwater | kg P-eq. | 4.50E-06 | 7.02E-06 | 8.78E-10 | 6.24E-09 | 1.93E-07 | 2.97E-08 | -1.65E-06 |  | EP-freshwater | kg P-eq. | 4.95E-06 | 7.84E-06 | 1.01E-09 | 7.16E-09 | 2.21E-07 | 3.40E-08 | -1.90E-06 |  | EP-freshwater | kg P-eq. | 5.10E-06 | 8.11E-06 | 1.05E-09 | 7.46E-09 | 2.30E-07 | 3.55E-08 | -1.99E-06 | EP-freshwater | kg P-eq. | 5.99E-06 | 9.73E-06 | 1.31E-09 | 9.30E-09 | 2.87E-07 | 4.42E-08 | -2.48E-06 | EP-freshwater | kg P-eq. | 6.28E-06 | 1.03E-05 | 1.40E-09 | 9.91E-09 | 3.06E-07 | 4.71E-08 | -2.65E-06
|  | EP-marine | kg N-eq. | 0.00842 | 0.00885 | 4.95E-06 | 1.91E-05 | 1.64E-04 | 1.28E-05 | -2.62E-04 |  | EP-marine | kg N-eq. | 0.00931 | 0.00980 | 5.63E-06 | 2.17E-05 | 1.86E-04 | 1.46E-05 | -3.09E-04 |  | EP-marine | kg N-eq. | 0.0104 | 0.0109 | 6.41E-06 | 2.47E-05 | 2.12E-04 | 1.66E-05 | -3.64E-04 |  | EP-marine | kg N-eq. | 0.0111 | 0.0117 | 6.98E-06 | 2.69E-05 | 2.31E-04 | 1.81E-05 | -4.03E-04 |  | EP-marine | kg N-eq. | 0.0133 | 0.0141 | 8.67E-06 | 3.34E-05 | 2.87E-04 | 2.24E-05 | -5.21E-04 |  | EP-marine | kg N-eq. | 0.0163 | 0.0172 | 1.09E-05 | 4.21E-05 | 3.61E-04 | 2.83E-05 | -6.78E-04 |  | EP-marine | kg N-eq. | 0.0171 | 0.0180 | 1.15E-05 | 4.42E-05 | 3.80E-04 | 2.97E-05 | -7.17E-04 |  | EP-marine | kg N-eq. | 0.0193 | 0.0204 | 1.32E-05 | 5.07E-05 | 4.35E-04 | 3.41E-05 | -8.34E-04 |  | EP-marine | kg N-eq. | 0.0200 | 0.0212 | 1.37E-05 | 5.29E-05 | 4.54E-04 | 3.56E-05 | -8.74E-04 | EP-marine | kg N-eq. | 0.0245 | 0.0259 | 1.71E-05 | 6.59E-05 | 5.66E-04 | 4.43E-05 | -0.00111 | EP-marine | kg N-eq. | 0.0260 | 0.0275 | 1.82E-05 | 7.03E-05 | 6.03E-04 | 4.72E-05 | -0.00119
|  | EP-terrestrial | mol N-eq. | 0.0944 | 0.0990 | 5.42E-05 | 2.10E-04 | 0.00179 | 1.41E-04 | 4.54E-04 |  | EP-terrestrial | mol N-eq. | 0.105 | 0.110 | 6.16E-05 | 2.39E-04 | 0.00203 | 1.60E-04 | 4.13E-04 |  | EP-terrestrial | mol N-eq. | 0.116 | 0.122 | 7.03E-05 | 2.72E-04 | 0.00232 | 1.82E-04 | 3.66E-04 |  | EP-terrestrial | mol N-eq. | 0.125 | 0.131 | 7.64E-05 | 2.96E-04 | 0.00252 | 1.98E-04 | 3.31E-04 |  | EP-terrestrial | mol N-eq. | 0.150 | 0.158 | 9.49E-05 | 3.67E-04 | 0.00313 | 2.46E-04 | 2.29E-04 |  | EP-terrestrial | mol N-eq. | 0.184 | 0.194 | 1.20E-04 | 4.63E-04 | 0.00394 | 3.10E-04 | 9.32E-05 |  | EP-terrestrial | mol N-eq. | 0.193 | 0.203 | 1.26E-04 | 4.87E-04 | 0.00414 | 3.26E-04 | 5.91E-05 |  | EP-terrestrial | mol N-eq. | 0.218 | 0.229 | 1.44E-04 | 5.58E-04 | 0.00475 | 3.74E-04 | -4.30E-05 |  | EP-terrestrial | mol N-eq. | 0.226 | 0.238 | 1.50E-04 | 5.82E-04 | 0.00496 | 3.90E-04 | -7.70E-05 | EP-terrestrial | mol N-eq. | 0.277 | 0.292 | 1.87E-04 | 7.25E-04 | 0.00617 | 4.86E-04 | -2.81E-04 | EP-terrestrial | mol N-eq. | 0.294 | 0.310 | 2.00E-04 | 7.73E-04 | 0.00658 | 5.18E-04 | -3.49E-04
|  | POCP | kg NMVOC-eq. | 0.0280 | 0.0293 | 1.39E-05 | 4.08E-05 | 4.54E-04 | 4.06E-05 | -0.00266 |  | POCP | kg NMVOC-eq. | 0.0311 | 0.0325 | 1.58E-05 | 4.63E-05 | 5.16E-04 | 4.61E-05 | -0.00307 |  | POCP | kg NMVOC-eq. | 0.0347 | 0.0363 | 1.80E-05 | 5.28E-05 | 5.88E-04 | 5.26E-05 | -0.00355 |  | POCP | kg NMVOC-eq. | 0.0372 | 0.0390 | 1.95E-05 | 5.74E-05 | 6.40E-04 | 5.72E-05 | -0.00388 |  | POCP | kg NMVOC-eq. | 0.0449 | 0.0471 | 2.43E-05 | 7.13E-05 | 7.95E-04 | 7.10E-05 | -0.00490 |  | POCP | kg NMVOC-eq. | 0.0552 | 0.0580 | 3.06E-05 | 8.99E-05 | 0.00100 | 8.95E-05 | -0.00626 |  | POCP | kg NMVOC-eq. | 0.0578 | 0.0607 | 3.22E-05 | 9.45E-05 | 0.00105 | 9.41E-05 | -0.00660 |  | POCP | kg NMVOC-eq. | 0.0655 | 0.0688 | 3.69E-05 | 1.08E-04 | 0.00121 | 1.08E-04 | -0.00761 |  | POCP | kg NMVOC-eq. | 0.0680 | 0.0715 | 3.85E-05 | 1.13E-04 | 0.00126 | 1.13E-04 | -0.00795 | POCP | kg NMVOC-eq. | 0.0834 | 0.0877 | 4.79E-05 | 1.41E-04 | 0.00157 | 1.40E-04 | -0.00998 | POCP | kg NMVOC-eq. | 0.0886 | 0.0931 | 5.11E-05 | 1.50E-04 | 0.00167 | 1.49E-04 | -0.0107
|  | ADP-minerals & metals21 | kg Sb-eq. | 4.11E-05 | 4.19E-05 | 2.63E-11 | 2.95E-10 | 1.27E-08 | 1.16E-09 | -1.96E-07 |  | ADP-minerals & metals24 | kg Sb-eq. | 4.12E-05 | 4.20E-05 | 2.99E-11 | 3.35E-10 | 1.45E-08 | 1.32E-09 | -2.24E-07 |  | ADP-minerals & metals27 | kg Sb-eq. | 4.12E-05 | 4.21E-05 | 3.41E-11 | 3.82E-10 | 1.65E-08 | 1.51E-09 | -2.57E-07 |  | ADP-minerals & metals30 | kg Sb-eq. | 4.13E-05 | 4.21E-05 | 3.71E-11 | 4.15E-10 | 1.80E-08 | 1.64E-09 | -2.80E-07 |  | ADP-minerals & metals33 | kg Sb-eq. | 4.14E-05 | 4.22E-05 | 4.61E-11 | 5.16E-10 | 2.23E-08 | 2.04E-09 | -3.50E-07 |  | ADP-minerals & metals36 | kg Sb-eq. | 4.16E-05 | 4.24E-05 | 5.80E-11 | 6.50E-10 | 2.81E-08 | 2.56E-09 | -4.44E-07 |  | ADP-minerals & metals39 | kg Sb-eq. | 4.16E-05 | 4.25E-05 | 6.10E-11 | 6.83E-10 | 2.95E-08 | 2.70E-09 | -4.67E-07 |  | ADP-minerals & metals42 | kg Sb-eq. | 4.17E-05 | 4.26E-05 | 7.00E-11 | 7.84E-10 | 3.39E-08 | 3.09E-09 | -5.37E-07 |  | ADP-minerals & metals45 | kg Sb-eq. | 4.18E-05 | 4.27E-05 | 7.30E-11 | 8.17E-10 | 3.53E-08 | 3.22E-09 | -5.61E-07 | ADP-minerals & metals48 | kg Sb-eq. | 4.20E-05 | 4.30E-05 | 9.10E-11 | 1.02E-09 | 4.40E-08 | 4.02E-09 | -7.01E-07 | ADP-minerals & metals51 | kg Sb-eq. | 4.21E-05 | 4.31E-05 | 9.69E-11 | 1.09E-09 | 4.69E-08 | 4.28E-09 | -7.48E-07
|  | ADP-fossil21 | MJ | 113 | 118 | 0.0286 | 0.217 | 1.64 | 0.237 | -35.2 |  | ADP-fossil24 | MJ | 124 | 130 | 0.0325 | 0.247 | 1.87 | 0.269 | -40.2 |  | ADP-fossil27 | MJ | 138 | 145 | 0.0371 | 0.281 | 2.13 | 0.306 | -46.1 |  | ADP-fossil30 | MJ | 148 | 155 | 0.0403 | 0.306 | 2.31 | 0.333 | -50.3 |  | ADP-fossil33 | MJ | 177 | 186 | 0.0501 | 0.380 | 2.87 | 0.414 | -62.9 |  | ADP-fossil36 | MJ | 216 | 227 | 0.0631 | 0.478 | 3.62 | 0.522 | -79.7 |  | ADP-fossil39 | MJ | 226 | 237 | 0.0664 | 0.503 | 3.81 | 0.548 | -83.9 |  | ADP-fossil42 | MJ | 256 | 268 | 0.0761 | 0.577 | 4.37 | 0.629 | -96.5 |  | ADP-fossil45 | MJ | 265 | 279 | 0.0794 | 0.602 | 4.55 | 0.656 | -101 | ADP-fossil48 | MJ | 324 | 340 | 0.0989 | 0.750 | 5.67 | 0.817 | -126 | ADP-fossil51 | MJ | 344 | 361 | 0.105 | 0.799 | 6.05 | 0.871 | -134
|  | WDP21 | m3 world-eq. deprived | 0.915 | 0.979 | 1.60E-05 | 1.04E-04 | 0.0594 | 0.00113 | -0.747 |  | WDP24 | m3 world-eq. deprived | 0.968 | 1.04 | 1.82E-05 | 1.18E-04 | 0.0675 | 0.00129 | -0.854 |  | WDP27 | m3 world-eq. deprived | 1.03 | 1.11 | 2.07E-05 | 1.34E-04 | 0.0770 | 0.00147 | -0.978 |  | WDP30 | m3 world-eq. deprived | 1.08 | 1.16 | 2.26E-05 | 1.46E-04 | 0.0837 | 0.00159 | -1.07 |  | WDP33 | m3 world-eq. deprived | 1.21 | 1.31 | 2.80E-05 | 1.81E-04 | 0.104 | 0.00198 | -1.33 |  | WDP36 | m3 world-eq. deprived | 1.39 | 1.52 | 3.53E-05 | 2.28E-04 | 0.131 | 0.00249 | -1.69 |  | WDP39 | m3 world-eq. deprived | 1.43 | 1.57 | 3.71E-05 | 2.40E-04 | 0.138 | 0.00262 | -1.78 |  | WDP42 | m3 world-eq. deprived | 1.57 | 1.72 | 4.26E-05 | 2.75E-04 | 0.158 | 0.00301 | -2.04 |  | WDP45 | m3 world-eq. deprived | 1.61 | 1.77 | 4.44E-05 | 2.87E-04 | 0.165 | 0.00314 | -2.13 | WDP48 | m3 world-eq. deprived | 1.88 | 2.08 | 5.53E-05 | 3.58E-04 | 0.205 | 0.00391 | -2.67 | WDP51 | m3 world-eq. deprived | 1.97 | 2.18 | 5.90E-05 | 3.81E-04 | 0.219 | 0.00417 | -2.84
|  | TRUECORE® steel in 0.42mm base material thickness (BMT) Column1: Additional Environmental Impacts |  | Additional Environmental Impacts | [9 empty] | Additional Environmental Impacts | [9 empty] | Additional Environmental Impacts | [9 empty] | Additional Environmental Impacts | [9 empty] | Additional Environmental Impacts | [9 empty] | Additional Environmental Impacts | [9 empty] | Additional Environmental Impacts | [9 empty] | Additional Environmental Impacts | [8 empty] | Additional Environmental Impacts | [8 empty] | Additional Environmental Impacts
|  | Indicator | Unit | A1-A3 | A1-A3 incl. rollforming | C1 | C2 | C3 | C4 | D |  | Indicator | Unit | A1-A3 | A1-A3 incl. rollforming | C1 | C2 | C3 | C4 | D |  | Indicator | Unit | A1-A3 | A1-A3 incl. rollforming | C1 | C2 | C3 | C4 | D |  | Indicator | Unit | A1-A3 | A1-A3 incl. rollforming | C1 | C2 | C3 | C4 | D |  | Indicator | Unit | A1-A3 | A1-A3 incl. rollforming | C1 | C2 | C3 | C4 | D |  | Indicator | Unit | A1-A3 | A1-A3 incl. rollforming | C1 | C2 | C3 | C4 | D |  | Indicator | Unit | A1-A3 | A1-A3 incl. rollforming | C1 | C2 | C3 | C4 | D |  | Indicator | Unit | A1-A3 | A1-A3 incl. rollforming | C1 | C2 | C3 | C4 | D |  | Indicator | Unit | A1-A3 | A1-A3 incl. rollforming | C1 | C2 | C3 | C4 | D | Indicator | Unit | A1-A3 | A1-A3 incl. rollforming | C1 | C2 | C3 | C4 | D | Indicator | Unit | A1-A3 | A1-A3 incl. rollforming | C1 | C2 | C3 | C4 | D
|  | GWP-GHG22 | kg CO2-eq. | 10.9 | 11.4 | 0.00213 | 0.0162 | 0.151 | 0.0162 | -3.74 |  | GWP-GHG25 | kg CO2-eq. | 12.1 | 12.6 | 0.00242 | 0.0184 | 0.171 | 0.0184 | -4.28 |  | GWP-GHG28 | kg CO2-eq. | 13.5 | 14.1 | 0.00276 | 0.0210 | 0.195 | 0.0210 | -4.90 |  | GWP-GHG31 | kg CO2-eq. | 14.5 | 15.2 | 0.00301 | 0.0228 | 0.212 | 0.0228 | -5.35 |  | GWP-GHG34 | kg CO2-eq. | 17.5 | 18.3 | 0.00373 | 0.0284 | 0.264 | 0.0283 | -6.68 |  | GWP-GHG37 | kg CO2-eq. | 21.5 | 22.5 | 0.00470 | 0.0357 | 0.332 | 0.0357 | -8.47 |  | GWP-GHG40 | kg CO2-eq. | 22.5 | 23.5 | 0.00495 | 0.0376 | 0.349 | 0.0375 | -8.91 |  | GWP-GHG43 | kg CO2-eq. | 25.6 | 26.7 | 0.00567 | 0.0431 | 0.401 | 0.0430 | -10.3 |  | GWP-GHG46 | kg CO2-eq. | 26.6 | 27.7 | 0.00592 | 0.0450 | 0.418 | 0.0449 | -10.7 | GWP-GHG49 | kg CO2-eq. | 32.6 | 34.0 | 0.00737 | 0.0560 | 0.521 | 0.0559 | -13.4 | GWP-GHG52 | kg CO2-eq. | 34.6 | 36.1 | 0.00786 | 0.0597 | 0.555 | 0.0596 | -14.3
|  | PM | Disease incidence | 5.04E-07 | 5.23E-07 | 1.16E-10 | 2.77E-10 | 7.44E-09 | 5.63E-10 | -4.15E-08 |  | PM | Disease incidence | 5.58E-07 | 5.80E-07 | 1.32E-10 | 3.14E-10 | 8.46E-09 | 6.40E-10 | -4.80E-08 |  | PM | Disease incidence | 6.21E-07 | 6.45E-07 | 1.50E-10 | 3.58E-10 | 9.64E-09 | 7.29E-10 | -5.56E-08 |  | PM | Disease incidence | 6.66E-07 | 6.92E-07 | 1.63E-10 | 3.90E-10 | 1.05E-08 | 7.93E-10 | -6.10E-08 |  | PM | Disease incidence | 8.01E-07 | 8.33E-07 | 2.03E-10 | 4.84E-10 | 1.30E-08 | 9.85E-10 | -7.73E-08 |  | PM | Disease incidence | 9.81E-07 | 1.02E-06 | 2.56E-10 | 6.10E-10 | 1.64E-08 | 1.24E-09 | -9.90E-08 |  | PM | Disease incidence | 1.03E-06 | 1.07E-06 | 2.69E-10 | 6.42E-10 | 1.73E-08 | 1.31E-09 | -1.04E-07 |  | PM | Disease incidence | 1.16E-06 | 1.21E-06 | 3.08E-10 | 7.36E-10 | 1.98E-08 | 1.50E-09 | -1.21E-07 |  | PM | Disease incidence | 1.21E-06 | 1.25E-06 | 3.22E-10 | 7.67E-10 | 2.06E-08 | 1.56E-09 | -1.26E-07 | PM | Disease incidence | 1.48E-06 | 1.54E-06 | 4.01E-10 | 9.56E-10 | 2.57E-08 | 1.94E-09 | -1.59E-07 | PM | Disease incidence | 1.57E-06 | 1.63E-06 | 4.27E-10 | 1.02E-09 | 2.74E-08 | 2.07E-09 | -1.70E-07
|  | IRP23 | kBq U-235-eq. | 0.156 | 0.160 | 5.43E-08 | 5.51E-06 | 2.87E-05 | 4.21E-04 | 0.0916 |  | IRP26 | kBq U-235-eq. | 0.158 | 0.162 | 6.17E-08 | 6.26E-06 | 3.26E-05 | 4.78E-04 | 0.105 |  | IRP29 | kBq U-235-eq. | 0.160 | 0.164 | 7.04E-08 | 7.14E-06 | 3.72E-05 | 5.45E-04 | 0.120 |  | IRP32 | kBq U-235-eq. | 0.161 | 0.166 | 7.65E-08 | 7.77E-06 | 4.05E-05 | 5.93E-04 | 0.131 |  | IRP35 | kBq U-235-eq. | 0.166 | 0.171 | 9.51E-08 | 9.64E-06 | 5.03E-05 | 7.37E-04 | 0.163 |  | IRP38 | kBq U-235-eq. | 0.172 | 0.177 | 1.20E-07 | 1.22E-05 | 6.33E-05 | 9.28E-04 | 0.207 |  | IRP41 | kBq U-235-eq. | 0.174 | 0.179 | 1.26E-07 | 1.28E-05 | 6.66E-05 | 9.76E-04 | 0.218 |  | IRP44 | kBq U-235-eq. | 0.178 | 0.184 | 1.44E-07 | 1.47E-05 | 7.64E-05 | 0.00112 | 0.250 |  | IRP47 | kBq U-235-eq. | 0.180 | 0.185 | 1.51E-07 | 1.53E-05 | 7.96E-05 | 0.00117 | 0.261 | IRP50 | kBq U-235-eq. | 0.189 | 0.195 | 1.88E-07 | 1.90E-05 | 9.92E-05 | 0.00145 | 0.326 | IRP53 | kBq U-235-eq. | 0.192 | 0.198 | 2.00E-07 | 2.03E-05 | 1.06E-04 | 0.00155 | 0.348
|  | ETP-fw21 | CTUe | 19.7 | 21.0 | 0.00719 | 0.0870 | 0.314 | 0.0702 | -1.11 |  | ETP-fw24 | CTUe | 21.2 | 22.7 | 0.00817 | 0.0989 | 0.356 | 0.0798 | -1.28 |  | ETP-fw27 | CTUe | 22.9 | 24.6 | 0.00932 | 0.113 | 0.406 | 0.0909 | -1.48 |  | ETP-fw30 | CTUe | 24.2 | 26.0 | 0.0101 | 0.123 | 0.442 | 0.0989 | -1.62 |  | ETP-fw33 | CTUe | 27.9 | 30.1 | 0.0126 | 0.152 | 0.549 | 0.123 | -2.04 |  | ETP-fw36 | CTUe | 32.8 | 35.5 | 0.0159 | 0.192 | 0.691 | 0.155 | -2.61 |  | ETP-fw39 | CTUe | 34.0 | 36.9 | 0.0167 | 0.202 | 0.727 | 0.163 | -2.75 |  | ETP-fw42 | CTUe | 37.8 | 41.0 | 0.0191 | 0.231 | 0.834 | 0.187 | -3.18 |  | ETP-fw45 | CTUe | 39.0 | 42.4 | 0.0199 | 0.241 | 0.870 | 0.195 | -3.32 | ETP-fw48 | CTUe | 46.4 | 50.6 | 0.0248 | 0.301 | 1.08 | 0.242 | -4.17 | ETP-fw51 | CTUe | 48.9 | 53.3 | 0.0265 | 0.321 | 1.15 | 0.258 | -4.46
|  | HTP-c21 | CTUh | 1.37E-09 | 1.45E-09 | 1.21E-13 | 1.47E-12 | 1.41E-11 | 8.32E-12 | -1.63E-09 |  | HTP-c24 | CTUh | 1.47E-09 | 1.55E-09 | 1.37E-13 | 1.67E-12 | 1.60E-11 | 9.45E-12 | -1.86E-09 |  | HTP-c27 | CTUh | 1.58E-09 | 1.67E-09 | 1.56E-13 | 1.90E-12 | 1.82E-11 | 1.08E-11 | -2.14E-09 |  | HTP-c30 | CTUh | 1.65E-09 | 1.76E-09 | 1.70E-13 | 2.07E-12 | 1.98E-11 | 1.17E-11 | -2.33E-09 |  | HTP-c33 | CTUh | 1.89E-09 | 2.02E-09 | 2.11E-13 | 2.57E-12 | 2.46E-11 | 1.46E-11 | -2.91E-09 |  | HTP-c36 | CTUh | 2.20E-09 | 2.36E-09 | 2.66E-13 | 3.24E-12 | 3.10E-11 | 1.83E-11 | -3.69E-09 |  | HTP-c39 | CTUh | 2.28E-09 | 2.44E-09 | 2.80E-13 | 3.41E-12 | 3.26E-11 | 1.93E-11 | -3.88E-09 |  | HTP-c42 | CTUh | 2.52E-09 | 2.70E-09 | 3.21E-13 | 3.91E-12 | 3.74E-11 | 2.21E-11 | -4.47E-09 |  | HTP-c45 | CTUh | 2.60E-09 | 2.79E-09 | 3.35E-13 | 4.08E-12 | 3.90E-11 | 2.31E-11 | -4.66E-09 | HTP-c48 | CTUh | 3.07E-09 | 3.30E-09 | 4.17E-13 | 5.08E-12 | 4.86E-11 | 2.87E-11 | -5.83E-09 | HTP-c51 | CTUh | 3.23E-09 | 3.48E-09 | 4.44E-13 | 5.41E-12 | 5.18E-11 | 3.06E-11 | -6.21E-09
|  | HTP-nc21 | CTUh | 2.05E-07 | 2.12E-07 | 7.54E-12 | 5.83E-11 | 4.68E-10 | 8.38E-10 | -5.34E-08 |  | HTP-nc24 | CTUh | 2.30E-07 | 2.38E-07 | 8.56E-12 | 6.63E-11 | 5.32E-10 | 9.52E-10 | -6.10E-08 |  | HTP-nc27 | CTUh | 2.59E-07 | 2.68E-07 | 9.76E-12 | 7.55E-11 | 6.06E-10 | 1.09E-09 | -7.00E-08 |  | HTP-nc30 | CTUh | 2.80E-07 | 2.89E-07 | 1.06E-11 | 8.22E-11 | 6.59E-10 | 1.18E-09 | -7.63E-08 |  | HTP-nc33 | CTUh | 3.42E-07 | 3.54E-07 | 1.32E-11 | 1.02E-10 | 8.19E-10 | 1.47E-09 | -9.55E-08 |  | HTP-nc36 | CTUh | 4.25E-07 | 4.40E-07 | 1.66E-11 | 1.29E-10 | 1.03E-09 | 1.85E-09 | -1.21E-07 |  | HTP-nc39 | CTUh | 4.46E-07 | 4.62E-07 | 1.75E-11 | 1.35E-10 | 1.09E-09 | 1.94E-09 | -1.27E-07 |  | HTP-nc42 | CTUh | 5.08E-07 | 5.27E-07 | 2.00E-11 | 1.55E-10 | 1.24E-09 | 2.23E-09 | -1.46E-07 |  | HTP-nc45 | CTUh | 5.29E-07 | 5.48E-07 | 2.09E-11 | 1.62E-10 | 1.30E-09 | 2.32E-09 | -1.53E-07 | HTP-nc48 | CTUh | 6.54E-07 | 6.77E-07 | 2.60E-11 | 2.01E-10 | 1.62E-09 | 2.89E-09 | -1.91E-07 | HTP-nc51 | CTUh | 6.95E-07 | 7.21E-07 | 2.77E-11 | 2.15E-10 | 1.72E-09 | 3.08E-09 | -2.04E-07
|  | SQP21 | dimensionless | 4.76 | 7.96 | 6.57E-05 | 6.12E-04 | 0.210 | 0.0184 | 0.479 |  | SQP24 | dimensionless | 5.06 | 8.68 | 7.47E-05 | 6.96E-04 | 0.239 | 0.0209 | 0.546 |  | SQP27 | dimensionless | 5.40 | 9.53 | 8.51E-05 | 7.93E-04 | 0.272 | 0.0238 | 0.624 |  | SQP30 | dimensionless | 5.64 | 10.1 | 9.26E-05 | 8.63E-04 | 0.296 | 0.0259 | 0.680 |  | SQP33 | dimensionless | 6.38 | 11.9 | 1.15E-04 | 0.00107 | 0.368 | 0.0322 | 0.848 |  | SQP36 | dimensionless | 7.36 | 14.4 | 1.45E-04 | 0.00135 | 0.463 | 0.0405 | 1.07 |  | SQP39 | dimensionless | 7.61 | 15.0 | 1.52E-04 | 0.00142 | 0.487 | 0.0426 | 1.13 |  | SQP42 | dimensionless | 8.34 | 16.8 | 1.75E-04 | 0.00163 | 0.559 | 0.0489 | 1.30 |  | SQP45 | dimensionless | 8.59 | 17.4 | 1.82E-04 | 0.00170 | 0.583 | 0.0510 | 1.35 | SQP48 | dimensionless | 10.1 | 21.0 | 2.27E-04 | 0.00212 | 0.726 | 0.0635 | 1.69 | SQP51 | dimensionless | 10.6 | 22.2 | 2.42E-04 | 0.00225 | 0.774 | 0.0677 | 1.80
|  | TRUECORE® steel in 0.42mm base material thickness (BMT) Column1: Resource use |  | Resource use | [9 empty] | Resource use | [9 empty] | Resource use | [9 empty] | Resource use | [9 empty] | Resource use | [9 empty] | Resource use | [9 empty] | Resource use | [9 empty] | Resource use | [8 empty] | Resource use | [8 empty] | Resource use
|  | Parameter | Unit | A1-A3 | A1-A3 incl. rollforming | C1 | C2 | C3 | C4 | D |  | Parameter | Unit | A1-A3 | A1-A3 incl. rollforming | C1 | C2 | C3 | C4 | D |  | Parameter | Unit | A1-A3 | A1-A3 incl. rollforming | C1 | C2 | C3 | C4 | D |  | Parameter | Unit | A1-A3 | A1-A3 incl. rollforming | C1 | C2 | C3 | C4 | D |  | Parameter | Unit | A1-A3 | A1-A3 incl. rollforming | C1 | C2 | C3 | C4 | D |  | Parameter | Unit | A1-A3 | A1-A3 incl. rollforming | C1 | C2 | C3 | C4 | D |  | Parameter | Unit | A1-A3 | A1-A3 incl. rollforming | C1 | C2 | C3 | C4 | D |  | Parameter | Unit | A1-A3 | A1-A3 incl. rollforming | C1 | C2 | C3 | C4 | D |  | Parameter | Unit | A1-A3 | A1-A3 incl. rollforming | C1 | C2 | C3 | C4 | D | Parameter | Unit | A1-A3 | A1-A3 incl. rollforming | C1 | C2 | C3 | C4 | D | Parameter | Unit | A1-A3 | A1-A3 incl. rollforming | C1 | C2 | C3 | C4 | D
|  | PERE | MJ | 9.18 | 10.5 | 9.35E-05 | 0.00106 | 0.353 | 0.0193 | 2.39 |  | PERE | MJ | 9.49 | 11.0 | 1.06E-04 | 0.00121 | 0.402 | 0.0220 | 2.73 |  | PERE | MJ | 9.85 | 11.5 | 1.21E-04 | 0.00137 | 0.458 | 0.0250 | 3.13 |  | PERE | MJ | 10.1 | 11.9 | 1.32E-04 | 0.00149 | 0.498 | 0.0272 | 3.41 |  | PERE | MJ | 10.9 | 13.1 | 1.64E-04 | 0.00186 | 0.618 | 0.0338 | 4.26 |  | PERE | MJ | 11.9 | 14.7 | 2.06E-04 | 0.00234 | 0.779 | 0.0426 | 5.39 |  | PERE | MJ | 12.2 | 15.1 | 2.17E-04 | 0.00246 | 0.819 | 0.0448 | 5.67 |  | PERE | MJ | 13.0 | 16.3 | 2.49E-04 | 0.00282 | 0.940 | 0.0514 | 6.52 |  | PERE | MJ | 13.2 | 16.7 | 2.59E-04 | 0.00294 | 0.980 | 0.0536 | 6.80 | PERE | MJ | 14.8 | 19.0 | 3.23E-04 | 0.00366 | 1.22 | 0.0667 | 8.50 | PERE | MJ | 15.3 | 19.8 | 3.44E-04 | 0.00391 | 1.30 | 0.0711 | 9.06
|  | PERM | MJ | 0 | 0 | 0 | 0 | 0 | 0 | 0 |  | PERM | MJ | 0 | 0 | 0 | 0 | 0 | 0 | 0 |  | PERM | MJ | 0 | 0 | 0 | 0 | 0 | 0 | 0 |  | PERM | MJ | 0 | 0 | 0 | 0 | 0 | 0 | 0 |  | PERM | MJ | 0 | 0 | 0 | 0 | 0 | 0 | 0 |  | PERM | MJ | 0 | 0 | 0 | 0 | 0 | 0 | 0 |  | PERM | MJ | 0 | 0 | 0 | 0 | 0 | 0 | 0 |  | PERM | MJ | 0 | 0 | 0 | 0 | 0 | 0 | 0 |  | PERM | MJ | 0 | 0 | 0 | 0 | 0 | 0 | 0 | PERM | MJ | 0 | 0 | 0 | 0 | 0 | 0 | 0 | PERM | MJ | 0 | 0 | 0 | 0 | 0 | 0 | 0
|  | PERT | MJ | 9.18 | 10.5 | 9.35E-05 | 0.00106 | 0.353 | 0.0193 | 2.39 |  | PERT | MJ | 9.49 | 11.0 | 1.06E-04 | 0.00121 | 0.402 | 0.0220 | 2.73 |  | PERT | MJ | 9.85 | 11.5 | 1.21E-04 | 0.00137 | 0.458 | 0.0250 | 3.13 |  | PERT | MJ | 10.1 | 11.9 | 1.32E-04 | 0.00149 | 0.498 | 0.0272 | 3.41 |  | PERT | MJ | 10.9 | 13.1 | 1.64E-04 | 0.00186 | 0.618 | 0.0338 | 4.26 |  | PERT | MJ | 11.9 | 14.7 | 2.06E-04 | 0.00234 | 0.779 | 0.0426 | 5.39 |  | PERT | MJ | 12.2 | 15.1 | 2.17E-04 | 0.00246 | 0.819 | 0.0448 | 5.67 |  | PERT | MJ | 13.0 | 16.3 | 2.49E-04 | 0.00282 | 0.940 | 0.0514 | 6.52 |  | PERT | MJ | 13.2 | 16.7 | 2.59E-04 | 0.00294 | 0.980 | 0.0536 | 6.80 | PERT | MJ | 14.8 | 19.0 | 3.23E-04 | 0.00366 | 1.22 | 0.0667 | 8.50 | PERT | MJ | 15.3 | 19.8 | 3.44E-04 | 0.00391 | 1.30 | 0.0711 | 9.06
|  | PENRE | MJ | 113 | 118 | 0.0286 | 0.217 | 1.64 | 0.237 | -35.2 |  | PENRE | MJ | 124 | 130 | 0.0325 | 0.247 | 1.87 | 0.269 | -40.3 |  | PENRE | MJ | 138 | 145 | 0.0371 | 0.281 | 2.13 | 0.307 | -46.1 |  | PENRE | MJ | 148 | 155 | 0.0403 | 0.306 | 2.31 | 0.333 | -50.3 |  | PENRE | MJ | 177 | 186 | 0.0501 | 0.380 | 2.87 | 0.414 | -62.9 |  | PENRE | MJ | 216 | 227 | 0.0631 | 0.479 | 3.62 | 0.522 | -79.7 |  | PENRE | MJ | 226 | 237 | 0.0664 | 0.503 | 3.81 | 0.549 | -83.9 |  | PENRE | MJ | 256 | 268 | 0.0761 | 0.577 | 4.37 | 0.629 | -96.5 |  | PENRE | MJ | 265 | 279 | 0.0794 | 0.602 | 4.55 | 0.656 | -101 | PENRE | MJ | 324 | 340 | 0.0989 | 0.750 | 5.67 | 0.818 | -126 | PENRE | MJ | 344 | 361 | 0.105 | 0.799 | 6.05 | 0.871 | -134
|  | PENRM | MJ | 0.0423 | 0.0431 | 0 | 0 | 0 | 0 | 0 |  | PENRM | MJ | 0.0423 | 0.0431 | 0 | 0 | 0 | 0 | 0 |  | PENRM | MJ | 0.0423 | 0.0431 | 0 | 0 | 0 | 0 | 0 |  | PENRM | MJ | 0.0423 | 0.0431 | 0 | 0 | 0 | 0 | 0 |  | PENRM | MJ | 0.0423 | 0.0431 | 0 | 0 | 0 | 0 | 0 |  | PENRM | MJ | 0.0423 | 0.0431 | 0 | 0 | 0 | 0 | 0 |  | PENRM | MJ | 0.0423 | 0.0431 | 0 | 0 | 0 | 0 | 0 |  | PENRM | MJ | 0.0423 | 0.0431 | 0 | 0 | 0 | 0 | 0 |  | PENRM | MJ | 0.0423 | 0.0431 | 0 | 0 | 0 | 0 | 0 | PENRM | MJ | 0.0423 | 0.0431 | 0 | 0 | 0 | 0 | 0 | PENRM | MJ | 0.0423 | 0.0431 | 0 | 0 | 0 | 0 | 0
|  | PENRT | MJ | 113 | 118 | 0.0286 | 0.217 | 1.64 | 0.237 | -35.2 |  | PENRT | MJ | 125 | 130 | 0.0325 | 0.247 | 1.87 | 0.269 | -40.3 |  | PENRT | MJ | 138 | 145 | 0.0371 | 0.281 | 2.13 | 0.307 | -46.1 |  | PENRT | MJ | 148 | 155 | 0.0403 | 0.306 | 2.31 | 0.333 | -50.3 |  | PENRT | MJ | 177 | 186 | 0.0501 | 0.380 | 2.87 | 0.414 | -62.9 |  | PENRT | MJ | 216 | 227 | 0.0631 | 0.479 | 3.62 | 0.522 | -79.7 |  | PENRT | MJ | 226 | 237 | 0.0664 | 0.503 | 3.81 | 0.549 | -83.9 |  | PENRT | MJ | 256 | 268 | 0.0761 | 0.577 | 4.37 | 0.629 | -96.5 |  | PENRT | MJ | 265 | 279 | 0.0794 | 0.602 | 4.55 | 0.656 | -101 | PENRT | MJ | 324 | 340 | 0.0989 | 0.750 | 5.67 | 0.818 | -126 | PENRT | MJ | 344 | 361 | 0.105 | 0.799 | 6.05 | 0.871 | -134
|  | SM | kg | 0.649 | 0.661 | 0 | 0 | 0 | 0 | 0 |  | SM | kg | 0.740 | 0.754 | 0 | 0 | 0 | 0 | 0 |  | SM | kg | 0.847 | 0.862 | 0 | 0 | 0 | 0 | 0 |  | SM | kg | 0.922 | 0.939 | 0 | 0 | 0 | 0 | 0 |  | SM | kg | 1.15 | 1.17 | 0 | 0 | 0 | 0 | 0 |  | SM | kg | 1.45 | 1.48 | 0 | 0 | 0 | 0 | 0 |  | SM | kg | 1.53 | 1.56 | 0 | 0 | 0 | 0 | 0 |  | SM | kg | 1.76 | 1.79 | 0 | 0 | 0 | 0 | 0 |  | SM | kg | 1.83 | 1.87 | 0 | 0 | 0 | 0 | 0 | SM | kg | 2.29 | 2.33 | 0 | 0 | 0 | 0 | 0 | SM | kg | 2.44 | 2.48 | 0 | 0 | 0 | 0 | 0
|  | RSF | MJ | 0 | 0 | 0 | 0 | 0 | 0 | 0 |  | RSF | MJ | 0 | 0 | 0 | 0 | 0 | 0 | 0 |  | RSF | MJ | 0 | 0 | 0 | 0 | 0 | 0 | 0 |  | RSF | MJ | 0 | 0 | 0 | 0 | 0 | 0 | 0 |  | RSF | MJ | 0 | 0 | 0 | 0 | 0 | 0 | 0 |  | RSF | MJ | 0 | 0 | 0 | 0 | 0 | 0 | 0 |  | RSF | MJ | 0 | 0 | 0 | 0 | 0 | 0 | 0 |  | RSF | MJ | 0 | 0 | 0 | 0 | 0 | 0 | 0 |  | RSF | MJ | 0 | 0 | 0 | 0 | 0 | 0 | 0 | RSF | MJ | 0 | 0 | 0 | 0 | 0 | 0 | 0 | RSF | MJ | 0 | 0 | 0 | 0 | 0 | 0 | 0
|  | NRSF | MJ | 0 | 0 | 0 | 0 | 0 | 0 | 0 |  | NRSF | MJ | 0 | 0 | 0 | 0 | 0 | 0 | 0 |  | NRSF | MJ | 0 | 0 | 0 | 0 | 0 | 0 | 0 |  | NRSF | MJ | 0 | 0 | 0 | 0 | 0 | 0 | 0 |  | NRSF | MJ | 0 | 0 | 0 | 0 | 0 | 0 | 0 |  | NRSF | MJ | 0 | 0 | 0 | 0 | 0 | 0 | 0 |  | NRSF | MJ | 0 | 0 | 0 | 0 | 0 | 0 | 0 |  | NRSF | MJ | 0 | 0 | 0 | 0 | 0 | 0 | 0 |  | NRSF | MJ | 0 | 0 | 0 | 0 | 0 | 0 | 0 | NRSF | MJ | 0 | 0 | 0 | 0 | 0 | 0 | 0 | NRSF | MJ | 0 | 0 | 0 | 0 | 0 | 0 | 0
|  | FW | m3 | 0.0257 | 0.0271 | 2.41E-07 | 2.07E-06 | 8.35E-04 | 3.33E-05 | -0.0169 |  | FW | m3 | 0.0266 | 0.0283 | 2.74E-07 | 2.35E-06 | 9.49E-04 | 3.79E-05 | -0.0193 |  | FW | m3 | 0.0278 | 0.0296 | 3.12E-07 | 2.68E-06 | 0.00108 | 4.32E-05 | -0.0221 |  | FW | m3 | 0.0286 | 0.0305 | 3.40E-07 | 2.91E-06 | 0.00118 | 4.70E-05 | -0.0242 |  | FW | m3 | 0.0311 | 0.0334 | 4.22E-07 | 3.62E-06 | 0.00146 | 5.83E-05 | -0.0302 |  | FW | m3 | 0.0343 | 0.0371 | 5.31E-07 | 4.56E-06 | 0.00184 | 7.35E-05 | -0.0382 |  | FW | m3 | 0.0351 | 0.0381 | 5.59E-07 | 4.79E-06 | 0.00194 | 7.73E-05 | -0.0402 |  | FW | m3 | 0.0376 | 0.0409 | 6.41E-07 | 5.50E-06 | 0.00222 | 8.86E-05 | -0.0463 |  | FW | m3 | 0.0384 | 0.0418 | 6.68E-07 | 5.73E-06 | 0.00232 | 9.24E-05 | -0.0483 | FW | m3 | 0.0433 | 0.0475 | 8.33E-07 | 7.14E-06 | 0.00289 | 1.15E-04 | -0.0603 | FW | m3 | 0.0449 | 0.0494 | 8.87E-07 | 7.61E-06 | 0.00308 | 1.23E-04 | -0.0644
|  | Product | Metallic Coating | Base Metal Thickness (BMT) | Product mass (kg/m^{2} flat product)
|  |  |  | 0.42 mm | 3.45
|  | TRUECORE®steel | AM150 | 0.48 mm | 3.92
|  |  |  | 0.55 mm | 4.47
|  |  |  | 0.60 mm | 4.87
|  |  |  | 0.75 mm | 6.04
|  |  |  | 0.95mm | 7.61
|  |  |  | 1.00 mm | 8.01
|  |  |  | 1.15 mm | 9.18
|  |  |  | 1.20 mm | 9.58
|  |  |  | 1.50 mm | 11.93
|  |  |  | 1.60 mm | 12.72
https://epd-australasia.com/wp-content/uploads/2023/03/SP05199-Bluescope-EPD-Colorbond_Coolmax_Mar23.pdf
Australia
2023-03-23
2028-03-23
1 m2
|  | TRUECORE® steel in 0.42mm base material thickness (BMT) Column1: COLORBOND® Coolmax® steel in 0.42mm base material thickness (BMT) |  | COLORBOND® Coolmax® steel in 0.48mm base material thickness (BMT) | [10 empty] | COLORBOND® Coolmax® steel in 0.55mm base material thickness (BMT)
|  | Column1 | Column2 | Column3 | Column4 | Column5 | Column6 | Column7 | Column8 | Column9 |  | Column1 | Column2 | Column3 | Column4 | Column5 | Column6 | Column7 | Column8 | Column9 |  |  | Column1 | Column2 | Column3 | Column4 | Column5 | Column6 | Column7 | Column8 | Column9
|  | Indicator | Unit | A1-A3 | A1-A3 incl. rollforming | C1 | C2 | C3 | C4 | D |  | Indicator | Unit | A1-A3 | A1-A3 incl. rollforming | C1 | C2 | C3 | C4 | D |  |  | Indicator | Unit | A1-A3 | A1-A3 incl. rollforming | C1 | C2 | C3 | C4 | D
|  | GWP-total | kg CO2-eq. | 12.1 | 12.4 | 0.00218 | 0.0165 | 0.153 | 0.0169 | -4.34 |  | GWP-total | kg CO2-eq. | 13.3 | 13.7 | 0.00247 | 0.0188 | 0.174 | 0.0192 | -4.90 |  |  | GWP-total | kg CO2-eq. | 14.7 | 15.2 | 0.00281 | 0.0214 | 0.199 | 0.0218 | -5.55
|  | GWP-fossil | kg CO2-eq. | 12.1 | 12.5 | 0.00217 | 0.0165 | 0.153 | 0.0168 | -4.34 |  | GWP-fossil | kg CO2-eq. | 13.3 | 13.8 | 0.00247 | 0.0187 | 0.174 | 0.0191 | -4.90 |  |  | GWP-fossil | kg CO2-eq. | 14.8 | 15.3 | 0.00281 | 0.0214 | 0.198 | 0.0218 | -5.55
|  | GWP-biogenic | kg CO2-eq. | -0.0102 | -0.100 | 2.15E-07 | 5.50E-06 | 1.71E-04 | 3.32E-05 | 0.00253 |  | GWP-biogenic | kg CO2-eq. | -0.00981 | -0.112 | 2.44E-07 | 6.25E-06 | 1.94E-04 | 3.77E-05 | 0.00285 |  |  | GWP-biogenic | kg CO2-eq. | -0.00937 | -0.126 | 2.79E-07 | 7.12E-06 | 2.22E-04 | 4.30E-05 | 0.00322
|  | GWP-luluc | kg CO2-eq. | 4.68E-04 | 8.90E-04 | 1.58E-08 | 1.78E-07 | 5.88E-06 | 1.01E-05 | -8.87E-05 |  | GWP-luluc | kg CO2-eq. | 4.86E-04 | 9.64E-04 | 1.79E-08 | 2.02E-07 | 6.68E-06 | 1.15E-05 | -1.00E-04 |  |  | GWP-luluc | kg CO2-eq. | 5.07E-04 | 0.00105 | 2.04E-08 | 2.30E-07 | 7.61E-06 | 1.31E-05 | -1.14E-04
|  | ODP | kg CFC-11-eq. | 6.71E-12 | 7.44E-12 | 1.73E-16 | 1.66E-15 | 6.82E-13 | 2.21E-14 | 6.82E-14 |  | ODP | kg CFC-11-eq. | 7.13E-12 | 7.95E-12 | 1.96E-16 | 1.88E-15 | 7.74E-13 | 2.51E-14 | 7.59E-14 |  |  | ODP | kg CFC-11-eq. | 7.62E-12 | 8.54E-12 | 2.23E-16 | 2.14E-15 | 8.82E-13 | 2.86E-14 | 8.50E-14
|  | AP | mol H^{+} -eq. | 0.0425 | 0.0442 | 1.03E-05 | 4.26E-05 | 7.71E-04 | 5.31E-05 | -0.00431 |  | AP | mol H^{+} -eq. | 0.0466 | 0.0485 | 1.17E-05 | 4.84E-05 | 8.75E-04 | 6.03E-05 | -0.00488 |  |  | AP | mol H^{+} -eq. | 0.0513 | 0.0534 | 1.34E-05 | 5.51E-05 | 9.97E-04 | 6.87E-05 | -0.00555
|  | EP-freshwater | kg P-eq. | 3.31E-06 | 4.43E-06 | 3.82E-10 | 2.71E-09 | 8.38E-08 | 1.29E-08 | -7.75E-07 |  | EP-freshwater | kg P-eq. | 3.49E-06 | 4.76E-06 | 4.34E-10 | 3.08E-09 | 9.51E-08 | 1.47E-08 | -8.75E-07 |  |  | EP-freshwater | kg P-eq. | 3.70E-06 | 5.14E-06 | 4.94E-10 | 3.51E-09 | 1.08E-07 | 1.67E-08 | -9.91E-07
|  | EP-marine | kg N-eq. | 0.00935 | 0.00979 | 4.99E-06 | 1.92E-05 | 1.65E-04 | 1.29E-05 | -3.23E-04 |  | EP-marine | kg N-eq. | 0.0103 | 0.0107 | 5.67E-06 | 2.19E-05 | 1.88E-04 | 1.47E-05 | -3.70E-04 |  |  | EP-marine | kg N-eq. | 0.0113 | 0.0118 | 6.46E-06 | 2.49E-05 | 2.14E-04 | 1.67E-05 | -4.25E-04
|  | EP-terrestrial | mol N-eq. | 0.105 | 0.109 | 5.47E-05 | 2.12E-04 | 0.00180 | 1.42E-04 | 1.79E-04 |  | EP-terrestrial | mol N-eq. | 0.115 | 0.120 | 6.21E-05 | 2.40E-04 | 0.00205 | 1.61E-04 | 1.38E-04 |  |  | EP-terrestrial | mol N-eq. | 0.127 | 0.133 | 7.08E-05 | 2.74E-04 | 0.00233 | 1.84E-04 | 9.03E-05
|  | POCP | kg NMVOC-eq. | 0.0314 | 0.0327 | 1.40E-05 | 4.11E-05 | 4.58E-04 | 4.09E-05 | -0.00306 |  | POCP | kg NMVOC-eq. | 0.0344 | 0.0359 | 1.59E-05 | 4.67E-05 | 5.20E-04 | 4.65E-05 | -0.00346 |  |  | POCP | kg NMVOC-eq. | 0.0380 | 0.0397 | 1.81E-05 | 5.32E-05 | 5.93E-04 | 5.30E-05 | -0.00394
|  | ADP-minerals & metals29 | kg Sb-eq. | 3.02E-05 | 3.08E-05 | 2.65E-11 | 2.97E-10 | 1.29E-08 | 1.17E-09 | -2.19E-07 |  | ADP-minerals & metals32 | kg Sb-eq. | 3.03E-05 | 3.08E-05 | 3.02E-11 | 3.38E-10 | 1.46E-08 | 1.33E-09 | -2.47E-07 |  |  | ADP-minerals & metals35 | kg Sb-eq. | 3.03E-05 | 3.09E-05 | 3.44E-11 | 3.85E-10 | 1.66E-08 | 1.52E-09 | -2.80E-07
|  | ADP-fossil29 | MJ | 123 | 129 | 0.0289 | 0.219 | 1.66 | 0.239 | -39.4 |  | ADP-fossil32 | MJ | 135 | 141 | 0.0328 | 0.249 | 1.88 | 0.271 | -44.4 |  |  | ADP-fossil35 | MJ | 149 | 155 | 0.0374 | 0.283 | 2.14 | 0.309 | -50.3
|  | WDP29 | m3 world-eq. deprived | 0.777 | 0.838 | 1.61E-05 | 1.04E-04 | 0.0599 | 0.00114 | -0.834 |  | WDP32 | m3 world-eq. deprived | 0.831 | 0.899 | 1.83E-05 | 1.19E-04 | 0.0681 | 0.00130 | -0.941 |  |  | WDP35 | m3 world-eq. deprived | 0.894 | 0.970 | 2.09E-05 | 1.35E-04 | 0.0775 | 0.00148 | -1.07
|  | COLORBOND® Coolmax® steel in 0.42mm base material thickness (BMT) Column1: Additional Environmental Impacts |  | Additional Environmental Impacts | [10 empty] | Additional Environmental Impacts
|  | Indicator | Unit | A1-A3 | A1-A3 incl. rollforming | C1 | C2 | C3 | C4 | D |  | Indicator | Unit | A1-A3 | A1-A3 incl. rollforming | C1 | C2 | C3 | C4 | D |  |  | Indicator | Unit | A1-A3 | A1-A3 incl. rollforming | C1 | C2 | C3 | C4 | D
|  | GWP-GHG30 | kg CO2-eq. | 11.8 | 12.3 | 0.00215 | 0.0163 | 0.152 | 0.0163 | -4.18 |  | GWP-GHG33 | kg CO2-eq. | 13.0 | 13.5 | 0.00244 | 0.0186 | 0.173 | 0.0185 | -4.72 |  |  | GWP-GHG36 | kg CO2-eq. | 14.4 | 15.0 | 0.00278 | 0.0212 | 0.197 | 0.0211 | -5.34
|  | PM | Disease incidence | 5.13E-07 | 5.32E-07 | 1.17E-10 | 2.79E-10 | 7.51E-09 | 5.68E-10 | -4.82E-08 |  | PM | Disease incidence | 5.68E-07 | 5.88E-07 | 1.33E-10 | 3.17E-10 | 8.53E-09 | 6.45E-10 | -5.47E-08 |  |  | PM | Disease incidence | 6.31E-07 | 6.54E-07 | 1.51E-10 | 3.61E-10 | 9.71E-09 | 7.35E-10 | -6.23E-08
|  | IRP31 | kBq U-235-eq. | 0.124 | 0.127 | 5.48E-08 | 5.56E-06 | 2.90E-05 | 4.24E-04 | 0.102 |  | IRP34 | kBq U-235-eq. | 0.126 | 0.129 | 6.22E-08 | 6.31E-06 | 3.29E-05 | 4.82E-04 | 0.115 |  |  | IRP37 | kBq U-235-eq. | 0.128 | 0.131 | 7.09E-08 | 7.19E-06 | 3.75E-05 | 5.49E-04 | 0.130
|  | ETP-fw29 | CTUe | 24.8 | 26.2 | 0.00725 | 0.0878 | 0.316 | 0.0708 | -1.27 |  | ETP-fw32 | CTUe | 26.3 | 27.9 | 0.00824 | 0.0997 | 0.359 | 0.0804 | -1.45 |  |  | ETP-fw35 | CTUe | 28.1 | 29.8 | 0.00938 | 0.114 | 0.409 | 0.0916 | -1.64
|  | HTP-c29 | CTUh | 2.18E-09 | 2.27E-09 | 1.22E-13 | 1.48E-12 | 1.42E-11 | 8.39E-12 | -1.82E-09 |  | HTP-c32 | CTUh | 2.28E-09 | 2.37E-09 | 1.38E-13 | 1.68E-12 | 1.61E-11 | 9.53E-12 | -2.06E-09 |  |  | HTP-c35 | CTUh | 2.39E-09 | 2.49E-09 | 1.57E-13 | 1.92E-12 | 1.83E-11 | 1.09E-11 | -2.33E-09
|  | HTP-nc29 | CTUh | 2.75E-07 | 2.83E-07 | 7.60E-12 | 5.88E-11 | 4.72E-10 | 8.45E-10 | -5.97E-08 |  | HTP-nc32 | CTUh | 3.00E-07 | 3.08E-07 | 8.63E-12 | 6.68E-11 | 5.36E-10 | 9.59E-10 | -6.74E-08 |  |  | HTP-nc35 | CTUh | 3.29E-07 | 3.39E-07 | 9.83E-12 | 7.61E-11 | 6.11E-10 | 1.09E-09 | -7.63E-08
|  | SQP29 | dimensionless | 5.12 | 8.35 | 6.63E-05 | 6.17E-04 | 0.212 | 0.0185 | 0.531 |  | SQP32 | dimensionless | 5.42 | 9.07 | 7.53E-05 | 7.01E-04 | 0.241 | 0.0211 | 0.598 |  |  | SQP35 | dimensionless | 5.76 | 9.92 | 8.58E-05 | 7.99E-04 | 0.274 | 0.0240 | 0.677
|  | COLORBOND® Coolmax® steel in 0.42mm base material thickness (BMT) Column1: Resource use |  | Resource use | [10 empty] | Resource use
|  | Parameter | Unit | A1-A3 | A1-A3 incl. rollforming | C1 | C2 | C3 | C4 | D |  | Parameter | Unit | A1-A3 | A1-A3 incl. rollforming | C1 | C2 | C3 | C4 | D |  |  | Parameter | Unit | A1-A3 | A1-A3 incl. rollforming | C1 | C2 | C3 | C4 | D
|  | PERE | MJ | 7.59 | 8.88 | 9.43E-05 | 0.00107 | 0.356 | 0.0195 | 2.66 |  | PERE | MJ | 7.90 | 9.35 | 1.07E-04 | 0.00121 | 0.405 | 0.0221 | 3.00 |  |  | PERE | MJ | 8.27 | 9.91 | 1.22E-04 | 0.00138 | 0.461 | 0.0252 | 3.40
|  | PERM | MJ | 0 | 0 | 0 | 0 | 0 | 0 | 0 |  | PERM | MJ | 0 | 0 | 0 | 0 | 0 | 0 | 0 |  |  | PERM | MJ | 0 | 0 | 0 | 0 | 0 | 0 | 0
|  | PERT | MJ | 7.59 | 8.88 | 9.43E-05 | 0.00107 | 0.356 | 0.0195 | 2.66 |  | PERT | MJ | 7.90 | 9.35 | 1.07E-04 | 0.00121 | 0.405 | 0.0221 | 3.00 |  |  | PERT | MJ | 8.27 | 9.91 | 1.22E-04 | 0.00138 | 0.461 | 0.0252 | 3.40
|  | PENRE | MJ | 123 | 128 | 0.0289 | 0.219 | 1.66 | 0.239 | -39.4 |  | PENRE | MJ | 134 | 140 | 0.0328 | 0.249 | 1.88 | 0.271 | -44.4 |  |  | PENRE | MJ | 148 | 154 | 0.0374 | 0.283 | 2.14 | 0.309 | -50.3
|  | PENRM | MJ | 0.992 | 1.01 | 0 | 0 | 0 | 0 | 0 |  | PENRM | MJ | 0.992 | 1.01 | 0 | 0 | 0 | 0 | 0 |  |  | PENRM | MJ | 0.992 | 1.01 | 0 | 0 | 0 | 0 | 0
|  | PENRT | MJ | 124 | 129 | 0.0289 | 0.219 | 1.66 | 0.239 | -39.4 |  | PENRT | MJ | 135 | 141 | 0.0328 | 0.249 | 1.88 | 0.271 | -44.4 |  |  | PENRT | MJ | 149 | 155 | 0.0374 | 0.283 | 2.14 | 0.309 | -50.3
|  | SM | kg | 0.445 | 0.452 | 0 | 0 | 0 | 0 | 0 |  | SM | kg | 0.536 | 0.545 | 0 | 0 | 0 | 0 | 0 |  |  | SM | kg | 0.643 | 0.653 | 0 | 0 | 0 | 0 | 0
|  | RSF | MJ | 0 | 0 | 0 | 0 | 0 | 0 | 0 |  | RSF | MJ | 0 | 0 | 0 | 0 | 0 | 0 | 0 |  |  | RSF | MJ | 0 | 0 | 0 | 0 | 0 | 0 | 0
|  | NRSF | MJ | 0 | 0 | 0 | 0 | 0 | 0 | 0 |  | NRSF | MJ | 0 | 0 | 0 | 0 | 0 | 0 | 0 |  |  | NRSF | MJ | 0 | 0 | 0 | 0 | 0 | 0 | 0
|  | FW | m3 | 0.0211 | 0.0224 | 2.43E-07 | 2.09E-06 | 8.42E-04 | 3.36E-05 | -0.0189 |  | FW | m3 | 0.0220 | 0.0235 | 2.76E-07 | 2.37E-06 | 9.57E-04 | 3.82E-05 | -0.0213 |  |  | FW | m3 | 0.0232 | 0.0249 | 3.14E-07 | 2.70E-06 | 0.00109 | 4.35E-05 | -0.0241
|  | Product | Metallic Coating | Base Metal Thickness (BMT) | Product mass (kg/m^{2} flat product)
|  | COLORBOND® Coolmax®steel | AM100 | 0.42 mm | 3.48
|  |  |  | 0.48 mm | 3.95
|  |  |  | 0.55 mm | 4.5
https://epd-australasia.com/wp-content/uploads/2018/04/SP00999-Bluescope-EPD-Colorbond_EPD_v2_Mar23.pdf
Australia
2017-03-27
2028-03-20
1 m2
|  | COLORBOND® Coolmax® steel in 0.42mm base material thickness (BMT) Column1: COLORBOND® steel in 0.30mm base metal thickness (BMT) |  | COLORBOND® steel in 0.35mm base metal thickness (BMT) | [9 empty] | COLORBOND® steel in 0.40mm base metal thickness (BMT) | [9 empty] | COLORBOND® steel in 0.42mm base metal thickness (BMT) | [9 empty] | COLORBOND® steel in 0.45mm base metal thickness (BMT) | [9 empty] | COLORBOND® steel in 0.48mm base metal thickness (BMT) | [9 empty] | COLORBOND® steel in 0.55mm base metal thickness (BMT) | [9 empty] | COLORBOND® steel in 0.60mm base metal thickness (BMT) | [9 empty] | COLORBOND® steel in 0.70mm base metal thickness (BMT) | [8 empty] | COLORBOND® steel in 0.75mm base metal thickness (BMT) | [8 empty] | COLORBOND® steel in 1.00mm base metal thickness (BMT)
|  | Column1 | Column2 | Column3 | Column4 | Column5 | Column6 | Column7 | Column8 | Column9 |  | Column1 | Column2 | Column3 | Column4 | Column5 | Column6 | Column7 | Column8 | Column9 |  | Column1 | Column2 | Column3 | Column4 | Column5 | Column6 | Column7 | Column8 | Column9 |  | Column1 | Column2 | Column3 | Column4 | Column5 | Column6 | Column7 | Column8 | Column9 |  | Column1 | Column2 | Column3 | Column4 | Column5 | Column6 | Column7 | Column8 | Column9 |  | Column1 | Column2 | Column3 | Column4 | Column5 | Column6 | Column7 | Column8 | Column9 |  | Column1 | Column2 | Column3 | Column4 | Column5 | Column6 | Column7 | Column8 | Column9 |  | Column1 | Column2 | Column3 | Column4 | Column5 | Column6 | Column7 | Column8 | Column9 |  | Column1 | Column2 | Column3 | Column4 | Column5 | Column6 | Column7 | Column8 | Column9 | Column1 | Column2 | Column3 | Column4 | Column5 | Column6 | Column7 | Column8 | Column9 | Column1 | Column2 | Column3 | Column4 | Column5 | Column6 | Column7 | Column8 | Column9
|  | Indicator | Unit | A1-A3 | A1-A3 incl. rollforming | C1 | C2 | C3 | C4 | D |  | Indicator | Unit | A1-A3 | A1-A3 incl. rollforming | C1 | C2 | C3 | C4 | D |  | Indicator | Unit | A1-A3 | A1-A3 incl. rollforming | C1 | C2 | C3 | C4 | D |  | Indicator | Unit | A1-A3 | A1-A3 incl. rollforming | C1 | C2 | C3 | C4 | D |  | Indicator | Unit | A1-A3 | A1-A3 incl. rollforming | C1 | C2 | C3 | C4 | D |  | Indicator | Unit | A1-A3 | A1-A3 incl. rollforming | C1 | C2 | C3 | C4 | D |  | Indicator | Unit | A1-A3 | A1-A3 incl. rollforming | C1 | C2 | C3 | C4 | D |  | Indicator | Unit | A1-A3 | A1-A3 incl. rollforming | C1 | C2 | C3 | C4 | D |  | Indicator | Unit | A1-A3 | A1-A3 incl. rollforming | C1 | C2 | C3 | C4 | D | Indicator | Unit | A1-A3 | A1-A3 incl. rollforming | C1 | C2 | C3 | C4 | D | Indicator | Unit | A1-A3 | A1-A3 incl. rollforming | C1 | C2 | C3 | C4 | D
|  | GWP-total | kg CO2-eq. | 9.48 | 9.77 | 0.00157 | 0.0119 | 0.110 | 0.0121 | -3.01 |  | GWP-total | kg CO2-eq. | 10.5 | 10.8 | 0.00181 | 0.0138 | 0.128 | 0.0141 | -3.48 |  | GWP-total | kg CO2-eq. | 11.5 | 11.9 | 0.00206 | 0.0156 | 0.145 | 0.0160 | -3.94 |  | GWP-total | kg CO2-eq. | 12.0 | 12.3 | 0.00216 | 0.0164 | 0.152 | 0.0167 | -4.13 |  | GWP-total | kg CO2-eq. | 12.6 | 13.0 | 0.00230 | 0.0175 | 0.162 | 0.0179 | -4.41 |  | GWP-total | kg CO2-eq. | 13.2 | 13.6 | 0.00245 | 0.0186 | 0.173 | 0.0190 | -4.69 |  | GWP-total | kg CO2-eq. | 14.6 | 15.1 | 0.00279 | 0.0212 | 0.197 | 0.0217 | -5.34 |  | GWP-total | kg CO2-eq. | 15.7 | 16.2 | 0.00304 | 0.0231 | 0.214 | 0.0236 | -5.80 |  | GWP-total | kg CO2-eq. | 17.7 | 18.3 | 0.00353 | 0.0268 | 0.249 | 0.0274 | -6.73 | GWP-total | kg CO2-eq. | 18.7 | 19.4 | 0.00378 | 0.0287 | 0.267 | 0.0293 | -7.19 | GWP-total | kg CO2-eq. | 23.9 | 24.7 | 0.00501 | 0.0380 | 0.353 | 0.0388 | -9.52
|  | GWP-fossil | kg CO2-eq. | 9.49 | 9.84 | 0.00157 | 0.0119 | 0.110 | 0.0121 | -3.02 |  | GWP-fossil | kg CO2-eq. | 10.5 | 10.9 | 0.00181 | 0.0137 | 0.128 | 0.0140 | -3.48 |  | GWP-fossil | kg CO2-eq. | 11.5 | 12.0 | 0.00206 | 0.0156 | 0.145 | 0.0159 | -3.95 |  | GWP-fossil | kg CO2-eq. | 12.0 | 12.4 | 0.00216 | 0.0164 | 0.152 | 0.0167 | -4.13 |  | GWP-fossil | kg CO2-eq. | 12.6 | 13.1 | 0.00230 | 0.0175 | 0.162 | 0.0178 | -4.41 |  | GWP-fossil | kg CO2-eq. | 13.2 | 13.7 | 0.00245 | 0.0186 | 0.173 | 0.0190 | -4.69 |  | GWP-fossil | kg CO2-eq. | 14.6 | 15.2 | 0.00279 | 0.0212 | 0.197 | 0.0216 | -5.34 |  | GWP-fossil | kg CO2-eq. | 15.7 | 16.3 | 0.00304 | 0.0231 | 0.214 | 0.0235 | -5.80 |  | GWP-fossil | kg CO2-eq. | 17.7 | 18.4 | 0.00353 | 0.0268 | 0.249 | 0.0273 | -6.73 | GWP-fossil | kg CO2-eq. | 18.8 | 19.5 | 0.00378 | 0.0287 | 0.266 | 0.0292 | -7.20 | GWP-fossil | kg CO2-eq. | 23.9 | 24.9 | 0.00501 | 0.0380 | 0.353 | 0.0387 | -9.52
|  | GWP-biogenic | kg CO2-eq. | -0.00653 | -0.0716 | 1.55E-07 | 3.96E-06 | 1.23E-04 | 2.39E-05 | 0.00178 |  | GWP-biogenic | kg CO2-eq. | -0.00621 | -0.0814 | 1.79E-07 | 4.58E-06 | 1.43E-04 | 2.76E-05 | 0.00204 |  | GWP-biogenic | kg CO2-eq. | -0.00590 | -0.0912 | 2.04E-07 | 5.20E-06 | 1.62E-04 | 3.14E-05 | 0.00230 |  | GWP-biogenic | kg CO2-eq. | -0.00578 | -0.0952 | 2.13E-07 | 5.45E-06 | 1.70E-04 | 3.29E-05 | 0.00241 |  | GWP-biogenic | kg CO2-eq. | -0.00559 | -0.101 | 2.28E-07 | 5.83E-06 | 1.81E-04 | 3.52E-05 | 0.00257 |  | GWP-biogenic | kg CO2-eq. | -0.00540 | -0.107 | 2.43E-07 | 6.20E-06 | 1.93E-04 | 3.74E-05 | 0.00273 |  | GWP-biogenic | kg CO2-eq. | -0.00496 | -0.121 | 2.77E-07 | 7.07E-06 | 2.20E-04 | 4.27E-05 | 0.00310 |  | GWP-biogenic | kg CO2-eq. | -0.00465 | -0.131 | 3.01E-07 | 7.69E-06 | 2.39E-04 | 4.64E-05 | 0.00336 |  | GWP-biogenic | kg CO2-eq. | -0.00402 | -0.150 | 3.50E-07 | 8.94E-06 | 2.78E-04 | 5.39E-05 | 0.00389 | GWP-biogenic | kg CO2-eq. | -0.00371 | -0.160 | 3.74E-07 | 9.56E-06 | 2.97E-04 | 5.77E-05 | 0.00415 | GWP-biogenic | kg CO2-eq. | -0.00214 | -0.209 | 4.96E-07 | 1.27E-05 | 3.94E-04 | 7.64E-05 | 0.00547
|  | GWP-luluc | kg CO2-eq. | 3.59E-04 | 6.64E-04 | 1.14E-08 | 1.28E-07 | 4.23E-06 | 7.28E-06 | -6.10E-05 |  | GWP-luluc | kg CO2-eq. | 3.74E-04 | 7.26E-04 | 1.31E-08 | 1.48E-07 | 4.90E-06 | 8.43E-06 | -7.07E-05 |  | GWP-luluc | kg CO2-eq. | 3.89E-04 | 7.88E-04 | 1.49E-08 | 1.68E-07 | 5.56E-06 | 9.57E-06 | -8.05E-05 |  | GWP-luluc | kg CO2-eq. | 3.95E-04 | 8.13E-04 | 1.56E-08 | 1.76E-07 | 5.83E-06 | 1.00E-05 | -8.44E-05 |  | GWP-luluc | kg CO2-eq. | 4.04E-04 | 8.50E-04 | 1.67E-08 | 1.88E-07 | 6.23E-06 | 1.07E-05 | -9.02E-05 |  | GWP-luluc | kg CO2-eq. | 4.13E-04 | 8.87E-04 | 1.78E-08 | 2.00E-07 | 6.63E-06 | 1.14E-05 | -9.60E-05 |  | GWP-luluc | kg CO2-eq. | 4.34E-04 | 9.74E-04 | 2.03E-08 | 2.28E-07 | 7.56E-06 | 1.30E-05 | -1.10E-04 |  | GWP-luluc | kg CO2-eq. | 4.49E-04 | 0.00104 | 2.21E-08 | 2.48E-07 | 8.22E-06 | 1.41E-05 | -1.19E-04 |  | GWP-luluc | kg CO2-eq. | 4.79E-04 | 0.00116 | 2.56E-08 | 2.88E-07 | 9.55E-06 | 1.64E-05 | -1.39E-04 | GWP-luluc | kg CO2-eq. | 4.94E-04 | 0.00122 | 2.74E-08 | 3.09E-07 | 1.02E-05 | 1.76E-05 | -1.49E-04 | GWP-luluc | kg CO2-eq. | 5.69E-04 | 0.00153 | 3.63E-08 | 4.09E-07 | 1.35E-05 | 2.33E-05 | -1.97E-04
|  | ODP | kg CFC-11-eq. | 5.29E-12 | 5.83E-12 | 1.24E-16 | 1.19E-15 | 4.91E-13 | 1.59E-14 | 4.93E-14 |  | ODP | kg CFC-11-eq. | 5.64E-12 | 6.25E-12 | 1.44E-16 | 1.38E-15 | 5.68E-13 | 1.84E-14 | 5.58E-14 |  | ODP | kg CFC-11-eq. | 5.98E-12 | 6.68E-12 | 1.63E-16 | 1.57E-15 | 6.45E-13 | 2.09E-14 | 6.22E-14 |  | ODP | kg CFC-11-eq. | 6.12E-12 | 6.85E-12 | 1.71E-16 | 1.64E-15 | 6.76E-13 | 2.19E-14 | 6.48E-14 |  | ODP | kg CFC-11-eq. | 6.33E-12 | 7.10E-12 | 1.83E-16 | 1.75E-15 | 7.22E-13 | 2.34E-14 | 6.87E-14 |  | ODP | kg CFC-11-eq. | 6.54E-12 | 7.36E-12 | 1.95E-16 | 1.87E-15 | 7.68E-13 | 2.49E-14 | 7.26E-14 |  | ODP | kg CFC-11-eq. | 7.03E-12 | 7.95E-12 | 2.22E-16 | 2.13E-15 | 8.76E-13 | 2.84E-14 | 8.16E-14 |  | ODP | kg CFC-11-eq. | 7.38E-12 | 8.38E-12 | 2.41E-16 | 2.32E-15 | 9.53E-13 | 3.09E-14 | 8.81E-14 |  | ODP | kg CFC-11-eq. | 8.08E-12 | 9.23E-12 | 2.80E-16 | 2.69E-15 | 1.11E-12 | 3.59E-14 | 1.01E-13 | ODP | kg CFC-11-eq. | 8.43E-12 | 9.65E-12 | 3.00E-16 | 2.88E-15 | 1.18E-12 | 3.84E-14 | 1.08E-13 | ODP | kg CFC-11-eq. | 1.02E-11 | 1.18E-11 | 3.98E-16 | 3.81E-15 | 1.57E-12 | 5.09E-14 | 1.40E-13
|  | AP | mol H^{+} -eq. | 0.0335 | 0.0348 | 7.44E-06 | 3.06E-05 | 5.55E-04 | 3.82E-05 | -0.00295 |  | AP | mol H^{+} -eq. | 0.0369 | 0.0384 | 8.61E-06 | 3.55E-05 | 6.42E-04 | 4.42E-05 | -0.00343 |  | AP | mol H^{+} -eq. | 0.0403 | 0.0419 | 9.77E-06 | 4.03E-05 | 7.29E-04 | 5.02E-05 | -0.00390 |  | AP | mol H^{+} -eq. | 0.0416 | 0.0434 | 1.02E-05 | 4.22E-05 | 7.64E-04 | 5.26E-05 | -0.00410 |  | AP | mol H^{+} -eq. | 0.0437 | 0.0455 | 1.09E-05 | 4.51E-05 | 8.16E-04 | 5.62E-05 | -0.00438 |  | AP | mol H^{+} -eq. | 0.0457 | 0.0476 | 1.16E-05 | 4.80E-05 | 8.68E-04 | 5.98E-05 | -0.00467 |  | AP | mol H^{+} -eq. | 0.0504 | 0.0526 | 1.33E-05 | 5.47E-05 | 9.90E-04 | 6.82E-05 | -0.00534 |  | AP | mol H^{+} -eq. | 0.0538 | 0.0561 | 1.44E-05 | 5.95E-05 | 0.00108 | 7.42E-05 | -0.00582 |  | AP | mol H^{+} -eq. | 0.0606 | 0.0632 | 1.68E-05 | 6.92E-05 | 0.00125 | 8.62E-05 | -0.00677 | AP | mol H^{+} -eq. | 0.0639 | 0.0668 | 1.80E-05 | 7.40E-05 | 0.00134 | 9.22E-05 | -0.00725 | AP | mol H^{+} -eq. | 0.0808 | 0.0845 | 2.38E-05 | 9.80E-05 | 0.00177 | 1.22E-04 | -0.00965
|  | EP-freshwater | kg P-eq. | 2.67E-06 | 3.48E-06 | 2.75E-10 | 1.95E-09 | 6.03E-08 | 9.29E-09 | -5.37E-07 |  | EP-freshwater | kg P-eq. | 2.82E-06 | 3.75E-06 | 3.18E-10 | 2.26E-09 | 6.97E-08 | 1.07E-08 | -6.21E-07 |  | EP-freshwater | kg P-eq. | 2.97E-06 | 4.03E-06 | 3.61E-10 | 2.57E-09 | 7.92E-08 | 1.22E-08 | -7.04E-07 |  | EP-freshwater | kg P-eq. | 3.03E-06 | 4.13E-06 | 3.79E-10 | 2.69E-09 | 8.30E-08 | 1.28E-08 | -7.37E-07 |  | EP-freshwater | kg P-eq. | 3.12E-06 | 4.30E-06 | 4.05E-10 | 2.87E-09 | 8.87E-08 | 1.37E-08 | -7.87E-07 |  | EP-freshwater | kg P-eq. | 3.20E-06 | 4.46E-06 | 4.30E-10 | 3.06E-09 | 9.44E-08 | 1.45E-08 | -8.37E-07 |  | EP-freshwater | kg P-eq. | 3.41E-06 | 4.84E-06 | 4.91E-10 | 3.49E-09 | 1.08E-07 | 1.66E-08 | -9.53E-07 |  | EP-freshwater | kg P-eq. | 3.56E-06 | 5.11E-06 | 5.34E-10 | 3.80E-09 | 1.17E-07 | 1.80E-08 | -1.04E-06 |  | EP-freshwater | kg P-eq. | 3.86E-06 | 5.65E-06 | 6.21E-10 | 4.41E-09 | 1.36E-07 | 2.10E-08 | -1.20E-06 | EP-freshwater | kg P-eq. | 4.01E-06 | 5.92E-06 | 6.64E-10 | 4.72E-09 | 1.45E-07 | 2.24E-08 | -1.29E-06 | EP-freshwater | kg P-eq. | 4.75E-06 | 7.28E-06 | 8.80E-10 | 6.25E-09 | 1.93E-07 | 2.97E-08 | -1.70E-06
|  | EP-marine | kg N-eq. | 0.00747 | 0.00781 | 3.59E-06 | 1.38E-05 | 1.19E-04 | 9.31E-06 | -2.12E-04 |  | EP-marine | kg N-eq. | 0.00821 | 0.00860 | 4.16E-06 | 1.60E-05 | 1.37E-04 | 1.08E-05 | -2.52E-04 |  | EP-marine | kg N-eq. | 0.00896 | 0.00939 | 4.72E-06 | 1.82E-05 | 1.56E-04 | 1.22E-05 | -2.91E-04 |  | EP-marine | kg N-eq. | 0.00926 | 0.00971 | 4.95E-06 | 1.91E-05 | 1.64E-04 | 1.28E-05 | -3.07E-04 |  | EP-marine | kg N-eq. | 0.00971 | 0.0102 | 5.29E-06 | 2.04E-05 | 1.75E-04 | 1.37E-05 | -3.30E-04 |  | EP-marine | kg N-eq. | 0.0102 | 0.0107 | 5.63E-06 | 2.17E-05 | 1.86E-04 | 1.46E-05 | -3.54E-04 |  | EP-marine | kg N-eq. | 0.0112 | 0.0118 | 6.42E-06 | 2.47E-05 | 2.12E-04 | 1.66E-05 | -4.09E-04 |  | EP-marine | kg N-eq. | 0.0120 | 0.0126 | 6.98E-06 | 2.69E-05 | 2.31E-04 | 1.81E-05 | -4.48E-04 |  | EP-marine | kg N-eq. | 0.0134 | 0.0142 | 8.11E-06 | 3.13E-05 | 2.68E-04 | 2.10E-05 | -5.27E-04 | EP-marine | kg N-eq. | 0.0142 | 0.0149 | 8.67E-06 | 3.34E-05 | 2.87E-04 | 2.25E-05 | -5.66E-04 | EP-marine | kg N-eq. | 0.0179 | 0.0189 | 1.15E-05 | 4.43E-05 | 3.80E-04 | 2.98E-05 | -7.63E-04
|  | EP-terrestrial | mol N-eq. | 0.0835 | 0.0871 | 3.94E-05 | 1.52E-04 | 0.00130 | 1.02E-04 | 2.54E-04 |  | EP-terrestrial | mol N-eq. | 0.0920 | 0.0961 | 4.55E-05 | 1.76E-04 | 0.00150 | 1.18E-04 | 2.20E-04 |  | EP-terrestrial | mol N-eq. | 0.100 | 0.105 | 5.17E-05 | 2.00E-04 | 0.00170 | 1.34E-04 | 1.86E-04 |  | EP-terrestrial | mol N-eq. | 0.104 | 0.109 | 5.42E-05 | 2.10E-04 | 0.00179 | 1.41E-04 | 1.72E-04 |  | EP-terrestrial | mol N-eq. | 0.109 | 0.114 | 5.79E-05 | 2.24E-04 | 0.00191 | 1.50E-04 | 1.52E-04 |  | EP-terrestrial | mol N-eq. | 0.114 | 0.119 | 6.16E-05 | 2.39E-04 | 0.00203 | 1.60E-04 | 1.31E-04 |  | EP-terrestrial | mol N-eq. | 0.126 | 0.132 | 7.03E-05 | 2.72E-04 | 0.00232 | 1.82E-04 | 8.32E-05 |  | EP-terrestrial | mol N-eq. | 0.134 | 0.141 | 7.65E-05 | 2.96E-04 | 0.00252 | 1.98E-04 | 4.91E-05 |  | EP-terrestrial | mol N-eq. | 0.151 | 0.159 | 8.88E-05 | 3.44E-04 | 0.00293 | 2.30E-04 | -1.92E-05 | EP-terrestrial | mol N-eq. | 0.160 | 0.168 | 9.50E-05 | 3.68E-04 | 0.00313 | 2.47E-04 | -5.34E-05 | EP-terrestrial | mol N-eq. | 0.202 | 0.213 | 1.26E-04 | 4.87E-04 | 0.00415 | 3.27E-04 | -2.24E-04
|  | POCP | kg NMVOC-eq. | 0.0250 | 0.0260 | 1.01E-05 | 2.96E-05 | 3.30E-04 | 2.95E-05 | -0.00209 |  | POCP | kg NMVOC-eq. | 0.0276 | 0.0288 | 1.16E-05 | 3.42E-05 | 3.81E-04 | 3.41E-05 | -0.00243 |  | POCP | kg NMVOC-eq. | 0.0302 | 0.0315 | 1.32E-05 | 3.89E-05 | 4.33E-04 | 3.87E-05 | -0.00277 |  | POCP | kg NMVOC-eq. | 0.0312 | 0.0326 | 1.39E-05 | 4.07E-05 | 4.54E-04 | 4.06E-05 | -0.00291 |  | POCP | kg NMVOC-eq. | 0.0327 | 0.0342 | 1.48E-05 | 4.35E-05 | 4.85E-04 | 4.33E-05 | -0.00311 |  | POCP | kg NMVOC-eq. | 0.0343 | 0.0358 | 1.58E-05 | 4.63E-05 | 5.16E-04 | 4.61E-05 | -0.00331 |  | POCP | kg NMVOC-eq. | 0.0379 | 0.0396 | 1.80E-05 | 5.28E-05 | 5.88E-04 | 5.26E-05 | -0.00379 |  | POCP | kg NMVOC-eq. | 0.0405 | 0.0423 | 1.96E-05 | 5.75E-05 | 6.40E-04 | 5.72E-05 | -0.00413 |  | POCP | kg NMVOC-eq. | 0.0456 | 0.0477 | 2.27E-05 | 6.68E-05 | 7.44E-04 | 6.65E-05 | -0.00481 | POCP | kg NMVOC-eq. | 0.0482 | 0.0505 | 2.43E-05 | 7.14E-05 | 7.96E-04 | 7.11E-05 | -0.00515 | POCP | kg NMVOC-eq. | 0.0611 | 0.0640 | 3.22E-05 | 9.46E-05 | 0.00105 | 9.42E-05 | -0.00685
|  | ADP-minerals & metals31 | kg Sb-eq. | 2.78E-05 | 2.84E-05 | 1.91E-11 | 2.14E-10 | 9.25E-09 | 8.44E-10 | -1.52E-07 |  | ADP-minerals & metals34 | kg Sb-eq. | 2.79E-05 | 2.84E-05 | 2.21E-11 | 2.48E-10 | 1.07E-08 | 9.77E-10 | -1.76E-07 |  | ADP-minerals & metals37 | kg Sb-eq. | 2.79E-05 | 2.85E-05 | 2.51E-11 | 2.81E-10 | 1.22E-08 | 1.11E-09 | -1.99E-07 |  | ADP-minerals & metals40 | kg Sb-eq. | 2.79E-05 | 2.85E-05 | 2.63E-11 | 2.95E-10 | 1.27E-08 | 1.16E-09 | -2.08E-07 |  | ADP-minerals & metals43 | kg Sb-eq. | 2.80E-05 | 2.85E-05 | 2.81E-11 | 3.15E-10 | 1.36E-08 | 1.24E-09 | -2.22E-07 |  | ADP-minerals & metals46 | kg Sb-eq. | 2.80E-05 | 2.85E-05 | 2.99E-11 | 3.35E-10 | 1.45E-08 | 1.32E-09 | -2.37E-07 |  | ADP-minerals & metals49 | kg Sb-eq. | 2.80E-05 | 2.86E-05 | 3.41E-11 | 3.82E-10 | 1.65E-08 | 1.51E-09 | -2.69E-07 |  | ADP-minerals & metals52 | kg Sb-eq. | 2.81E-05 | 2.87E-05 | 3.71E-11 | 4.16E-10 | 1.80E-08 | 1.64E-09 | -2.93E-07 |  | ADP-minerals & metals55 | kg Sb-eq. | 2.82E-05 | 2.88E-05 | 4.31E-11 | 4.83E-10 | 2.09E-08 | 1.90E-09 | -3.40E-07 | ADP-minerals & metals58 | kg Sb-eq. | 2.82E-05 | 2.88E-05 | 4.61E-11 | 5.16E-10 | 2.23E-08 | 2.04E-09 | -3.63E-07 | ADP-minerals & metals61 | kg Sb-eq. | 2.84E-05 | 2.90E-05 | 6.11E-11 | 6.84E-10 | 2.96E-08 | 2.70E-09 | -4.80E-07
|  | ADP-fossil31 | MJ | 98.2 | 102 | 0.0208 | 0.158 | 1.19 | 0.172 | -27.3 |  | ADP-fossil34 | MJ | 108 | 113 | 0.0240 | 0.182 | 1.38 | 0.199 | -31.5 |  | ADP-fossil37 | MJ | 118 | 123 | 0.0273 | 0.207 | 1.57 | 0.226 | -35.7 |  | ADP-fossil40 | MJ | 122 | 127 | 0.0286 | 0.217 | 1.64 | 0.236 | -37.4 |  | ADP-fossil43 | MJ | 128 | 133 | 0.0306 | 0.232 | 1.75 | 0.253 | -40.0 |  | ADP-fossil46 | MJ | 133 | 139 | 0.0325 | 0.247 | 1.87 | 0.269 | -42.5 |  | ADP-fossil49 | MJ | 147 | 154 | 0.0371 | 0.281 | 2.13 | 0.307 | -48.4 |  | ADP-fossil52 | MJ | 157 | 164 | 0.0404 | 0.306 | 2.31 | 0.333 | -52.6 |  | ADP-fossil55 | MJ | 177 | 185 | 0.0469 | 0.355 | 2.69 | 0.387 | -61.0 | ADP-fossil58 | MJ | 186 | 195 | 0.0501 | 0.380 | 2.88 | 0.414 | -65.2 | ADP-fossil61 | MJ | 235 | 247 | 0.0665 | 0.504 | 3.81 | 0.549 | -86.3
|  | WDP31 | m3 world-eq. deprived | 0.793 | 0.843 | 1.16E-05 | 7.51E-05 | 0.0431 | 8.21E-04 | -0.579 |  | WDP34 | m3 world-eq. deprived | 0.838 | 0.894 | 1.34E-05 | 8.69E-05 | 0.0499 | 9.50E-04 | -0.669 |  | WDP37 | m3 world-eq. deprived | 0.883 | 0.945 | 1.53E-05 | 9.87E-05 | 0.0567 | 0.00108 | -0.758 |  | WDP40 | m3 world-eq. deprived | 0.901 | 0.965 | 1.60E-05 | 1.03E-04 | 0.0594 | 0.00113 | -0.793 |  | WDP43 | m3 world-eq. deprived | 0.928 | 0.995 | 1.71E-05 | 1.11E-04 | 0.0634 | 0.00121 | -0.847 |  | WDP46 | m3 world-eq. deprived | 0.955 | 1.03 | 1.82E-05 | 1.18E-04 | 0.0675 | 0.00129 | -0.900 |  | WDP49 | m3 world-eq. deprived | 1.02 | 1.10 | 2.07E-05 | 1.34E-04 | 0.0770 | 0.00147 | -1.02 |  | WDP52 | m3 world-eq. deprived | 1.06 | 1.15 | 2.26E-05 | 1.46E-04 | 0.0838 | 0.00160 | -1.11 |  | WDP55 | m3 world-eq. deprived | 1.15 | 1.25 | 2.62E-05 | 1.70E-04 | 0.0973 | 0.00185 | -1.29 | WDP58 | m3 world-eq. deprived | 1.20 | 1.30 | 2.80E-05 | 1.81E-04 | 0.104 | 0.00198 | -1.38 | WDP61 | m3 world-eq. deprived | 1.42 | 1.56 | 3.72E-05 | 2.40E-04 | 0.138 | 0.00263 | -1.83
|  | COLORBOND® steel in 0.30mm base metal thickness (BMT) Column1: Additional Environmental Impacts |  | Additional Environmental Impacts | [9 empty] | Additional Environmental Impacts | [9 empty] | Additional Environmental Impacts | [9 empty] | Additional Environmental Impacts | [9 empty] | Additional Environmental Impacts | [9 empty] | Additional Environmental Impacts | [9 empty] | Additional Environmental Impacts | [9 empty] | Additional Environmental Impacts | [8 empty] | Additional Environmental Impacts | [8 empty] | Additional Environmental Impacts
|  | Indicator | Unit | A1-A3 | A1-A3 incl. rollforming | C1 | C2 | C3 | C4 | D |  | Indicator | Unit | A1-A3 | A1-A3 incl. rollforming | C1 | C2 | C3 | C4 | D |  | Indicator | Unit | A1-A3 | A1-A3 incl. rollforming | C1 | C2 | C3 | C4 | D |  | Indicator | Unit | A1-A3 | A1-A3 incl. rollforming | C1 | C2 | C3 | C4 | D |  | Indicator | Unit | A1-A3 | A1-A3 incl. rollforming | C1 | C2 | C3 | C4 | D |  | Indicator | Unit | A1-A3 | A1-A3 incl. rollforming | C1 | C2 | C3 | C4 | D |  | Indicator | Unit | A1-A3 | A1-A3 incl. rollforming | C1 | C2 | C3 | C4 | D |  | Indicator | Unit | A1-A3 | A1-A3 incl. rollforming | C1 | C2 | C3 | C4 | D |  | Indicator | Unit | A1-A3 | A1-A3 incl. rollforming | C1 | C2 | C3 | C4 | D | Indicator | Unit | A1-A3 | A1-A3 incl. rollforming | C1 | C2 | C3 | C4 | D | Indicator | Unit | A1-A3 | A1-A3 incl. rollforming | C1 | C2 | C3 | C4 | D
|  | GWP-GHG32 | kg CO2-eq. | 9.28 | 9.63 | 0.00155 | 0.0118 | 0.109 | 0.0117 | -2.90 |  | GWP-GHG35 | kg CO2-eq. | 10.3 | 10.7 | 0.00179 | 0.0136 | 0.127 | 0.0136 | -3.35 |  | GWP-GHG38 | kg CO2-eq. | 11.3 | 11.7 | 0.00204 | 0.0155 | 0.144 | 0.0154 | -3.80 |  | GWP-GHG41 | kg CO2-eq. | 11.7 | 12.1 | 0.00213 | 0.0162 | 0.151 | 0.0162 | -3.98 |  | GWP-GHG44 | kg CO2-eq. | 12.3 | 12.8 | 0.00228 | 0.0173 | 0.161 | 0.0173 | -4.24 |  | GWP-GHG47 | kg CO2-eq. | 12.9 | 13.4 | 0.00242 | 0.0184 | 0.171 | 0.0184 | -4.51 |  | GWP-GHG50 | kg CO2-eq. | 14.3 | 14.9 | 0.00276 | 0.0210 | 0.195 | 0.0210 | -5.14 |  | GWP-GHG53 | kg CO2-eq. | 15.3 | 15.9 | 0.00301 | 0.0229 | 0.212 | 0.0228 | -5.59 |  | GWP-GHG56 | kg CO2-eq. | 17.3 | 18.0 | 0.00349 | 0.0266 | 0.247 | 0.0265 | -6.48 | GWP-GHG59 | kg CO2-eq. | 18.3 | 19.1 | 0.00374 | 0.0284 | 0.264 | 0.0284 | -6.93 | GWP-GHG62 | kg CO2-eq. | 23.3 | 24.3 | 0.00495 | 0.0376 | 0.350 | 0.0376 | -9.16
|  | PM | Disease incidence | 4.06E-07 | 4.21E-07 | 8.42E-11 | 2.01E-10 | 5.40E-09 | 4.09E-10 | -3.27E-08 |  | PM | Disease incidence | 4.51E-07 | 4.68E-07 | 9.74E-11 | 2.32E-10 | 6.25E-09 | 4.73E-10 | -3.82E-08 |  | PM | Disease incidence | 4.96E-07 | 5.15E-07 | 1.11E-10 | 2.64E-10 | 7.10E-09 | 5.37E-10 | -4.36E-08 |  | PM | Disease incidence | 5.14E-07 | 5.33E-07 | 1.16E-10 | 2.77E-10 | 7.44E-09 | 5.63E-10 | -4.58E-08 |  | PM | Disease incidence | 5.41E-07 | 5.62E-07 | 1.24E-10 | 2.95E-10 | 7.95E-09 | 6.01E-10 | -4.91E-08 |  | PM | Disease incidence | 5.68E-07 | 5.90E-07 | 1.32E-10 | 3.14E-10 | 8.46E-09 | 6.40E-10 | -5.23E-08 |  | PM | Disease incidence | 6.32E-07 | 6.56E-07 | 1.50E-10 | 3.59E-10 | 9.65E-09 | 7.29E-10 | -5.99E-08 |  | PM | Disease incidence | 6.77E-07 | 7.03E-07 | 1.63E-10 | 3.90E-10 | 1.05E-08 | 7.94E-10 | -6.54E-08 |  | PM | Disease incidence | 7.67E-07 | 7.97E-07 | 1.90E-10 | 4.53E-10 | 1.22E-08 | 9.22E-10 | -7.63E-08 | PM | Disease incidence | 8.12E-07 | 8.44E-07 | 2.03E-10 | 4.85E-10 | 1.30E-08 | 9.86E-10 | -8.17E-08 | PM | Disease incidence | 1.04E-06 | 1.08E-06 | 2.69E-10 | 6.42E-10 | 1.73E-08 | 1.31E-09 | -1.09E-07
|  | IRP33 | kBq U-235-eq. | 0.111 | 0.114 | 3.94E-08 | 4.00E-06 | 2.08E-05 | 3.05E-04 | 0.0710 |  | IRP36 | kBq U-235-eq. | 0.113 | 0.115 | 4.56E-08 | 4.63E-06 | 2.41E-05 | 3.53E-04 | 0.0819 |  | IRP39 | kBq U-235-eq. | 0.114 | 0.117 | 5.18E-08 | 5.26E-06 | 2.74E-05 | 4.01E-04 | 0.0928 |  | IRP42 | kBq U-235-eq. | 0.115 | 0.118 | 5.43E-08 | 5.51E-06 | 2.87E-05 | 4.21E-04 | 0.0972 |  | IRP45 | kBq U-235-eq. | 0.116 | 0.119 | 5.80E-08 | 5.88E-06 | 3.07E-05 | 4.49E-04 | 0.104 |  | IRP48 | kBq U-235-eq. | 0.117 | 0.120 | 6.17E-08 | 6.26E-06 | 3.26E-05 | 4.78E-04 | 0.110 |  | IRP51 | kBq U-235-eq. | 0.119 | 0.122 | 7.04E-08 | 7.14E-06 | 3.72E-05 | 5.45E-04 | 0.125 |  | IRP54 | kBq U-235-eq. | 0.120 | 0.124 | 7.66E-08 | 7.77E-06 | 4.05E-05 | 5.93E-04 | 0.136 |  | IRP57 | kBq U-235-eq. | 0.123 | 0.127 | 8.90E-08 | 9.03E-06 | 4.70E-05 | 6.89E-04 | 0.158 | IRP60 | kBq U-235-eq. | 0.125 | 0.128 | 9.52E-08 | 9.65E-06 | 5.03E-05 | 7.37E-04 | 0.169 | IRP63 | kBq U-235-eq. | 0.132 | 0.137 | 1.26E-07 | 1.28E-05 | 6.67E-05 | 9.77E-04 | 0.223
|  | ETP-fw31 | CTUe | 21.0 | 22.1 | 0.00522 | 0.0632 | 0.228 | 0.0509 | -0.871 |  | ETP-fw34 | CTUe | 22.3 | 23.5 | 0.00604 | 0.0731 | 0.263 | 0.0589 | -1.01 |  | ETP-fw37 | CTUe | 23.5 | 24.9 | 0.00686 | 0.0830 | 0.299 | 0.0669 | -1.16 |  | ETP-fw40 | CTUe | 24.0 | 25.4 | 0.00719 | 0.0870 | 0.313 | 0.0701 | -1.21 |  | ETP-fw43 | CTUe | 24.7 | 26.2 | 0.00768 | 0.0929 | 0.335 | 0.0749 | -1.30 |  | ETP-fw46 | CTUe | 25.5 | 27.0 | 0.00817 | 0.0989 | 0.356 | 0.0797 | -1.38 |  | ETP-fw49 | CTUe | 27.2 | 29.0 | 0.00932 | 0.113 | 0.406 | 0.0909 | -1.58 |  | ETP-fw52 | CTUe | 28.5 | 30.3 | 0.0101 | 0.123 | 0.442 | 0.0989 | -1.72 |  | ETP-fw55 | CTUe | 30.9 | 33.1 | 0.0118 | 0.143 | 0.514 | 0.115 | -2.01 | ETP-fw58 | CTUe | 32.2 | 34.5 | 0.0126 | 0.152 | 0.549 | 0.123 | -2.15 | ETP-fw61 | CTUe | 38.4 | 41.3 | 0.0167 | 0.202 | 0.728 | 0.163 | -2.86
|  | HTP-c31 | CTUh | 1.80E-09 | 1.87E-09 | 8.76E-14 | 1.07E-12 | 1.02E-11 | 6.04E-12 | -1.27E-09 |  | HTP-c34 | CTUh | 1.88E-09 | 1.96E-09 | 1.01E-13 | 1.23E-12 | 1.18E-11 | 6.98E-12 | -1.46E-09 |  | HTP-c37 | CTUh | 1.96E-09 | 2.04E-09 | 1.15E-13 | 1.40E-12 | 1.34E-11 | 7.93E-12 | -1.65E-09 |  | HTP-c40 | CTUh | 1.99E-09 | 2.08E-09 | 1.21E-13 | 1.47E-12 | 1.40E-11 | 8.31E-12 | -1.73E-09 |  | HTP-c43 | CTUh | 2.04E-09 | 2.13E-09 | 1.29E-13 | 1.57E-12 | 1.50E-11 | 8.88E-12 | -1.85E-09 |  | HTP-c46 | CTUh | 2.08E-09 | 2.18E-09 | 1.37E-13 | 1.67E-12 | 1.60E-11 | 9.45E-12 | -1.97E-09 |  | HTP-c49 | CTUh | 2.19E-09 | 2.30E-09 | 1.56E-13 | 1.91E-12 | 1.82E-11 | 1.08E-11 | -2.24E-09 |  | HTP-c52 | CTUh | 2.27E-09 | 2.39E-09 | 1.70E-13 | 2.07E-12 | 1.98E-11 | 1.17E-11 | -2.43E-09 |  | HTP-c55 | CTUh | 2.43E-09 | 2.56E-09 | 1.98E-13 | 2.41E-12 | 2.30E-11 | 1.36E-11 | -2.82E-09 | HTP-c58 | CTUh | 2.51E-09 | 2.65E-09 | 2.11E-13 | 2.58E-12 | 2.46E-11 | 1.46E-11 | -3.02E-09 | HTP-c61 | CTUh | 2.90E-09 | 3.08E-09 | 2.80E-13 | 3.41E-12 | 3.26E-11 | 1.93E-11 | -3.99E-09
|  | HTP-nc31 | CTUh | 2.17E-07 | 2.24E-07 | 5.47E-12 | 4.23E-11 | 3.40E-10 | 6.08E-10 | -4.14E-08 |  | HTP-nc34 | CTUh | 2.38E-07 | 2.45E-07 | 6.33E-12 | 4.90E-11 | 3.93E-10 | 7.04E-10 | -4.78E-08 |  | HTP-nc37 | CTUh | 2.59E-07 | 2.67E-07 | 7.19E-12 | 5.56E-11 | 4.46E-10 | 7.99E-10 | -5.42E-08 |  | HTP-nc40 | CTUh | 2.67E-07 | 2.76E-07 | 7.53E-12 | 5.83E-11 | 4.68E-10 | 8.37E-10 | -5.68E-08 |  | HTP-nc43 | CTUh | 2.80E-07 | 2.89E-07 | 8.05E-12 | 6.23E-11 | 5.00E-10 | 8.95E-10 | -6.06E-08 |  | HTP-nc46 | CTUh | 2.92E-07 | 3.02E-07 | 8.56E-12 | 6.63E-11 | 5.32E-10 | 9.52E-10 | -6.45E-08 |  | HTP-nc49 | CTUh | 3.22E-07 | 3.32E-07 | 9.76E-12 | 7.56E-11 | 6.06E-10 | 1.09E-09 | -7.34E-08 |  | HTP-nc52 | CTUh | 3.42E-07 | 3.54E-07 | 1.06E-11 | 8.22E-11 | 6.60E-10 | 1.18E-09 | -7.98E-08 |  | HTP-nc55 | CTUh | 3.84E-07 | 3.97E-07 | 1.23E-11 | 9.55E-11 | 7.67E-10 | 1.37E-09 | -9.26E-08 | HTP-nc58 | CTUh | 4.05E-07 | 4.18E-07 | 1.32E-11 | 1.02E-10 | 8.20E-10 | 1.47E-09 | -9.90E-08 | HTP-nc61 | CTUh | 5.09E-07 | 5.27E-07 | 1.75E-11 | 1.35E-10 | 1.09E-09 | 1.95E-09 | -1.31E-07
|  | SQP31 | dimensionless | 4.00 | 6.33 | 4.77E-05 | 4.44E-04 | 0.152 | 0.0133 | 0.370 |  | SQP34 | dimensionless | 4.24 | 6.93 | 5.52E-05 | 5.14E-04 | 0.176 | 0.0154 | 0.426 |  | SQP37 | dimensionless | 4.49 | 7.54 | 6.27E-05 | 5.84E-04 | 0.200 | 0.0175 | 0.482 |  | SQP40 | dimensionless | 4.59 | 7.78 | 6.57E-05 | 6.12E-04 | 0.210 | 0.0184 | 0.505 |  | SQP43 | dimensionless | 4.73 | 8.14 | 7.02E-05 | 6.54E-04 | 0.224 | 0.0196 | 0.538 |  | SQP46 | dimensionless | 4.88 | 8.50 | 7.47E-05 | 6.96E-04 | 0.239 | 0.0209 | 0.572 |  | SQP49 | dimensionless | 5.23 | 9.35 | 8.52E-05 | 7.93E-04 | 0.272 | 0.0238 | 0.651 |  | SQP52 | dimensionless | 5.47 | 9.95 | 9.27E-05 | 8.63E-04 | 0.296 | 0.0259 | 0.707 |  | SQP55 | dimensionless | 5.96 | 11.2 | 1.08E-04 | 0.00100 | 0.344 | 0.0301 | 0.819 | SQP58 | dimensionless | 6.21 | 11.8 | 1.15E-04 | 0.00107 | 0.368 | 0.0322 | 0.875 | SQP61 | dimensionless | 7.44 | 14.8 | 1.53E-04 | 0.00142 | 0.488 | 0.0427 | 1.16
|  | COLORBOND® steel in 0.30mm base metal thickness (BMT) Column1: Resource use |  | Resource use | [9 empty] | Resource use | [9 empty] | Resource use | [9 empty] | Resource use | [9 empty] | Resource use | [9 empty] | Resource use | [9 empty] | Resource use | [9 empty] | Resource use | [8 empty] | Resource use | [8 empty] | Resource use
|  | Parameter | Unit | A1-A3 | A1-A3 incl. rollforming | C1 | C2 | C3 | C4 | D |  | Parameter | Unit | A1-A3 | A1-A3 incl. rollforming | C1 | C2 | C3 | C4 | D |  | Parameter | Unit | A1-A3 | A1-A3 incl. rollforming | C1 | C2 | C3 | C4 | D |  | Parameter | Unit | A1-A3 | A1-A3 incl. rollforming | C1 | C2 | C3 | C4 | D |  | Parameter | Unit | A1-A3 | A1-A3 incl. rollforming | C1 | C2 | C3 | C4 | D |  | Parameter | Unit | A1-A3 | A1-A3 incl. rollforming | C1 | C2 | C3 | C4 | D |  | Parameter | Unit | A1-A3 | A1-A3 incl. rollforming | C1 | C2 | C3 | C4 | D |  | Parameter | Unit | A1-A3 | A1-A3 incl. rollforming | C1 | C2 | C3 | C4 | D |  | Parameter | Unit | A1-A3 | A1-A3 incl. rollforming | C1 | C2 | C3 | C4 | D | Parameter | Unit | A1-A3 | A1-A3 incl. rollforming | C1 | C2 | C3 | C4 | D | Parameter | Unit | A1-A3 | A1-A3 incl. rollforming | C1 | C2 | C3 | C4 | D
|  | PERE | MJ | 6.84 | 7.80 | 6.79E-05 | 7.70E-04 | 0.256 | 0.0140 | 1.85 |  | PERE | MJ | 7.10 | 8.20 | 7.85E-05 | 8.91E-04 | 0.297 | 0.0162 | 2.14 |  | PERE | MJ | 7.36 | 8.59 | 8.92E-05 | 0.00101 | 0.337 | 0.0184 | 2.42 |  | PERE | MJ | 7.46 | 8.75 | 9.34E-05 | 0.00106 | 0.353 | 0.0193 | 2.53 |  | PERE | MJ | 7.62 | 8.99 | 9.98E-05 | 0.00113 | 0.377 | 0.0206 | 2.70 |  | PERE | MJ | 7.77 | 9.23 | 1.06E-04 | 0.00121 | 0.402 | 0.0219 | 2.87 |  | PERE | MJ | 8.14 | 9.78 | 1.21E-04 | 0.00137 | 0.458 | 0.0250 | 3.27 |  | PERE | MJ | 8.39 | 10.2 | 1.32E-04 | 0.00150 | 0.498 | 0.0272 | 3.55 |  | PERE | MJ | 8.91 | 11.0 | 1.53E-04 | 0.00174 | 0.579 | 0.0316 | 4.12 | PERE | MJ | 9.17 | 11.4 | 1.64E-04 | 0.00186 | 0.619 | 0.0338 | 4.40 | PERE | MJ | 10.5 | 13.3 | 2.17E-04 | 0.00246 | 0.820 | 0.0449 | 5.82
|  | PERM | MJ | 0 | 0 | 0 | 0 | 0 | 0 | 0 |  | PERM | MJ | 0 | 0 | 0 | 0 | 0 | 0 | 0 |  | PERM | MJ | 0 | 0 | 0 | 0 | 0 | 0 | 0 |  | PERM | MJ | 0 | 0 | 0 | 0 | 0 | 0 | 0 |  | PERM | MJ | 0 | 0 | 0 | 0 | 0 | 0 | 0 |  | PERM | MJ | 0 | 0 | 0 | 0 | 0 | 0 | 0 |  | PERM | MJ | 0 | 0 | 0 | 0 | 0 | 0 | 0 |  | PERM | MJ | 0 | 0 | 0 | 0 | 0 | 0 | 0 |  | PERM | MJ | 0 | 0 | 0 | 0 | 0 | 0 | 0 | PERM | MJ | 0 | 0 | 0 | 0 | 0 | 0 | 0 | PERM | MJ | 0 | 0 | 0 | 0 | 0 | 0 | 0
|  | PERT | MJ | 6.84 | 7.80 | 6.79E-05 | 7.70E-04 | 0.256 | 0.0140 | 1.85 |  | PERT | MJ | 7.10 | 8.20 | 7.85E-05 | 8.91E-04 | 0.297 | 0.0162 | 2.14 |  | PERT | MJ | 7.36 | 8.59 | 8.92E-05 | 0.00101 | 0.337 | 0.0184 | 2.42 |  | PERT | MJ | 7.46 | 8.75 | 9.34E-05 | 0.00106 | 0.353 | 0.0193 | 2.53 |  | PERT | MJ | 7.62 | 8.99 | 9.98E-05 | 0.00113 | 0.377 | 0.0206 | 2.70 |  | PERT | MJ | 7.77 | 9.23 | 1.06E-04 | 0.00121 | 0.402 | 0.0219 | 2.87 |  | PERT | MJ | 8.14 | 9.78 | 1.21E-04 | 0.00137 | 0.458 | 0.0250 | 3.27 |  | PERT | MJ | 8.39 | 10.2 | 1.32E-04 | 0.00150 | 0.498 | 0.0272 | 3.55 |  | PERT | MJ | 8.91 | 11.0 | 1.53E-04 | 0.00174 | 0.579 | 0.0316 | 4.12 | PERT | MJ | 9.17 | 11.4 | 1.64E-04 | 0.00186 | 0.619 | 0.0338 | 4.40 | PERT | MJ | 10.5 | 13.3 | 2.17E-04 | 0.00246 | 0.820 | 0.0449 | 5.82
|  | PENRE | MJ | 97.8 | 102 | 0.0208 | 0.158 | 1.19 | 0.172 | -27.3 |  | PENRE | MJ | 108 | 112 | 0.0240 | 0.182 | 1.38 | 0.199 | -31.5 |  | PENRE | MJ | 117 | 122 | 0.0273 | 0.207 | 1.57 | 0.226 | -35.7 |  | PENRE | MJ | 121 | 127 | 0.0286 | 0.217 | 1.64 | 0.237 | -37.4 |  | PENRE | MJ | 127 | 133 | 0.0306 | 0.232 | 1.75 | 0.253 | -40.0 |  | PENRE | MJ | 133 | 139 | 0.0325 | 0.247 | 1.87 | 0.269 | -42.5 |  | PENRE | MJ | 147 | 153 | 0.0371 | 0.281 | 2.13 | 0.307 | -48.4 |  | PENRE | MJ | 157 | 164 | 0.0404 | 0.306 | 2.31 | 0.334 | -52.6 |  | PENRE | MJ | 176 | 184 | 0.0469 | 0.356 | 2.69 | 0.388 | -61.0 | PENRE | MJ | 186 | 195 | 0.0501 | 0.380 | 2.88 | 0.415 | -65.2 | PENRE | MJ | 235 | 246 | 0.0665 | 0.504 | 3.81 | 0.549 | -86.3
|  | PENRM | MJ | 0.418 | 0.426 | 0 | 0 | 0 | 0 | 0 |  | PENRM | MJ | 0.418 | 0.426 | 0 | 0 | 0 | 0 | 0 |  | PENRM | MJ | 0.418 | 0.426 | 0 | 0 | 0 | 0 | 0 |  | PENRM | MJ | 0.418 | 0.426 | 0 | 0 | 0 | 0 | 0 |  | PENRM | MJ | 0.418 | 0.426 | 0 | 0 | 0 | 0 | 0 |  | PENRM | MJ | 0.418 | 0.426 | 0 | 0 | 0 | 0 | 0 |  | PENRM | MJ | 0.418 | 0.426 | 0 | 0 | 0 | 0 | 0 |  | PENRM | MJ | 0.418 | 0.426 | 0 | 0 | 0 | 0 | 0 |  | PENRM | MJ | 0.418 | 0.426 | 0 | 0 | 0 | 0 | 0 | PENRM | MJ | 0.418 | 0.426 | 0 | 0 | 0 | 0 | 0 | PENRM | MJ | 0.418 | 0.426 | 0 | 0 | 0 | 0 | 0
|  | PENRT | MJ | 98.2 | 102 | 0.0208 | 0.158 | 1.19 | 0.172 | -27.3 |  | PENRT | MJ | 108 | 113 | 0.0240 | 0.182 | 1.38 | 0.199 | -31.5 |  | PENRT | MJ | 118 | 123 | 0.0273 | 0.207 | 1.57 | 0.226 | -35.7 |  | PENRT | MJ | 122 | 127 | 0.0286 | 0.217 | 1.64 | 0.237 | -37.4 |  | PENRT | MJ | 128 | 133 | 0.0306 | 0.232 | 1.75 | 0.253 | -40.0 |  | PENRT | MJ | 134 | 139 | 0.0325 | 0.247 | 1.87 | 0.269 | -42.5 |  | PENRT | MJ | 147 | 154 | 0.0371 | 0.281 | 2.13 | 0.307 | -48.4 |  | PENRT | MJ | 157 | 164 | 0.0404 | 0.306 | 2.31 | 0.334 | -52.6 |  | PENRT | MJ | 177 | 185 | 0.0469 | 0.356 | 2.69 | 0.388 | -61.0 | PENRT | MJ | 187 | 195 | 0.0501 | 0.380 | 2.88 | 0.415 | -65.2 | PENRT | MJ | 236 | 247 | 0.0665 | 0.504 | 3.81 | 0.549 | -86.3
|  | SM | kg | 0.366 | 0.373 | 0 | 0 | 0 | 0 | 0 |  | SM | kg | 0.442 | 0.450 | 0 | 0 | 0 | 0 | 0 |  | SM | kg | 0.518 | 0.528 | 0 | 0 | 0 | 0 | 0 |  | SM | kg | 0.548 | 0.559 | 0 | 0 | 0 | 0 | 0 |  | SM | kg | 0.594 | 0.605 | 0 | 0 | 0 | 0 | 0 |  | SM | kg | 0.640 | 0.652 | 0 | 0 | 0 | 0 | 0 |  | SM | kg | 0.746 | 0.760 | 0 | 0 | 0 | 0 | 0 |  | SM | kg | 0.822 | 0.837 | 0 | 0 | 0 | 0 | 0 |  | SM | kg | 0.974 | 0.992 | 0 | 0 | 0 | 0 | 0 | SM | kg | 1.05 | 1.07 | 0 | 0 | 0 | 0 | 0 | SM | kg | 1.43 | 1.46 | 0 | 0 | 0 | 0 | 0
|  | RSF | MJ | 0 | 0 | 0 | 0 | 0 | 0 | 0 |  | RSF | MJ | 0 | 0 | 0 | 0 | 0 | 0 | 0 |  | RSF | MJ | 0 | 0 | 0 | 0 | 0 | 0 | 0 |  | RSF | MJ | 0 | 0 | 0 | 0 | 0 | 0 | 0 |  | RSF | MJ | 0 | 0 | 0 | 0 | 0 | 0 | 0 |  | RSF | MJ | 0 | 0 | 0 | 0 | 0 | 0 | 0 |  | RSF | MJ | 0 | 0 | 0 | 0 | 0 | 0 | 0 |  | RSF | MJ | 0 | 0 | 0 | 0 | 0 | 0 | 0 |  | RSF | MJ | 0 | 0 | 0 | 0 | 0 | 0 | 0 | RSF | MJ | 0 | 0 | 0 | 0 | 0 | 0 | 0 | RSF | MJ | 0 | 0 | 0 | 0 | 0 | 0 | 0
|  | NRSF | MJ | 0 | 0 | 0 | 0 | 0 | 0 | 0 |  | NRSF | MJ | 0 | 0 | 0 | 0 | 0 | 0 | 0 |  | NRSF | MJ | 0 | 0 | 0 | 0 | 0 | 0 | 0 |  | NRSF | MJ | 0 | 0 | 0 | 0 | 0 | 0 | 0 |  | NRSF | MJ | 0 | 0 | 0 | 0 | 0 | 0 | 0 |  | NRSF | MJ | 0 | 0 | 0 | 0 | 0 | 0 | 0 |  | NRSF | MJ | 0 | 0 | 0 | 0 | 0 | 0 | 0 |  | NRSF | MJ | 0 | 0 | 0 | 0 | 0 | 0 | 0 |  | NRSF | MJ | 0 | 0 | 0 | 0 | 0 | 0 | 0 | NRSF | MJ | 0 | 0 | 0 | 0 | 0 | 0 | 0 | NRSF | MJ | 0 | 0 | 0 | 0 | 0 | 0 | 0
|  | FW | m3 | 0.0203 | 0.0213 | 1.75E-07 | 1.50E-06 | 6.06E-04 | 2.42E-05 | -0.0131 |  | FW | m3 | 0.0211 | 0.0223 | 2.02E-07 | 1.74E-06 | 7.01E-04 | 2.80E-05 | -0.0151 |  | FW | m3 | 0.0219 | 0.0232 | 2.30E-07 | 1.97E-06 | 7.97E-04 | 3.18E-05 | -0.0172 |  | FW | m3 | 0.0222 | 0.0236 | 2.41E-07 | 2.07E-06 | 8.35E-04 | 3.33E-05 | -0.0180 |  | FW | m3 | 0.0227 | 0.0242 | 2.57E-07 | 2.21E-06 | 8.92E-04 | 3.56E-05 | -0.0192 |  | FW | m3 | 0.0232 | 0.0247 | 2.74E-07 | 2.35E-06 | 9.49E-04 | 3.79E-05 | -0.0204 |  | FW | m3 | 0.0243 | 0.0261 | 3.12E-07 | 2.68E-06 | 0.00108 | 4.32E-05 | -0.0232 |  | FW | m3 | 0.0252 | 0.0270 | 3.40E-07 | 2.92E-06 | 0.00118 | 4.70E-05 | -0.0252 |  | FW | m3 | 0.0268 | 0.0289 | 3.95E-07 | 3.39E-06 | 0.00137 | 5.46E-05 | -0.0292 | FW | m3 | 0.0276 | 0.0299 | 4.22E-07 | 3.62E-06 | 0.00146 | 5.84E-05 | -0.0313 | FW | m3 | 0.0317 | 0.0346 | 5.59E-07 | 4.80E-06 | 0.00194 | 7.74E-05 | -0.0413
|  | Product | Metallic Coating | Base Metal Thickness (BMT) | Product mass (kg/m^{2} flat product)
|  |  |  | 0.30 mm | 2.51
|  |  |  | 0.35 mm | 2.91
|  | COLORBOND®steel for roofing and walling (XRW) | AM100 | 0.40 mm | 3.3
|  |  |  | 0.42 mm | 3.46
|  |  |  | 0.45 mm | 3.69
|  |  |  | 0.48 mm | 3.93
|  |  |  | 0.55 mm | 4.48
|  |  |  | 0.60 mm | 4.87
|  |  |  | 0.70 mm | 5.65
|  |  |  | 0.75 mm | 6.05
|  |  |  | 1.00 mm | 8.01
|  |  | Column1 | Column2 | Column3 | Column4 | Column5 | Column6 | Column7 | Column8 | Column9 | Column10 | Column11 | Column12
|  |  | GALVABOND® steel | Z100 | 0.37 mm | 3.05 | Z275 | 0.75 mm | 6.17
[5 empty] | 0.40 mm | 3.28 |  | 0.80 mm | 6.56
[5 empty] | 0.45 mm | 3.68 |  | 0.85 mm | 6.95
[5 empty] | 0.50 mm | 4.07 |  | 0.90 mm | 7.35
[5 empty] | 0.55 mm | 4.46 |  | 0.95 mm | 7.74
[5 empty] | 0.70 mm | 5.64 |  | 1.00 mm | 8.13
[5 empty] | 0.75 mm | 6.03 |  | 1.10 mm | 8.92
[5 empty] | 1.00 mm | 7.99 |  | 1.15 mm | 9.31
|  |  |  | Z200 | 0.40 mm | 3.35 |  | 1.20 mm | 9.70
[5 empty] | 0.50 mm | 4.13 |  | 1.50 mm | 12.06
[5 empty] | 0.55 mm | 4.52 |  | 1.55 mm | 12.45
[5 empty] | 1.40 mm | 11.20 |  | 1.60 mm | 12.84
|  |  |  | Z275 | 0.40 mm | 3.42 |  | 1.90 mm | 15.20
[5 empty] | 0.50 mm | 4.21 |  | 1.95 mm | 15.59
[5 empty] | 0.55 mm | 4.60 |  | 2.40 mm | 19.12
[5 empty] | 0.60 mm | 4.99 |  | 2.90 mm | 23.05
[5 empty] | 0.70 mm | 5.78
|  |  | Column1 | Column2 | Column3
|  |  | COLORBOND® Intramax® steel (CRP) | AM150 | 0.42 mm
0.48 mm
0.55 mm
0.60 mm
0.70 mm
0.75 mm
Steel,
(Bluescope)
| Material | Company | Product | GWPf | GWPb | from | to | Registrayion number | Version | location | unit | Product mass (kg/m2) | ref | Table name | Material name | Notes | Column1 | Column2 | Column3 | Column4 |  |  | Name |  | Determination from thinkstep - Nicole Sullivan 1/12/2023
| Steel | Bluescope | Steel – Welded Beams and Columns | 2860 | -22.4 | 2020-11-27 | 2025-11-27 | S-P-00559 | Version 1 | Australia | tonne |  | https://epd-australasia.com/wp-content/uploads/2018/04/BSS22179-WB_C_EPD_2020_Final.pdf | Structural sections (hot - rolled) | Steel, Structural sections (hot - rolled), Steel – Welded Beams and Columns (Bluescope) | [7 empty] | Steel, Structural sections (hot - rolled), Steel – Welded Beams and Columns (Bluescope) | Steel type (structural) | Hot or cold rolled
| Steel | Bluescope | XLERPLATE® steel – Low Carbon Steel | 2590 | -22.6 | 2020-11-27 | 2025-11-27 | S-P-00558 | Version 1 | Australia | tonne |  | https://epd-australasia.com/wp-content/uploads/2018/04/BSS22179-XLER_EPD_2020_Final.pdf | Structural sections (hot - rolled) | Steel, Structural sections (hot - rolled), XLERPLATE® steel – Low Carbon Steel (Bluescope) | Steel typically used for pre-painted and metallic-coated applications. Also used as light structural steel and some tubing steel. – AS/NZS 3678-A1006 (analysis grade) | [6 empty] | Steel, Structural sections (hot - rolled), XLERPLATE® steel – Low Carbon Steel (Bluescope) | Steel, Structural sections, Steel, equal angle (EA), structural section, unpainted, 125 x 125 x 8 mm to 200 x 200 x 26 mm, (InfraBuild via Distributor IBSC), Australia | Hot rolled structural steel
| Steel | Bluescope | XLERPLATE® steel – Medium Carbon Steel | 2640 | -22.6 | 2020-11-27 | 2025-11-27 | S-P-00559 | Version 1 | Australia | tonne |  | https://epd-australasia.com/wp-content/uploads/2018/04/BSS22179-XLER_EPD_2020_Final.pdf | Structural sections (hot - rolled) | Steel, Structural sections (hot - rolled), XLERPLATE® steel – Medium Carbon Steel (Bluescope) | Typically structural steels. Also gas cylinders, tubing and piping steels. – AS/NZS 3678-8300MOD5 – AS/NZS 3678-Lasercut 250 – AS/NZS 3678-Lasercut 350 | [6 empty] | Steel, Structural sections (hot - rolled), XLERPLATE® steel – Medium Carbon Steel (Bluescope) | Steel, Structural sections, Steel, parallel flange channel (PFC), structural section, unpainted, 180 x 75 mm to 380 x 100 mm, (InfraBuild via Distributor IBSC), Australia | Hot rolled structural steel
| Steel | Bluescope | XLERPLATE® steel – Alloyed Steel | 2760 | -22.7 | 2020-11-27 | 2025-11-27 | S-P-00560 | Version 1 | Australia | tonne |  | https://epd-australasia.com/wp-content/uploads/2018/04/BSS22179-XLER_EPD_2020_Final.pdf | Structural sections (hot - rolled) | Steel, Structural sections (hot - rolled), XLERPLATE® steel – Alloyed Steel (Bluescope) | Heavy structural steel plates, also manufactured into welded beams and columns, used in buildings and bridges, shipbuilding steels, large pressure vessel steels, military steels. – AS/NZS 3678-250, 300, 350, 400, 450, WR350 (variants with impact testing, through thickness testing, customer specific variants) – AS 1548-430, 460, 490 (supply condition variants, T, NR, NRA, N) (variants with impact testing, through thickness testing, high temperature tensile tests) – AS/NZS 3678-K1042 (analysis grade) – AB0126, AB3501, AB4501 (customer specific grades) – EN 10025-2-S355 (variants with impact testing, through thickness testing, customer specific variants) – VLAOPV, VLD36OPV, LLA, LLD, LLAH36, LLDH36, LLDH36Z35, LLEH36, AMECON D36 (shipbuilding grades) – ASTM A516M GR70, A572 GR50, A36 | [6 empty] | Steel, Structural sections (hot - rolled), XLERPLATE® steel – Alloyed Steel (Bluescope) | Steel, Structural sections, Steel, universal beam (UB), structural section, unpainted, 150 x 75 mm to 612 x 229 mm, (InfraBuild via Distributor IBSC), Australia | Hot rolled structural steel
| Steel | Bluescope | Hot Rolled Coil – Low Carbon Steel | 2410 | -2.12 | 2020-11-27 | 2025-11-27 | S-P-00557 | Version 1 | Australia | tonne |  | https://epd-australasia.com/wp-content/uploads/2018/03/BSS22179-HRC_EPD_2020_Final.pdf | Structural sections (hot - rolled) | Steel, Structural sections (hot - rolled), Hot Rolled Coil – Low Carbon Steel (Bluescope) | Steel typically used for pre-painted (e.g. COLORBOND® steel) and metallic-coated applications. Also used as light structural steel and tubing steel. – AS/NZS 1594-HA1, HA3, HA1006, XF300, XF400 – AB4124 – SAE1006, 1008 – TUBEFORM 200 | [6 empty] | Steel, Structural sections (hot - rolled), Hot Rolled Coil – Low Carbon Steel (Bluescope) | Steel, Structural sections, Steel, universal column (UC), structural section, unpainted, 97 x 99 mm to 327 x 311 mm, (InfraBuild via Distributor IBSC), Australia | Hot rolled structural steel
| Steel | Bluescope | Hot Rolled Coil – Medium Carbon Steel | 2460 | -2.14 | 2020-11-27 | 2025-11-27 | S-P-00557 | Version 1 | Australia | tonne |  | https://epd-australasia.com/wp-content/uploads/2018/03/BSS22179-HRC_EPD_2020_Final.pdf | Structural sections (hot - rolled) | Steel, Structural sections (hot - rolled), Hot Rolled Coil – Medium Carbon Steel (Bluescope) | Typically structural steels. Also gas cylinders, tubing and piping steels. – AS/NZS 1594-HA1010, HXA1016, HA1016, HA300, HA300/1, HA350, HA400, HA450, HK1042, HK10B55, XK15B28 – EN 10025-2-S235, S275, S355 – SAE 1015, 1016 – AB0400, AB0402, AB3036 – JIS G3101-SS400 – TUBEFORM 300, 360, 400 | [6 empty] | Steel, Structural sections (hot - rolled), Hot Rolled Coil – Medium Carbon Steel (Bluescope) | Steel, Structural sections, Steel, equal angle (EA), merchant bar, unpainted, 25 x 25 x 3 mm to 100 x 100 x 12 mm, (InfraBuild via Distributor IBSC), Australia | Hot rolled structural steel
| Steel | Bluescope | Hot Rolled Coil – Alloyed Steel | 2570 | -2.16 | 2020-11-27 | 2025-11-27 | S-P-00557 | Version 1 | Australia | tonne |  | https://epd-australasia.com/wp-content/uploads/2018/03/BSS22179-HRC_EPD_2020_Final.pdf | Structural sections (hot - rolled) | Steel, Structural sections (hot - rolled), Hot Rolled Coil – Alloyed Steel (Bluescope) | Heavy structural steels also manufactured into welded beams and columns, used in buildings and bridges, shipbuilding steels, large pressure vessel steels, military steels – AS/NZS 1594-HU300, HW350, XF500 | [6 empty] | Steel, Structural sections (hot - rolled), Hot Rolled Coil – Alloyed Steel (Bluescope) | Steel, Structural sections, Steel, unequal angles, merchant bar, unpainted, 65 x 50 x 5 mm to 125 x 75 x 12 mm, (InfraBuild via Distributor IBSC), Australia | Hot rolled structural steel
| Steel | Bluescope | COLORBOND® Intramax® steel in 0.40mm base metal thickness (BMT) | 12.2 | -0.00498 | 2023-07-31 | 2028-07-31 | S-P-09346 | Version 1 | Australia | m² | 3.48 | https://epd-australasia.com/wp-content/uploads/2023/08/SP09346-Bluescope-EPD-COLORBOND-Intramax_Jul23.pdf | Cold room panels | Steel, Cold room panels, COLORBOND® Intramax® steel in 0.40mm base metal thickness (BMT) (Bluescope) | COLORBOND® Intramax® steel (CRP) is a prepainted steel product specifically designed for the manufacture of coolroom panels for cold storage and other temperature-controlled environments. The COLORBOND® Intramax® steel products represented in this EPD consist of a low carbon11 steel substrate that is coated with a zinc (Z275) coating to provide corrosion resistance and then further protected and enhanced with a specially developed oven-baked paint system, with the backing coat designed to facilitate adhesion to foam cores, for common foam core adhesives, when manufactured into a panel. | Steel, coolroom panels, COLORBOND® Intramax® steel (CRP) in | 0.40 mm | BMT, (zinc coating class of Z275), painted, (BlueScope) |  |  |  | Steel, Cold room panels, COLORBOND® Intramax® steel in 0.40mm base metal thickness (BMT) (Bluescope) | Steel, Structural sections, Steel, parallel flange channels (PFC), merchant bar, unpainted, 180 x 75 mm to 380 x 100 mm, (InfraBuild via Distributor IBSC), Australia | Hot rolled structural steel
| Steel | Bluescope | COLORBOND® Intramax® steel in 0.45mm base metal thickness (BMT) | 13.2 | -0.00467 | 2023-07-31 | 2028-07-31 | S-P-09346 | Version 1 | Australia | m² | 3.87 | https://epd-australasia.com/wp-content/uploads/2023/08/SP09346-Bluescope-EPD-COLORBOND-Intramax_Jul23.pdf | Cold room panels | Steel, Cold room panels, COLORBOND® Intramax® steel in 0.45mm base metal thickness (BMT) (Bluescope) | COLORBOND® Intramax® steel (CRP) is a prepainted steel product specifically designed for the manufacture of coolroom panels for cold storage and other temperature-controlled environments. The COLORBOND® Intramax® steel products represented in this EPD consist of a low carbon11 steel substrate that is coated with a zinc (Z275) coating to provide corrosion resistance and then further protected and enhanced with a specially developed oven-baked paint system, with the backing coat designed to facilitate adhesion to foam cores, for common foam core adhesives, when manufactured into a panel. | Steel, coolroom panels, COLORBOND® Intramax® steel (CRP) in | 0.45 mm | BMT, (zinc coating class of Z275), painted, (BlueScope) |  |  |  | Steel, Cold room panels, COLORBOND® Intramax® steel in 0.45mm base metal thickness (BMT) (Bluescope) | Steel, Structural sections, Steel, flat Bar (SEF), merchant bar, unpainted, 20 x 10 mm to 150 x 25 mm, (InfraBuild via Distributor IBSC), Australia | Hot rolled structural steel
| Steel | Bluescope | COLORBOND® Intramax® steel in 0.50mm base metal thickness (BMT) | 14.2 | -0.00436 | 2023-07-31 | 2028-07-31 | S-P-09346 | Version 1 | Australia | m² | 4.26 | https://epd-australasia.com/wp-content/uploads/2023/08/SP09346-Bluescope-EPD-COLORBOND-Intramax_Jul23.pdf | Cold room panels | Steel, Cold room panels, COLORBOND® Intramax® steel in 0.50mm base metal thickness (BMT) (Bluescope) | COLORBOND® Intramax® steel (CRP) is a prepainted steel product specifically designed for the manufacture of coolroom panels for cold storage and other temperature-controlled environments. The COLORBOND® Intramax® steel products represented in this EPD consist of a low carbon11 steel substrate that is coated with a zinc (Z275) coating to provide corrosion resistance and then further protected and enhanced with a specially developed oven-baked paint system, with the backing coat designed to facilitate adhesion to foam cores, for common foam core adhesives, when manufactured into a panel. | Steel, coolroom panels, COLORBOND® Intramax® steel (CRP) in | 0.50 mm | BMT, (zinc coating class of Z275), painted, (BlueScope) |  |  |  | Steel, Cold room panels, COLORBOND® Intramax® steel in 0.50mm base metal thickness (BMT) (Bluescope) | Steel, Structural sections, Steel, square Bar, merchant bar, unpainted, 10 mm to 40 mm, (InfraBuild via Distributor IBSC), Australia | Hot rolled structural steel
| Steel | Bluescope | COLORBOND® Intramax® steel in 0.60mm base metal thickness (BMT) | 16.3 | -0.00373 | 2023-07-31 | 2028-07-31 | S-P-09346 | Version 1 | Australia | m² | 5.05 | https://epd-australasia.com/wp-content/uploads/2023/08/SP09346-Bluescope-EPD-COLORBOND-Intramax_Jul23.pdf | Cold room panels | Steel, Cold room panels, COLORBOND® Intramax® steel in 0.60mm base metal thickness (BMT) (Bluescope) | COLORBOND® Intramax® steel (CRP) is a prepainted steel product specifically designed for the manufacture of coolroom panels for cold storage and other temperature-controlled environments. The COLORBOND® Intramax® steel products represented in this EPD consist of a low carbon11 steel substrate that is coated with a zinc (Z275) coating to provide corrosion resistance and then further protected and enhanced with a specially developed oven-baked paint system, with the backing coat designed to facilitate adhesion to foam cores, for common foam core adhesives, when manufactured into a panel. | Steel, coolroom panels, COLORBOND® Intramax® steel (CRP) in | 0.60 mm | BMT, (zinc coating class of Z275), painted, (BlueScope) |  |  |  | Steel, Cold room panels, COLORBOND® Intramax® steel in 0.60mm base metal thickness (BMT) (Bluescope) | Steel, Structural sections, Steel, round Bar, merchant bar, unpainted, 10 mm to 90 mm, (InfraBuild via Distributor IBSC), Australia | Hot rolled structural steel
| Steel | Bluescope | COLORBOND® steel for insulated panels in 0.40mm base metal thickness (BMT) | 12.2 | -0.00615 | 2023-07-31 | 2028-07-31 | S-P-09345 | Version 1 | Australia | m² | 3.48 | https://epd-australasia.com/wp-content/uploads/2023/08/SP09345-Bluescope-EPD-COLORBOND-Insulated-Panels_Jul23.pdf | Insulation panel | Steel, Insulation panel, COLORBOND® steel for insulated panels in 0.40mm base metal thickness (BMT) (Bluescope) | COLORBOND® steel for insulated panels (XIP) is a steel product designed specifically for the manufacture of insulated panels (sandwich panels) for exterior building use. The COLORBOND® steel for insulated panels products represented in this EPD consist of a low carbon10 steel substrate that is coated with a zinc (Z275) coating to provide corrosion resistance and then further protected and enhanced with a specially developed, exterior-grade, oven-baked paint system, with the backing coat specifically designed to facilitate adhesion to foam cores for common foam core adhesives when manufactured into architectural sandwich panels by customers. | Steel, insulated panels, COLORBOND® steel for insulated panels (XIP) in | 0.40 mm | BMT, (zinc coating class of Z275), painted, (BlueScope) |  |  |  | Steel, Insulation panel, COLORBOND® steel for insulated panels in 0.40mm base metal thickness (BMT) (Bluescope) | Steel, Structural sections, Steel, equal angle (EA), merchant bar, unpainted, 25 x 25 x 3 mm to 100 x 100 x 12 mm, (InfraBuild, Australia), Australia | Hot rolled structural steel
| Steel | Bluescope | COLORBOND® steel for insulated panels in 0.50mm base metal thickness (BMT) | 14.2 | -0.00553 | 2023-07-31 | 2028-07-31 | S-P-09345 | Version 1 | Australia | m² | 4.26 | https://epd-australasia.com/wp-content/uploads/2023/08/SP09345-Bluescope-EPD-COLORBOND-Insulated-Panels_Jul23.pdf | Insulation panel | Steel, Insulation panel, COLORBOND® steel for insulated panels in 0.50mm base metal thickness (BMT) (Bluescope) | COLORBOND® steel for insulated panels (XIP) is a steel product designed specifically for the manufacture of insulated panels (sandwich panels) for exterior building use. The COLORBOND® steel for insulated panels products represented in this EPD consist of a low carbon10 steel substrate that is coated with a zinc (Z275) coating to provide corrosion resistance and then further protected and enhanced with a specially developed, exterior-grade, oven-baked paint system, with the backing coat specifically designed to facilitate adhesion to foam cores for common foam core adhesives when manufactured into architectural sandwich panels by customers. | Steel, insulated panels, COLORBOND® steel for insulated panels (XIP) in | 0.50 mm | BMT, (zinc coating class of Z275), painted, (BlueScope) |  |  |  | Steel, Insulation panel, COLORBOND® steel for insulated panels in 0.50mm base metal thickness (BMT) (Bluescope) | Steel, Structural sections, Steel, unequal angles, merchant bar, unpainted, 65 x 50 x 5 mm to 125 x 75 x 12 mm, (InfraBuild, Australia), Australia | Hot rolled structural steel
| Steel | Bluescope | COLORBOND® steel for insulated panels in 0.60mm base metal thickness (BMT) | 16.3 | -0.0049 | 2023-07-31 | 2028-07-31 | S-P-09345 | Version 1 | Australia | m² | 5.05 | https://epd-australasia.com/wp-content/uploads/2023/08/SP09345-Bluescope-EPD-COLORBOND-Insulated-Panels_Jul23.pdf | Insulation panel | Steel, Insulation panel, COLORBOND® steel for insulated panels in 0.60mm base metal thickness (BMT) (Bluescope) | COLORBOND® steel for insulated panels (XIP) is a steel product designed specifically for the manufacture of insulated panels (sandwich panels) for exterior building use. The COLORBOND® steel for insulated panels products represented in this EPD consist of a low carbon10 steel substrate that is coated with a zinc (Z275) coating to provide corrosion resistance and then further protected and enhanced with a specially developed, exterior-grade, oven-baked paint system, with the backing coat specifically designed to facilitate adhesion to foam cores for common foam core adhesives when manufactured into architectural sandwich panels by customers. | Steel, insulated panels, COLORBOND® steel for insulated panels (XIP) in | 0.60 mm | BMT, (zinc coating class of Z275), painted, (BlueScope) |  |  |  | Steel, Insulation panel, COLORBOND® steel for insulated panels in 0.60mm base metal thickness (BMT) (Bluescope) | Steel, Structural sections, Steel, flat Bar (SEF), merchant bar, unpainted, 20 x 10 mm to 150 x 25 mm, (InfraBuild, Australia), Australia | Hot rolled structural steel
| Steel | Bluescope | COLORBOND® Ultra steel in 0.42mm base metal thickness (BMT) | 12.7 | -0.00399 | 2023-07-31 | 2028-07-31 | S-P-09344 | Version 1 | Australia | m² | 3.51 | https://epd-australasia.com/wp-content/uploads/2023/08/SP09344-Bluescope-EPD-COLORBOND-Ultra_Jul23.pdf | Steel cladding - painted | Steel, Steel cladding - painted, COLORBOND® Ultra steel in 0.42mm base metal thickness (BMT) (Bluescope) | COLORBOND® Ultra Steel (ULT) is a versatile and highly durable sheet metal cladding material for homes and buildings built in Australian severe marine and industrial environments. It is available in a core colour range in a Classic finish. The COLORBOND® Ultra steel products represented in this EPD consist of a low carbon13 steel substrate that is coated with a metallic coating incorporating BlueScope’s Activate® technology (hot dipped aluminium, zinc, and magnesium alloy AM150 coating) to provide specialist protection and durability, and then further protected and enhanced with a specially developed, exterior-grade, oven-baked paint system. | Steel, cladding, (COLORBOND® Ultra Steel (ULT) in | 0.42 mm | BMT, (hot dipped aluminium, zinc, and magnesium alloy AM100 coating)), painted, (BlueScope) |  |  |  | Steel, Steel cladding - painted, COLORBOND® Ultra steel in 0.42mm base metal thickness (BMT) (Bluescope) | Steel, Structural sections, Steel, square Bar, merchant bar, unpainted, 10 mm to 40 mm, (InfraBuild, Australia), Australia | Hot rolled structural steel
| Steel | Bluescope | COLORBOND® Ultra steel in 0.48mm base metal thickness (BMT) | 13.9 | -0.00361 | 2023-07-31 | 2028-07-31 | S-P-09344 | Version 1 | Australia | m² | 3.98 | https://epd-australasia.com/wp-content/uploads/2023/08/SP09344-Bluescope-EPD-COLORBOND-Ultra_Jul23.pdf | Steel cladding - painted | Steel, Steel cladding - painted, COLORBOND® Ultra steel in 0.48mm base metal thickness (BMT) (Bluescope) | COLORBOND® Ultra Steel (ULT) is a versatile and highly durable sheet metal cladding material for homes and buildings built in Australian severe marine and industrial environments. It is available in a core colour range in a Classic finish. The COLORBOND® Ultra steel products represented in this EPD consist of a low carbon13 steel substrate that is coated with a metallic coating incorporating BlueScope’s Activate® technology (hot dipped aluminium, zinc, and magnesium alloy AM150 coating) to provide specialist protection and durability, and then further protected and enhanced with a specially developed, exterior-grade, oven-baked paint system. | Steel, cladding, (COLORBOND® Ultra Steel (ULT) in | 0.48 mm | BMT, (hot dipped aluminium, zinc, and magnesium alloy AM100 coating)), painted, (BlueScope) |  |  |  | Steel, Steel cladding - painted, COLORBOND® Ultra steel in 0.48mm base metal thickness (BMT) (Bluescope) | Steel, Structural sections, Steel, round Bar, merchant bar, unpainted, 10 mm to 90 mm, (InfraBuild, Australia), Australia | Hot rolled structural steel
| Steel | Bluescope | COLORBOND® Ultra steel in 0.55mm base metal thickness (BMT) | 15.4 | -0.00317 | 2023-07-31 | 2028-07-31 | S-P-09344 | Version 1 | Australia | m² | 4.53 | https://epd-australasia.com/wp-content/uploads/2023/08/SP09344-Bluescope-EPD-COLORBOND-Ultra_Jul23.pdf | Steel cladding - painted | Steel, Steel cladding - painted, COLORBOND® Ultra steel in 0.55mm base metal thickness (BMT) (Bluescope) | COLORBOND® Ultra Steel (ULT) is a versatile and highly durable sheet metal cladding material for homes and buildings built in Australian severe marine and industrial environments. It is available in a core colour range in a Classic finish. The COLORBOND® Ultra steel products represented in this EPD consist of a low carbon13 steel substrate that is coated with a metallic coating incorporating BlueScope’s Activate® technology (hot dipped aluminium, zinc, and magnesium alloy AM150 coating) to provide specialist protection and durability, and then further protected and enhanced with a specially developed, exterior-grade, oven-baked paint system. | Steel, cladding, (COLORBOND® Ultra Steel (ULT) in | 0.55 mm | BMT, (hot dipped aluminium, zinc, and magnesium alloy AM100 coating)), painted, (BlueScope) |  |  |  | Steel, Steel cladding - painted, COLORBOND® Ultra steel in 0.55mm base metal thickness (BMT) (Bluescope) | Steel, Structural sections, Steel, equal angle (EA), structural section, unpainted, 125 x 125 x 8 mm to 200 x 200 x 26 mm, (Liberty Primary Steel, Australia), Australia | Hot rolled structural steel
| Steel | Bluescope | COLORBOND® Ultra steel in 0.60mm base metal thickness (BMT) | 16.4 | -0.00286 | 2023-07-31 | 2028-07-31 | S-P-09344 | Version 1 | Australia | m² | 4.92 | https://epd-australasia.com/wp-content/uploads/2023/08/SP09344-Bluescope-EPD-COLORBOND-Ultra_Jul23.pdf | Steel cladding - painted | Steel, Steel cladding - painted, COLORBOND® Ultra steel in 0.60mm base metal thickness (BMT) (Bluescope) | COLORBOND® Ultra Steel (ULT) is a versatile and highly durable sheet metal cladding material for homes and buildings built in Australian severe marine and industrial environments. It is available in a core colour range in a Classic finish. The COLORBOND® Ultra steel products represented in this EPD consist of a low carbon13 steel substrate that is coated with a metallic coating incorporating BlueScope’s Activate® technology (hot dipped aluminium, zinc, and magnesium alloy AM150 coating) to provide specialist protection and durability, and then further protected and enhanced with a specially developed, exterior-grade, oven-baked paint system. | Steel, cladding, (COLORBOND® Ultra Steel (ULT) in | 0.60 mm | BMT, (hot dipped aluminium, zinc, and magnesium alloy AM100 coating)), painted, (BlueScope) |  |  |  | Steel, Steel cladding - painted, COLORBOND® Ultra steel in 0.60mm base metal thickness (BMT) (Bluescope) | Steel, Structural sections, Steel, parallel flange channel (PFC), structural section, unpainted, 180 x 75 mm to 380 x 100 mm, (Liberty Primary Steel, Australia), Australia | Hot rolled structural steel
| Steel | Bluescope | COLORBOND® Ultra steel in 0.70mm base metal thickness (BMT) | 18.4 | -0.00224 | 2023-07-31 | 2028-07-31 | S-P-09344 | Version 1 | Australia | m² | 5.7 | https://epd-australasia.com/wp-content/uploads/2023/08/SP09344-Bluescope-EPD-COLORBOND-Ultra_Jul23.pdf | Steel cladding - painted | Steel, Steel cladding - painted, COLORBOND® Ultra steel in 0.70mm base metal thickness (BMT) (Bluescope) | COLORBOND® Ultra Steel (ULT) is a versatile and highly durable sheet metal cladding material for homes and buildings built in Australian severe marine and industrial environments. It is available in a core colour range in a Classic finish. The COLORBOND® Ultra steel products represented in this EPD consist of a low carbon13 steel substrate that is coated with a metallic coating incorporating BlueScope’s Activate® technology (hot dipped aluminium, zinc, and magnesium alloy AM150 coating) to provide specialist protection and durability, and then further protected and enhanced with a specially developed, exterior-grade, oven-baked paint system. | Steel, cladding, (COLORBOND® Ultra Steel (ULT) in | 0.70 mm | BMT, (hot dipped aluminium, zinc, and magnesium alloy AM100 coating)), painted, (BlueScope) |  |  |  | Steel, Steel cladding - painted, COLORBOND® Ultra steel in 0.70mm base metal thickness (BMT) (Bluescope) | Steel, Structural sections, Steel, universal beam (UB), structural section, unpainted, 150 x 75 mm to 612 x 229 mm, (Liberty Primary Steel, Australia), Australia | Hot rolled structural steel
| Steel | Bluescope | COLORBOND® Ultra steel in 0.75mm base metal thickness (BMT) | 19.5 | -0.00192 | 2023-07-31 | 2028-07-31 | S-P-09344 | Version 1 | Australia | m² | 6.1 | https://epd-australasia.com/wp-content/uploads/2023/08/SP09344-Bluescope-EPD-COLORBOND-Ultra_Jul23.pdf | Steel cladding - painted | Steel, Steel cladding - painted, COLORBOND® Ultra steel in 0.75mm base metal thickness (BMT) (Bluescope) | COLORBOND® Ultra Steel (ULT) is a versatile and highly durable sheet metal cladding material for homes and buildings built in Australian severe marine and industrial environments. It is available in a core colour range in a Classic finish. The COLORBOND® Ultra steel products represented in this EPD consist of a low carbon13 steel substrate that is coated with a metallic coating incorporating BlueScope’s Activate® technology (hot dipped aluminium, zinc, and magnesium alloy AM150 coating) to provide specialist protection and durability, and then further protected and enhanced with a specially developed, exterior-grade, oven-baked paint system. | Steel, cladding, (COLORBOND® Ultra Steel (ULT) in | 0.75 mm | BMT, (hot dipped aluminium, zinc, and magnesium alloy AM100 coating)), painted, (BlueScope) |  |  |  | Steel, Steel cladding - painted, COLORBOND® Ultra steel in 0.75mm base metal thickness (BMT) (Bluescope) | Steel, Structural sections, Steel, universal columns (UC), structural section, unpainted, 97 x 99 mm to 327 x 311 mm, (Liberty Primary Steel, Australia), Australia | Hot rolled structural steel
| Steel | Bluescope | COLORBOND® steel Metallic in 0.42mm base metal thickness (BMT) | 12.4 | -0.0099 | 2023-07-31 | 2028-07-31 | S-P-09343 | Version 1 | Australia | m² | 3.47 | https://epd-australasia.com/wp-content/uploads/2023/08/SP09343-Bluescope-EPD-COLORBOND-Metallic_Jul23.pdf | Steel cladding - painted | Steel, Steel cladding - painted, COLORBOND® steel Metallic in 0.42mm base metal thickness (BMT) (Bluescope) | COLORBOND® steel Metallic (MET) is a versatile and highly durable sheet metal cladding material designed to provide long lasting lustre for colour brilliance and a striking ‘metallic’ effect. Typical COLORBOND® steel Metallic applications are for commercial and industrial roofing and walling. The COLORBOND® steel Metallic products represented in this EPD consist of a low carbon11 steel substrate that is coated with a metallic coating incorporating BlueScope’s Activate® technology (hot dipped aluminium, zinc, and magnesium alloy AM100 coating) to provide enhanced corrosion resistance, and then further protected and enhanced with a specially developed, exterior-grade, oven-baked paint system, designed for long lasting metallic lustre. | Steel, roof and wall cladding, (COLORBOND® steel Metallic (MET) in | 0.42 mm | BMT, (hot dipped aluminium, zinc, and magnesium alloy AM100 coating)), painted, (BlueScope) |  |  |  | Steel, Steel cladding - painted, COLORBOND® steel Metallic in 0.42mm base metal thickness (BMT) (Bluescope) | Steel, Structural, Steel – Welded Beams and Columns (Bluescope) | Hot rolled structural steel
| Steel | Bluescope | COLORBOND® steel Metallic in 0.48mm base metal thickness (BMT) | 13.7 | -0.00953 | 2023-07-31 | 2028-07-31 | S-P-09343 | Version 1 | Australia | m² | 3.94 | https://epd-australasia.com/wp-content/uploads/2023/08/SP09343-Bluescope-EPD-COLORBOND-Metallic_Jul23.pdf | Steel cladding - painted | Steel, Steel cladding - painted, COLORBOND® steel Metallic in 0.48mm base metal thickness (BMT) (Bluescope) | COLORBOND® steel Metallic (MET) is a versatile and highly durable sheet metal cladding material designed to provide long lasting lustre for colour brilliance and a striking ‘metallic’ effect. Typical COLORBOND® steel Metallic applications are for commercial and industrial roofing and walling. The COLORBOND® steel Metallic products represented in this EPD consist of a low carbon11 steel substrate that is coated with a metallic coating incorporating BlueScope’s Activate® technology (hot dipped aluminium, zinc, and magnesium alloy AM100 coating) to provide enhanced corrosion resistance, and then further protected and enhanced with a specially developed, exterior-grade, oven-baked paint system, designed for long lasting metallic lustre. | Steel, roof and wall cladding, (COLORBOND® steel Metallic (MET) in | 0.48 mm | BMT, (hot dipped aluminium, zinc, and magnesium alloy AM100 coating)), painted, (BlueScope) |  |  |  | Steel, Steel cladding - painted, COLORBOND® steel Metallic in 0.48mm base metal thickness (BMT) (Bluescope) | Steel, Structural, XLERPLATE® steel – Low Carbon Steel (Bluescope) | Hot rolled structural steel
| Steel | Bluescope | COLORBOND® steel Metallic in 0.55mm base metal thickness (BMT) | 15.1 | -0.00909 | 2023-07-31 | 2028-07-31 | S-P-09343 | Version 1 | Australia | m² | 4.49 | https://epd-australasia.com/wp-content/uploads/2023/08/SP09343-Bluescope-EPD-COLORBOND-Metallic_Jul23.pdf | Steel cladding - painted | Steel, Steel cladding - painted, COLORBOND® steel Metallic in 0.55mm base metal thickness (BMT) (Bluescope) | COLORBOND® steel Metallic (MET) is a versatile and highly durable sheet metal cladding material designed to provide long lasting lustre for colour brilliance and a striking ‘metallic’ effect. Typical COLORBOND® steel Metallic applications are for commercial and industrial roofing and walling. The COLORBOND® steel Metallic products represented in this EPD consist of a low carbon11 steel substrate that is coated with a metallic coating incorporating BlueScope’s Activate® technology (hot dipped aluminium, zinc, and magnesium alloy AM100 coating) to provide enhanced corrosion resistance, and then further protected and enhanced with a specially developed, exterior-grade, oven-baked paint system, designed for long lasting metallic lustre. | Steel, roof and wall cladding, (COLORBOND® steel Metallic (MET) in | 0.55 mm | BMT, (hot dipped aluminium, zinc, and magnesium alloy AM100 coating)), painted, (BlueScope) |  |  |  | Steel, Steel cladding - painted, COLORBOND® steel Metallic in 0.55mm base metal thickness (BMT) (Bluescope) | Steel, Structural, XLERPLATE® steel – Medium Carbon Steel (Bluescope) | Hot rolled structural steel
| Steel | Bluescope | COLORBOND® steel Metallic in 0.60mm base metal thickness (BMT) | 16.1 | -0.00878 | 2023-07-31 | 2028-07-31 | S-P-09343 | Version 1 | Australia | m² | 4.88 | https://epd-australasia.com/wp-content/uploads/2023/08/SP09343-Bluescope-EPD-COLORBOND-Metallic_Jul23.pdf | Steel cladding - painted | Steel, Steel cladding - painted, COLORBOND® steel Metallic in 0.60mm base metal thickness (BMT) (Bluescope) | COLORBOND® steel Metallic (MET) is a versatile and highly durable sheet metal cladding material designed to provide long lasting lustre for colour brilliance and a striking ‘metallic’ effect. Typical COLORBOND® steel Metallic applications are for commercial and industrial roofing and walling. The COLORBOND® steel Metallic products represented in this EPD consist of a low carbon11 steel substrate that is coated with a metallic coating incorporating BlueScope’s Activate® technology (hot dipped aluminium, zinc, and magnesium alloy AM100 coating) to provide enhanced corrosion resistance, and then further protected and enhanced with a specially developed, exterior-grade, oven-baked paint system, designed for long lasting metallic lustre. | Steel, roof and wall cladding, (COLORBOND® steel Metallic (MET) in | 0.60 mm | BMT, (hot dipped aluminium, zinc, and magnesium alloy AM100 coating)), painted, (BlueScope) |  |  |  | Steel, Steel cladding - painted, COLORBOND® steel Metallic in 0.60mm base metal thickness (BMT) (Bluescope) | Steel, Structural, XLERPLATE® steel – Alloyed Steel (Bluescope) | Hot rolled structural steel
| Steel | Bluescope | COLORBOND® steel Metallic in 0.70mm base metal thickness (BMT) | 18.2 | -0.00815 | 2023-07-31 | 2028-07-31 | S-P-09343 | Version 1 | Australia | m² | 5.67 | https://epd-australasia.com/wp-content/uploads/2023/08/SP09343-Bluescope-EPD-COLORBOND-Metallic_Jul23.pdf | Steel cladding - painted | Steel, Steel cladding - painted, COLORBOND® steel Metallic in 0.70mm base metal thickness (BMT) (Bluescope) | COLORBOND® steel Metallic (MET) is a versatile and highly durable sheet metal cladding material designed to provide long lasting lustre for colour brilliance and a striking ‘metallic’ effect. Typical COLORBOND® steel Metallic applications are for commercial and industrial roofing and walling. The COLORBOND® steel Metallic products represented in this EPD consist of a low carbon11 steel substrate that is coated with a metallic coating incorporating BlueScope’s Activate® technology (hot dipped aluminium, zinc, and magnesium alloy AM100 coating) to provide enhanced corrosion resistance, and then further protected and enhanced with a specially developed, exterior-grade, oven-baked paint system, designed for long lasting metallic lustre. | Steel, roof and wall cladding, (COLORBOND® steel Metallic (MET) in | 0.70 mm | BMT, (hot dipped aluminium, zinc, and magnesium alloy AM100 coating)), painted, (BlueScope) |  |  |  | Steel, Steel cladding - painted, COLORBOND® steel Metallic in 0.70mm base metal thickness (BMT) (Bluescope) | Steel, Structural, Hot Rolled Coil – Low Carbon Steel (Bluescope) | Hot rolled structural steel
| Steel | Bluescope | COLORBOND® steel Metallic in 0.75mm base metal thickness (BMT) | 19.2 | -0.00784 | 2023-07-31 | 2028-07-31 | S-P-09343 | Version 1 | Australia | m² | 6.06 | https://epd-australasia.com/wp-content/uploads/2023/08/SP09343-Bluescope-EPD-COLORBOND-Metallic_Jul23.pdf | Steel cladding - painted | Steel, Steel cladding - painted, COLORBOND® steel Metallic in 0.75mm base metal thickness (BMT) (Bluescope) | COLORBOND® steel Metallic (MET) is a versatile and highly durable sheet metal cladding material designed to provide long lasting lustre for colour brilliance and a striking ‘metallic’ effect. Typical COLORBOND® steel Metallic applications are for commercial and industrial roofing and walling. The COLORBOND® steel Metallic products represented in this EPD consist of a low carbon11 steel substrate that is coated with a metallic coating incorporating BlueScope’s Activate® technology (hot dipped aluminium, zinc, and magnesium alloy AM100 coating) to provide enhanced corrosion resistance, and then further protected and enhanced with a specially developed, exterior-grade, oven-baked paint system, designed for long lasting metallic lustre. | Steel, roof and wall cladding, (COLORBOND® steel Metallic (MET) in | 0.75 mm | BMT, (hot dipped aluminium, zinc, and magnesium alloy AM100 coating)), painted, (BlueScope) |  |  |  | Steel, Steel cladding - painted, COLORBOND® steel Metallic in 0.75mm base metal thickness (BMT) (Bluescope) | Steel, Structural, Hot Rolled Coil – Medium Carbon Steel (Bluescope) | Hot rolled structural steel
| Steel | Bluescope | GALVABOND® steel with a zinc coating class of Z100 in 0.37mm base metal thickness (BMT) | 9.81 | -0.00787 | 2023-07-28 | 2028-07-28 | S-P-09342 | Version 1 | Australia | m² | 3.05 | https://epd-australasia.com/wp-content/uploads/2023/08/SP09342-Bluescope-EPD-GALVABOND_Jul23.pdf | Steel cladding - metallic coated | Steel, Steel cladding - metallic coated, GALVABOND® steel with a zinc coating class of Z100 in 0.37mm base metal thickness (BMT) (Bluescope) | GALVABOND® steel is suitable for general manufacturing purposes including partition walling systems, tube formed products, air conditioning ducts and panels, meter boxes, trailers, cable trays, scaffolding, planks, rendering mesh, feeder troughs. The GALVABOND® steel products represented in this EPD consist of low carbon9 steel substrate (G2, G2S or G3N strength grade) that is coated with a zinc coating to provide to provide corrosion resistance. GALVABOND® steel with a G2S steel grade is skin passed to improve its surface quality. | Steel, general manufacturing purposes, (GALVABOND® steel in | 0.37 mm | BMT, zinc coating class of Z100), unpainted, (BlueScope) |  |  |  | Steel, Steel cladding - metallic coated, GALVABOND® steel with a zinc coating class of Z100 in 0.37mm base metal thickness (BMT) (Bluescope) | Steel, Structural, Hot Rolled Coil – Alloyed Steel (Bluescope) | Hot rolled structural steel
| Steel | Bluescope | GALVABOND® steel with a zinc coating class of Z100 in 0.40mm base metal thickness (BMT) | 10.4 | -0.00769 | 2023-07-28 | 2028-07-28 | S-P-09342 | Version 1 | Australia | m² | 3.28 | https://epd-australasia.com/wp-content/uploads/2023/08/SP09342-Bluescope-EPD-GALVABOND_Jul23.pdf | Steel cladding - metallic coated | Steel, Steel cladding - metallic coated, GALVABOND® steel with a zinc coating class of Z100 in 0.40mm base metal thickness (BMT) (Bluescope) | GALVABOND® steel is suitable for general manufacturing purposes including partition walling systems, tube formed products, air conditioning ducts and panels, meter boxes, trailers, cable trays, scaffolding, planks, rendering mesh, feeder troughs. The GALVABOND® steel products represented in this EPD consist of low carbon9 steel substrate (G2, G2S or G3N strength grade) that is coated with a zinc coating to provide to provide corrosion resistance. GALVABOND® steel with a G2S steel grade is skin passed to improve its surface quality. | Steel, general manufacturing purposes, (GALVABOND® steel in | 0.40 mm | BMT, zinc coating class of Z100), unpainted, (BlueScope) |  |  |  | Steel, Steel cladding - metallic coated, GALVABOND® steel with a zinc coating class of Z100 in 0.40mm base metal thickness (BMT) (Bluescope) | Steel, Structural purlins and grits, GALVASPAN® steel in 1.00mm base metal thickness (BMT) (Bluescope) | Cold formed steel products
| Steel | Bluescope | GALVABOND® steel with a zinc coating class of Z100 in 0.45mm base metal thickness (BMT) | 11.4 | -0.00737 | 2023-07-28 | 2028-07-28 | S-P-09342 | Version 1 | Australia | m² | 3.68 | https://epd-australasia.com/wp-content/uploads/2023/08/SP09342-Bluescope-EPD-GALVABOND_Jul23.pdf | Steel cladding - metallic coated | Steel, Steel cladding - metallic coated, GALVABOND® steel with a zinc coating class of Z100 in 0.45mm base metal thickness (BMT) (Bluescope) | GALVABOND® steel is suitable for general manufacturing purposes including partition walling systems, tube formed products, air conditioning ducts and panels, meter boxes, trailers, cable trays, scaffolding, planks, rendering mesh, feeder troughs. The GALVABOND® steel products represented in this EPD consist of low carbon9 steel substrate (G2, G2S or G3N strength grade) that is coated with a zinc coating to provide to provide corrosion resistance. GALVABOND® steel with a G2S steel grade is skin passed to improve its surface quality. | Steel, general manufacturing purposes, (GALVABOND® steel in | 0.45 mm | BMT, zinc coating class of Z100), unpainted, (BlueScope) |  |  |  | Steel, Steel cladding - metallic coated, GALVABOND® steel with a zinc coating class of Z100 in 0.45mm base metal thickness (BMT) (Bluescope) | Steel, Structural purlins and grits, GALVASPAN® steel in 1.00mm base metal thickness (BMT), incl. rollforming (Bluescope) | Cold formed steel products
| Steel | Bluescope | GALVABOND® steel with a zinc coating class of Z100 in 0.50mm base metal thickness (BMT) | 12.5 | -0.00706 | 2023-07-28 | 2028-07-28 | S-P-09342 | Version 1 | Australia | m² | 4.07 | https://epd-australasia.com/wp-content/uploads/2023/08/SP09342-Bluescope-EPD-GALVABOND_Jul23.pdf | Steel cladding - metallic coated | Steel, Steel cladding - metallic coated, GALVABOND® steel with a zinc coating class of Z100 in 0.50mm base metal thickness (BMT) (Bluescope) | GALVABOND® steel is suitable for general manufacturing purposes including partition walling systems, tube formed products, air conditioning ducts and panels, meter boxes, trailers, cable trays, scaffolding, planks, rendering mesh, feeder troughs. The GALVABOND® steel products represented in this EPD consist of low carbon9 steel substrate (G2, G2S or G3N strength grade) that is coated with a zinc coating to provide to provide corrosion resistance. GALVABOND® steel with a G2S steel grade is skin passed to improve its surface quality. | Steel, general manufacturing purposes, (GALVABOND® steel in | 0.50 mm | BMT, zinc coating class of Z100), unpainted, (BlueScope) |  |  |  | Steel, Steel cladding - metallic coated, GALVABOND® steel with a zinc coating class of Z100 in 0.50mm base metal thickness (BMT) (Bluescope) | Steel, Structural purlins and grits, GALVASPAN® steel in 1.20mm base metal thickness (BMT) (Bluescope) | Cold formed steel products
| Steel | Bluescope | GALVABOND® steel with a zinc coating class of Z100 in 0.55mm base metal thickness (BMT) | 13.5 | -0.00675 | 2023-07-28 | 2028-07-28 | S-P-09342 | Version 1 | Australia | m² | 4.46 | https://epd-australasia.com/wp-content/uploads/2023/08/SP09342-Bluescope-EPD-GALVABOND_Jul23.pdf | Steel cladding - metallic coated | Steel, Steel cladding - metallic coated, GALVABOND® steel with a zinc coating class of Z100 in 0.55mm base metal thickness (BMT) (Bluescope) | GALVABOND® steel is suitable for general manufacturing purposes including partition walling systems, tube formed products, air conditioning ducts and panels, meter boxes, trailers, cable trays, scaffolding, planks, rendering mesh, feeder troughs. The GALVABOND® steel products represented in this EPD consist of low carbon9 steel substrate (G2, G2S or G3N strength grade) that is coated with a zinc coating to provide to provide corrosion resistance. GALVABOND® steel with a G2S steel grade is skin passed to improve its surface quality. | Steel, general manufacturing purposes, (GALVABOND® steel in | 0.55 mm | BMT, zinc coating class of Z100), unpainted, (BlueScope) |  |  |  | Steel, Steel cladding - metallic coated, GALVABOND® steel with a zinc coating class of Z100 in 0.55mm base metal thickness (BMT) (Bluescope) | Steel, Structural purlins and grits, GALVASPAN® steel in 1.20mm base metal thickness (BMT), incl. rollforming (Bluescope) | Cold formed steel products
| Steel | Bluescope | GALVABOND® steel with a zinc coating class of Z100 in 0.70mm base metal thickness (BMT) | 16.6 | -0.00581 | 2023-07-28 | 2028-07-28 | S-P-09342 | Version 1 | Australia | m² | 5.64 | https://epd-australasia.com/wp-content/uploads/2023/08/SP09342-Bluescope-EPD-GALVABOND_Jul23.pdf | Steel cladding - metallic coated | Steel, Steel cladding - metallic coated, GALVABOND® steel with a zinc coating class of Z100 in 0.70mm base metal thickness (BMT) (Bluescope) | GALVABOND® steel is suitable for general manufacturing purposes including partition walling systems, tube formed products, air conditioning ducts and panels, meter boxes, trailers, cable trays, scaffolding, planks, rendering mesh, feeder troughs. The GALVABOND® steel products represented in this EPD consist of low carbon9 steel substrate (G2, G2S or G3N strength grade) that is coated with a zinc coating to provide to provide corrosion resistance. GALVABOND® steel with a G2S steel grade is skin passed to improve its surface quality. | Steel, general manufacturing purposes, (GALVABOND® steel in | 0.70 mm | BMT, zinc coating class of Z100), unpainted, (BlueScope) |  |  |  | Steel, Steel cladding - metallic coated, GALVABOND® steel with a zinc coating class of Z100 in 0.70mm base metal thickness (BMT) (Bluescope) | Steel, Structural purlins and grits, GALVASPAN® steel in 1.50mm base metal thickness (BMT) (Bluescope) | Cold formed steel products
| Steel | Bluescope | GALVABOND® steel with a zinc coating class of Z100 in 0.75mm base metal thickness (BMT) | 17.6 | -0.0055 | 2023-07-28 | 2028-07-28 | S-P-09342 | Version 1 | Australia | m² | 6.03 | https://epd-australasia.com/wp-content/uploads/2023/08/SP09342-Bluescope-EPD-GALVABOND_Jul23.pdf | Steel cladding - metallic coated | Steel, Steel cladding - metallic coated, GALVABOND® steel with a zinc coating class of Z100 in 0.75mm base metal thickness (BMT) (Bluescope) | GALVABOND® steel is suitable for general manufacturing purposes including partition walling systems, tube formed products, air conditioning ducts and panels, meter boxes, trailers, cable trays, scaffolding, planks, rendering mesh, feeder troughs. The GALVABOND® steel products represented in this EPD consist of low carbon9 steel substrate (G2, G2S or G3N strength grade) that is coated with a zinc coating to provide to provide corrosion resistance. GALVABOND® steel with a G2S steel grade is skin passed to improve its surface quality. | Steel, general manufacturing purposes, (GALVABOND® steel in | 0.75 mm | BMT, zinc coating class of Z100), unpainted, (BlueScope) |  |  |  | Steel, Steel cladding - metallic coated, GALVABOND® steel with a zinc coating class of Z100 in 0.75mm base metal thickness (BMT) (Bluescope) | Steel, Structural purlins and grits, GALVASPAN® steel in 1.50mm base metal thickness (BMT), incl. rollforming (Bluescope) | Cold formed steel products
| Steel | Bluescope | GALVABOND® steel with a zinc coating class of Z100 in 1.00mm base metal thickness (BMT) | 22.7 | -0.00394 | 2023-07-28 | 2028-07-28 | S-P-09342 | Version 1 | Australia | m² | 7.99 | https://epd-australasia.com/wp-content/uploads/2023/08/SP09342-Bluescope-EPD-GALVABOND_Jul23.pdf | Steel cladding - metallic coated | Steel, Steel cladding - metallic coated, GALVABOND® steel with a zinc coating class of Z100 in 1.00mm base metal thickness (BMT) (Bluescope) | GALVABOND® steel is suitable for general manufacturing purposes including partition walling systems, tube formed products, air conditioning ducts and panels, meter boxes, trailers, cable trays, scaffolding, planks, rendering mesh, feeder troughs. The GALVABOND® steel products represented in this EPD consist of low carbon9 steel substrate (G2, G2S or G3N strength grade) that is coated with a zinc coating to provide to provide corrosion resistance. GALVABOND® steel with a G2S steel grade is skin passed to improve its surface quality. | Steel, general manufacturing purposes, (GALVABOND® steel in | 1.00 mm | BMT, zinc coating class of Z100), unpainted, (BlueScope) |  |  |  | Steel, Steel cladding - metallic coated, GALVABOND® steel with a zinc coating class of Z100 in 1.00mm base metal thickness (BMT) (Bluescope) | Steel, Structural purlins and grits, GALVASPAN® steel in 1.90mm base metal thickness (BMT) (Bluescope) | Cold formed steel products
| Steel | Bluescope | GALVABOND® steel with a zinc coating class of Z200 in 0.40mm base metal thickness (BMT) | 10.6 | -0.00585 | 2023-07-28 | 2028-07-28 | S-P-09342 | Version 1 | Australia | m² | 3.35 | https://epd-australasia.com/wp-content/uploads/2023/08/SP09342-Bluescope-EPD-GALVABOND_Jul23.pdf | Steel cladding - metallic coated | Steel, Steel cladding - metallic coated, GALVABOND® steel with a zinc coating class of Z200 in 0.40mm base metal thickness (BMT) (Bluescope) | GALVABOND® steel is suitable for general manufacturing purposes including partition walling systems, tube formed products, air conditioning ducts and panels, meter boxes, trailers, cable trays, scaffolding, planks, rendering mesh, feeder troughs. The GALVABOND® steel products represented in this EPD consist of low carbon9 steel substrate (G2, G2S or G3N strength grade) that is coated with a zinc coating to provide to provide corrosion resistance. GALVABOND® steel with a G2S steel grade is skin passed to improve its surface quality. | Steel, general manufacturing purposes, (GALVABOND® steel in | 0.40 mm | BMT, zinc coating class of Z200), unpainted, (BlueScope) |  |  |  | Steel, Steel cladding - metallic coated, GALVABOND® steel with a zinc coating class of Z200 in 0.40mm base metal thickness (BMT) (Bluescope) | Steel, Structural purlins and grits, GALVASPAN® steel in 1.90mm base metal thickness (BMT), incl. rollforming (Bluescope) | Cold formed steel products
| Steel | Bluescope | GALVABOND® steel with a zinc coating class of Z200 in 0.50mm base metal thickness (BMT) | 12.7 | -0.00522 | 2023-07-28 | 2028-07-28 | S-P-09342 | Version 1 | Australia | m² | 4.13 | https://epd-australasia.com/wp-content/uploads/2023/08/SP09342-Bluescope-EPD-GALVABOND_Jul23.pdf | Steel cladding - metallic coated | Steel, Steel cladding - metallic coated, GALVABOND® steel with a zinc coating class of Z200 in 0.50mm base metal thickness (BMT) (Bluescope) | GALVABOND® steel is suitable for general manufacturing purposes including partition walling systems, tube formed products, air conditioning ducts and panels, meter boxes, trailers, cable trays, scaffolding, planks, rendering mesh, feeder troughs. The GALVABOND® steel products represented in this EPD consist of low carbon9 steel substrate (G2, G2S or G3N strength grade) that is coated with a zinc coating to provide to provide corrosion resistance. GALVABOND® steel with a G2S steel grade is skin passed to improve its surface quality. | Steel, general manufacturing purposes, (GALVABOND® steel in | 0.50 mm | BMT, zinc coating class of Z200), unpainted, (BlueScope) |  |  |  | Steel, Steel cladding - metallic coated, GALVABOND® steel with a zinc coating class of Z200 in 0.50mm base metal thickness (BMT) (Bluescope) | Steel, Structural purlins and grits, GALVASPAN® steel in 2.40mm base metal thickness (BMT) (Bluescope) | Cold formed steel products
| Steel | Bluescope | GALVABOND® steel with a zinc coating class of Z200 in 0.55mm base metal thickness (BMT) | 13.7 | -0.00491 | 2023-07-28 | 2028-07-28 | S-P-09342 | Version 1 | Australia | m² | 4.52 | https://epd-australasia.com/wp-content/uploads/2023/08/SP09342-Bluescope-EPD-GALVABOND_Jul23.pdf | Steel cladding - metallic coated | Steel, Steel cladding - metallic coated, GALVABOND® steel with a zinc coating class of Z200 in 0.55mm base metal thickness (BMT) (Bluescope) | GALVABOND® steel is suitable for general manufacturing purposes including partition walling systems, tube formed products, air conditioning ducts and panels, meter boxes, trailers, cable trays, scaffolding, planks, rendering mesh, feeder troughs. The GALVABOND® steel products represented in this EPD consist of low carbon9 steel substrate (G2, G2S or G3N strength grade) that is coated with a zinc coating to provide to provide corrosion resistance. GALVABOND® steel with a G2S steel grade is skin passed to improve its surface quality. | Steel, general manufacturing purposes, (GALVABOND® steel in | 0.55 mm | BMT, zinc coating class of Z200), unpainted, (BlueScope) |  |  |  | Steel, Steel cladding - metallic coated, GALVABOND® steel with a zinc coating class of Z200 in 0.55mm base metal thickness (BMT) (Bluescope) | Steel, Structural purlins and grits, GALVASPAN® steel in 2.40mm base metal thickness (BMT), incl. rollforming (Bluescope) | Cold formed steel products
| Steel | Bluescope | GALVABOND® steel with a zinc coating class of Z200 in 1.40mm base metal thickness (BMT) | 31.2 | 0.000404 | 2023-07-28 | 2028-07-28 | S-P-09342 | Version 1 | Australia | m² | 11.2 | https://epd-australasia.com/wp-content/uploads/2023/08/SP09342-Bluescope-EPD-GALVABOND_Jul23.pdf | Steel cladding - metallic coated | Steel, Steel cladding - metallic coated, GALVABOND® steel with a zinc coating class of Z200 in 1.40mm base metal thickness (BMT) (Bluescope) | GALVABOND® steel is suitable for general manufacturing purposes including partition walling systems, tube formed products, air conditioning ducts and panels, meter boxes, trailers, cable trays, scaffolding, planks, rendering mesh, feeder troughs. The GALVABOND® steel products represented in this EPD consist of low carbon9 steel substrate (G2, G2S or G3N strength grade) that is coated with a zinc coating to provide to provide corrosion resistance. GALVABOND® steel with a G2S steel grade is skin passed to improve its surface quality. | Steel, general manufacturing purposes, (GALVABOND® steel in | 1.40 mm | BMT, zinc coating class of Z200), unpainted, (BlueScope) |  |  |  | Steel, Steel cladding - metallic coated, GALVABOND® steel with a zinc coating class of Z200 in 1.40mm base metal thickness (BMT) (Bluescope) | Steel, Structural purlins and grits, GALVASPAN® steel in 3.00mm base metal thickness (BMT) (Bluescope) | Cold formed steel products
| Steel | Bluescope | GALVABOND® steel with a zinc coating class of Z275 in 0.40mm base metal thickness (BMT) | 11.4 | -0.00765 | 2023-07-28 | 2028-07-28 | S-P-09342 | Version 1 | Australia | m² | 3.42 | https://epd-australasia.com/wp-content/uploads/2023/08/SP09342-Bluescope-EPD-GALVABOND_Jul23.pdf | Steel cladding - metallic coated | Steel, Steel cladding - metallic coated, GALVABOND® steel with a zinc coating class of Z275 in 0.40mm base metal thickness (BMT) (Bluescope) | GALVABOND® steel is suitable for general manufacturing purposes including partition walling systems, tube formed products, air conditioning ducts and panels, meter boxes, trailers, cable trays, scaffolding, planks, rendering mesh, feeder troughs. The GALVABOND® steel products represented in this EPD consist of low carbon9 steel substrate (G2, G2S or G3N strength grade) that is coated with a zinc coating to provide to provide corrosion resistance. GALVABOND® steel with a G2S steel grade is skin passed to improve its surface quality. | Steel, general manufacturing purposes, (GALVABOND® steel in | 0.40 mm | BMT, zinc coating class of Z275), unpainted, (BlueScope) |  |  |  | Steel, Steel cladding - metallic coated, GALVABOND® steel with a zinc coating class of Z275 in 0.40mm base metal thickness (BMT) (Bluescope) | Steel, Structural purlins and grits, GALVASPAN® steel in 3.00mm base metal thickness (BMT), incl. rollforming (Bluescope) | Cold formed steel products
| Steel | Bluescope | GALVABOND® steel with a zinc coating class of Z275 in 0.50mm base metal thickness (BMT) | 13.5 | -0.00702 | 2023-07-28 | 2028-07-28 | S-P-09342 | Version 1 | Australia | m² | 4.21 | https://epd-australasia.com/wp-content/uploads/2023/08/SP09342-Bluescope-EPD-GALVABOND_Jul23.pdf | Steel cladding - metallic coated | Steel, Steel cladding - metallic coated, GALVABOND® steel with a zinc coating class of Z275 in 0.50mm base metal thickness (BMT) (Bluescope) | GALVABOND® steel is suitable for general manufacturing purposes including partition walling systems, tube formed products, air conditioning ducts and panels, meter boxes, trailers, cable trays, scaffolding, planks, rendering mesh, feeder troughs. The GALVABOND® steel products represented in this EPD consist of low carbon9 steel substrate (G2, G2S or G3N strength grade) that is coated with a zinc coating to provide to provide corrosion resistance. GALVABOND® steel with a G2S steel grade is skin passed to improve its surface quality. | Steel, general manufacturing purposes, (GALVABOND® steel in | 0.50 mm | BMT, zinc coating class of Z275), unpainted, (BlueScope) |  |  |  | Steel, Steel cladding - metallic coated, GALVABOND® steel with a zinc coating class of Z275 in 0.50mm base metal thickness (BMT) (Bluescope) | Steel, Structural formwork and decking, DECKFORM® steel in 0.60mm base material thickness (BMT) (Bluescope) | Cold formed steel products
| Steel | Bluescope | GALVABOND® steel with a zinc coating class of Z275 in 0.55mm base metal thickness (BMT) | 14.5 | -0.00671 | 2023-07-28 | 2028-07-28 | S-P-09342 | Version 1 | Australia | m² | 4.6 | https://epd-australasia.com/wp-content/uploads/2023/08/SP09342-Bluescope-EPD-GALVABOND_Jul23.pdf | Steel cladding - metallic coated | Steel, Steel cladding - metallic coated, GALVABOND® steel with a zinc coating class of Z275 in 0.55mm base metal thickness (BMT) (Bluescope) | GALVABOND® steel is suitable for general manufacturing purposes including partition walling systems, tube formed products, air conditioning ducts and panels, meter boxes, trailers, cable trays, scaffolding, planks, rendering mesh, feeder troughs. The GALVABOND® steel products represented in this EPD consist of low carbon9 steel substrate (G2, G2S or G3N strength grade) that is coated with a zinc coating to provide to provide corrosion resistance. GALVABOND® steel with a G2S steel grade is skin passed to improve its surface quality. | Steel, general manufacturing purposes, (GALVABOND® steel in | 0.55 mm | BMT, zinc coating class of Z275), unpainted, (BlueScope) |  |  |  | Steel, Steel cladding - metallic coated, GALVABOND® steel with a zinc coating class of Z275 in 0.55mm base metal thickness (BMT) (Bluescope) | Steel, Structural formwork and decking, Low Glare DECKFORM® steel in 0.60mm base material thickness (BMT) (Bluescope) | Cold formed steel products
| Steel | Bluescope | GALVABOND® steel with a zinc coating class of Z275 in 0.60mm base metal thickness (BMT) | 15.5 | -0.0064 | 2023-07-28 | 2028-07-28 | S-P-09342 | Version 1 | Australia | m² | 4.99 | https://epd-australasia.com/wp-content/uploads/2023/08/SP09342-Bluescope-EPD-GALVABOND_Jul23.pdf | Steel cladding - metallic coated | Steel, Steel cladding - metallic coated, GALVABOND® steel with a zinc coating class of Z275 in 0.60mm base metal thickness (BMT) (Bluescope) | GALVABOND® steel is suitable for general manufacturing purposes including partition walling systems, tube formed products, air conditioning ducts and panels, meter boxes, trailers, cable trays, scaffolding, planks, rendering mesh, feeder troughs. The GALVABOND® steel products represented in this EPD consist of low carbon9 steel substrate (G2, G2S or G3N strength grade) that is coated with a zinc coating to provide to provide corrosion resistance. GALVABOND® steel with a G2S steel grade is skin passed to improve its surface quality. | Steel, general manufacturing purposes, (GALVABOND® steel in | 0.60 mm | BMT, zinc coating class of Z275), unpainted, (BlueScope) |  |  |  | Steel, Steel cladding - metallic coated, GALVABOND® steel with a zinc coating class of Z275 in 0.60mm base metal thickness (BMT) (Bluescope) | Steel, Structural formwork and decking, DECKFORM® steel in 0.75mm base material thickness (BMT) (Bluescope) | Cold formed steel products
| Steel | Bluescope | GALVABOND® steel with a zinc coating class of Z275 in 0.70mm base metal thickness (BMT) | 17.6 | -0.00577 | 2023-07-28 | 2028-07-28 | S-P-09342 | Version 1 | Australia | m² | 5.78 | https://epd-australasia.com/wp-content/uploads/2023/08/SP09342-Bluescope-EPD-GALVABOND_Jul23.pdf | Steel cladding - metallic coated | Steel, Steel cladding - metallic coated, GALVABOND® steel with a zinc coating class of Z275 in 0.70mm base metal thickness (BMT) (Bluescope) | GALVABOND® steel is suitable for general manufacturing purposes including partition walling systems, tube formed products, air conditioning ducts and panels, meter boxes, trailers, cable trays, scaffolding, planks, rendering mesh, feeder troughs. The GALVABOND® steel products represented in this EPD consist of low carbon9 steel substrate (G2, G2S or G3N strength grade) that is coated with a zinc coating to provide to provide corrosion resistance. GALVABOND® steel with a G2S steel grade is skin passed to improve its surface quality. | Steel, general manufacturing purposes, (GALVABOND® steel in | 0.70 mm | BMT, zinc coating class of Z275), unpainted, (BlueScope) |  |  |  | Steel, Steel cladding - metallic coated, GALVABOND® steel with a zinc coating class of Z275 in 0.70mm base metal thickness (BMT) (Bluescope) | Steel, Structural formwork and decking, Low Glare DECKFORM® steel in 0.75mm base material thickness (BMT) (Bluescope) | Cold formed steel products
| Steel | Bluescope | GALVABOND® steel with a zinc coating class of Z275 in 0.75mm base metal thickness (BMT) | 18.6 | -0.00546 | 2023-07-28 | 2028-07-28 | S-P-09342 | Version 1 | Australia | m² | 6.17 | https://epd-australasia.com/wp-content/uploads/2023/08/SP09342-Bluescope-EPD-GALVABOND_Jul23.pdf | Steel cladding - metallic coated | Steel, Steel cladding - metallic coated, GALVABOND® steel with a zinc coating class of Z275 in 0.75mm base metal thickness (BMT) (Bluescope) | GALVABOND® steel is suitable for general manufacturing purposes including partition walling systems, tube formed products, air conditioning ducts and panels, meter boxes, trailers, cable trays, scaffolding, planks, rendering mesh, feeder troughs. The GALVABOND® steel products represented in this EPD consist of low carbon9 steel substrate (G2, G2S or G3N strength grade) that is coated with a zinc coating to provide to provide corrosion resistance. GALVABOND® steel with a G2S steel grade is skin passed to improve its surface quality. | Steel, general manufacturing purposes, (GALVABOND® steel in | 0.75 mm | BMT, zinc coating class of Z275), unpainted, (BlueScope) |  |  |  | Steel, Steel cladding - metallic coated, GALVABOND® steel with a zinc coating class of Z275 in 0.75mm base metal thickness (BMT) (Bluescope) | Steel, Structural formwork and decking, DECKFORM® steel in 0.90mm base material thickness (BMT) (Bluescope) | Cold formed steel products
| Steel | Bluescope | GALVABOND® steel with a zinc coating class of Z275 in 0.80mm base metal thickness (BMT) | 19.6 | -0.00515 | 2023-07-28 | 2028-07-28 | S-P-09342 | Version 1 | Australia | m² | 6.56 | https://epd-australasia.com/wp-content/uploads/2023/08/SP09342-Bluescope-EPD-GALVABOND_Jul23.pdf | Steel cladding - metallic coated | Steel, Steel cladding - metallic coated, GALVABOND® steel with a zinc coating class of Z275 in 0.80mm base metal thickness (BMT) (Bluescope) | GALVABOND® steel is suitable for general manufacturing purposes including partition walling systems, tube formed products, air conditioning ducts and panels, meter boxes, trailers, cable trays, scaffolding, planks, rendering mesh, feeder troughs. The GALVABOND® steel products represented in this EPD consist of low carbon9 steel substrate (G2, G2S or G3N strength grade) that is coated with a zinc coating to provide to provide corrosion resistance. GALVABOND® steel with a G2S steel grade is skin passed to improve its surface quality. | Steel, general manufacturing purposes, (GALVABOND® steel in | 0.80 mm | BMT, zinc coating class of Z275), unpainted, (BlueScope) |  |  |  | Steel, Steel cladding - metallic coated, GALVABOND® steel with a zinc coating class of Z275 in 0.80mm base metal thickness (BMT) (Bluescope) | Steel, Structural formwork and decking, Low Glare DECKFORM® steel in 0.90mm base material thickness (BMT) (Bluescope) | Cold formed steel products
| Steel | Bluescope | GALVABOND® steel with a zinc coating class of Z275 in 0.85mm base metal thickness (BMT) | 20.6 | -0.00483 | 2023-07-28 | 2028-07-28 | S-P-09342 | Version 1 | Australia | m² | 6.95 | https://epd-australasia.com/wp-content/uploads/2023/08/SP09342-Bluescope-EPD-GALVABOND_Jul23.pdf | Steel cladding - metallic coated | Steel, Steel cladding - metallic coated, GALVABOND® steel with a zinc coating class of Z275 in 0.85mm base metal thickness (BMT) (Bluescope) | GALVABOND® steel is suitable for general manufacturing purposes including partition walling systems, tube formed products, air conditioning ducts and panels, meter boxes, trailers, cable trays, scaffolding, planks, rendering mesh, feeder troughs. The GALVABOND® steel products represented in this EPD consist of low carbon9 steel substrate (G2, G2S or G3N strength grade) that is coated with a zinc coating to provide to provide corrosion resistance. GALVABOND® steel with a G2S steel grade is skin passed to improve its surface quality. | Steel, general manufacturing purposes, (GALVABOND® steel in | 0.85 mm | BMT, zinc coating class of Z275), unpainted, (BlueScope) |  |  |  | Steel, Steel cladding - metallic coated, GALVABOND® steel with a zinc coating class of Z275 in 0.85mm base metal thickness (BMT) (Bluescope) | Steel, Structural formwork and decking, DECKFORM® steel in 1.00mm base material thickness (BMT) (Bluescope) | Cold formed steel products
| Steel | Bluescope | GALVABOND® steel with a zinc coating class of Z275 in 0.90mm base metal thickness (BMT) | 21.7 | -0.00452 | 2023-07-28 | 2028-07-28 | S-P-09342 | Version 1 | Australia | m² | 7.35 | https://epd-australasia.com/wp-content/uploads/2023/08/SP09342-Bluescope-EPD-GALVABOND_Jul23.pdf | Steel cladding - metallic coated | Steel, Steel cladding - metallic coated, GALVABOND® steel with a zinc coating class of Z275 in 0.90mm base metal thickness (BMT) (Bluescope) | GALVABOND® steel is suitable for general manufacturing purposes including partition walling systems, tube formed products, air conditioning ducts and panels, meter boxes, trailers, cable trays, scaffolding, planks, rendering mesh, feeder troughs. The GALVABOND® steel products represented in this EPD consist of low carbon9 steel substrate (G2, G2S or G3N strength grade) that is coated with a zinc coating to provide to provide corrosion resistance. GALVABOND® steel with a G2S steel grade is skin passed to improve its surface quality. | Steel, general manufacturing purposes, (GALVABOND® steel in | 0.90 mm | BMT, zinc coating class of Z275), unpainted, (BlueScope) |  |  |  | Steel, Steel cladding - metallic coated, GALVABOND® steel with a zinc coating class of Z275 in 0.90mm base metal thickness (BMT) (Bluescope) | Steel, Structural formwork and decking, Low Glare DECKFORM® steel in 1.00mm base material thickness (BMT) (Bluescope) | Cold formed steel products
| Steel | Bluescope | GALVABOND® steel with a zinc coating class of Z275 in 0.95mm base metal thickness (BMT) | 22.7 | -0.00421 | 2023-07-28 | 2028-07-28 | S-P-09342 | Version 1 | Australia | m² | 7.74 | https://epd-australasia.com/wp-content/uploads/2023/08/SP09342-Bluescope-EPD-GALVABOND_Jul23.pdf | Steel cladding - metallic coated | Steel, Steel cladding - metallic coated, GALVABOND® steel with a zinc coating class of Z275 in 0.95mm base metal thickness (BMT) (Bluescope) | GALVABOND® steel is suitable for general manufacturing purposes including partition walling systems, tube formed products, air conditioning ducts and panels, meter boxes, trailers, cable trays, scaffolding, planks, rendering mesh, feeder troughs. The GALVABOND® steel products represented in this EPD consist of low carbon9 steel substrate (G2, G2S or G3N strength grade) that is coated with a zinc coating to provide to provide corrosion resistance. GALVABOND® steel with a G2S steel grade is skin passed to improve its surface quality. | Steel, general manufacturing purposes, (GALVABOND® steel in | 0.95 mm | BMT, zinc coating class of Z275), unpainted, (BlueScope) |  |  |  | Steel, Steel cladding - metallic coated, GALVABOND® steel with a zinc coating class of Z275 in 0.95mm base metal thickness (BMT) (Bluescope) | Steel, Structural formwork and decking, DECKFORM® steel in 1.50mm base material thickness (BMT) (Bluescope) | Cold formed steel products
| Steel | Bluescope | GALVABOND® steel with a zinc coating class of Z275 in 1.00mm base metal thickness (BMT) | 23.7 | -0.00389 | 2023-07-28 | 2028-07-28 | S-P-09342 | Version 1 | Australia | m² | 8.13 | https://epd-australasia.com/wp-content/uploads/2023/08/SP09342-Bluescope-EPD-GALVABOND_Jul23.pdf | Steel cladding - metallic coated | Steel, Steel cladding - metallic coated, GALVABOND® steel with a zinc coating class of Z275 in 1.00mm base metal thickness (BMT) (Bluescope) | GALVABOND® steel is suitable for general manufacturing purposes including partition walling systems, tube formed products, air conditioning ducts and panels, meter boxes, trailers, cable trays, scaffolding, planks, rendering mesh, feeder troughs. The GALVABOND® steel products represented in this EPD consist of low carbon9 steel substrate (G2, G2S or G3N strength grade) that is coated with a zinc coating to provide to provide corrosion resistance. GALVABOND® steel with a G2S steel grade is skin passed to improve its surface quality. | Steel, general manufacturing purposes, (GALVABOND® steel in | 1.00 mm | BMT, zinc coating class of Z275), unpainted, (BlueScope) |  |  |  | Steel, Steel cladding - metallic coated, GALVABOND® steel with a zinc coating class of Z275 in 1.00mm base metal thickness (BMT) (Bluescope) | Steel, Structural formwork and decking, Low Glare DECKFORM® steel in 1.50mm base material thickness (BMT) (Bluescope) | Cold formed steel products
| Steel | Bluescope | GALVABOND® steel with a zinc coating class of Z275 in 1.10mm base metal thickness (BMT) | 25.8 | -0.00327 | 2023-07-28 | 2028-07-28 | S-P-09342 | Version 1 | Australia | m² | 8.92 | https://epd-australasia.com/wp-content/uploads/2023/08/SP09342-Bluescope-EPD-GALVABOND_Jul23.pdf | Steel cladding - metallic coated | Steel, Steel cladding - metallic coated, GALVABOND® steel with a zinc coating class of Z275 in 1.10mm base metal thickness (BMT) (Bluescope) | GALVABOND® steel is suitable for general manufacturing purposes including partition walling systems, tube formed products, air conditioning ducts and panels, meter boxes, trailers, cable trays, scaffolding, planks, rendering mesh, feeder troughs. The GALVABOND® steel products represented in this EPD consist of low carbon9 steel substrate (G2, G2S or G3N strength grade) that is coated with a zinc coating to provide to provide corrosion resistance. GALVABOND® steel with a G2S steel grade is skin passed to improve its surface quality. | Steel, general manufacturing purposes, (GALVABOND® steel in | 1.10 mm | BMT, zinc coating class of Z275), unpainted, (BlueScope) |  |  |  | Steel, Steel cladding - metallic coated, GALVABOND® steel with a zinc coating class of Z275 in 1.10mm base metal thickness (BMT) (Bluescope) | Steel, Structural framing, TRUECORE® steel in 0.42mm base material thickness (BMT) (Bluescope) | Cold formed steel products
| Steel | Bluescope | GALVABOND® steel with a zinc coating class of Z275 in 1.15mm base metal thickness (BMT) | 26.8 | -0.00296 | 2023-07-28 | 2028-07-28 | S-P-09342 | Version 1 | Australia | m² | 9.31 | https://epd-australasia.com/wp-content/uploads/2023/08/SP09342-Bluescope-EPD-GALVABOND_Jul23.pdf | Steel cladding - metallic coated | Steel, Steel cladding - metallic coated, GALVABOND® steel with a zinc coating class of Z275 in 1.15mm base metal thickness (BMT) (Bluescope) | GALVABOND® steel is suitable for general manufacturing purposes including partition walling systems, tube formed products, air conditioning ducts and panels, meter boxes, trailers, cable trays, scaffolding, planks, rendering mesh, feeder troughs. The GALVABOND® steel products represented in this EPD consist of low carbon9 steel substrate (G2, G2S or G3N strength grade) that is coated with a zinc coating to provide to provide corrosion resistance. GALVABOND® steel with a G2S steel grade is skin passed to improve its surface quality. | Steel, general manufacturing purposes, (GALVABOND® steel in | 1.15 mm | BMT, zinc coating class of Z275), unpainted, (BlueScope) |  |  |  | Steel, Steel cladding - metallic coated, GALVABOND® steel with a zinc coating class of Z275 in 1.15mm base metal thickness (BMT) (Bluescope) | Steel, Structural framing, TRUECORE® steel in 0.48mm base material thickness (BMT) (Bluescope) | Cold formed steel products
| Steel | Bluescope | GALVABOND® steel with a zinc coating class of Z275 in 1.20mm base metal thickness (BMT) | 27.8 | -0.00264 | 2023-07-28 | 2028-07-28 | S-P-09342 | Version 1 | Australia | m² | 9.7 | https://epd-australasia.com/wp-content/uploads/2023/08/SP09342-Bluescope-EPD-GALVABOND_Jul23.pdf | Steel cladding - metallic coated | Steel, Steel cladding - metallic coated, GALVABOND® steel with a zinc coating class of Z275 in 1.20mm base metal thickness (BMT) (Bluescope) | GALVABOND® steel is suitable for general manufacturing purposes including partition walling systems, tube formed products, air conditioning ducts and panels, meter boxes, trailers, cable trays, scaffolding, planks, rendering mesh, feeder troughs. The GALVABOND® steel products represented in this EPD consist of low carbon9 steel substrate (G2, G2S or G3N strength grade) that is coated with a zinc coating to provide to provide corrosion resistance. GALVABOND® steel with a G2S steel grade is skin passed to improve its surface quality. | Steel, general manufacturing purposes, (GALVABOND® steel in | 1.20 mm | BMT, zinc coating class of Z275), unpainted, (BlueScope) |  |  |  | Steel, Steel cladding - metallic coated, GALVABOND® steel with a zinc coating class of Z275 in 1.20mm base metal thickness (BMT) (Bluescope) | Steel, Structural framing, TRUECORE® steel in 0.55mm base material thickness (BMT) (Bluescope) | Cold formed steel products
| Steel | Bluescope | GALVABOND® steel with a zinc coating class of Z275 in 1.50mm base metal thickness (BMT) | 34 | -0.000769 | 2023-07-28 | 2028-07-28 | S-P-09342 | Version 1 | Australia | m² | 12.06 | https://epd-australasia.com/wp-content/uploads/2023/08/SP09342-Bluescope-EPD-GALVABOND_Jul23.pdf | Steel cladding - metallic coated | Steel, Steel cladding - metallic coated, GALVABOND® steel with a zinc coating class of Z275 in 1.50mm base metal thickness (BMT) (Bluescope) | GALVABOND® steel is suitable for general manufacturing purposes including partition walling systems, tube formed products, air conditioning ducts and panels, meter boxes, trailers, cable trays, scaffolding, planks, rendering mesh, feeder troughs. The GALVABOND® steel products represented in this EPD consist of low carbon9 steel substrate (G2, G2S or G3N strength grade) that is coated with a zinc coating to provide to provide corrosion resistance. GALVABOND® steel with a G2S steel grade is skin passed to improve its surface quality. | Steel, general manufacturing purposes, (GALVABOND® steel in | 1.50 mm | BMT, zinc coating class of Z275), unpainted, (BlueScope) |  |  |  | Steel, Steel cladding - metallic coated, GALVABOND® steel with a zinc coating class of Z275 in 1.50mm base metal thickness (BMT) (Bluescope) | Steel, Structural framing, TRUECORE® steel in 0.60mm base material thickness (BMT) (Bluescope) | Cold formed steel products
| Steel | Bluescope | GALVABOND® steel with a zinc coating class of Z275 in 1.55mm base metal thickness (BMT) | 35 | -0.000457 | 2023-07-28 | 2028-07-28 | S-P-09342 | Version 1 | Australia | m² | 12.45 | https://epd-australasia.com/wp-content/uploads/2023/08/SP09342-Bluescope-EPD-GALVABOND_Jul23.pdf | Steel cladding - metallic coated | Steel, Steel cladding - metallic coated, GALVABOND® steel with a zinc coating class of Z275 in 1.55mm base metal thickness (BMT) (Bluescope) | GALVABOND® steel is suitable for general manufacturing purposes including partition walling systems, tube formed products, air conditioning ducts and panels, meter boxes, trailers, cable trays, scaffolding, planks, rendering mesh, feeder troughs. The GALVABOND® steel products represented in this EPD consist of low carbon9 steel substrate (G2, G2S or G3N strength grade) that is coated with a zinc coating to provide to provide corrosion resistance. GALVABOND® steel with a G2S steel grade is skin passed to improve its surface quality. | Steel, general manufacturing purposes, (GALVABOND® steel in | 1.55 mm | BMT, zinc coating class of Z275), unpainted, (BlueScope) |  |  |  | Steel, Steel cladding - metallic coated, GALVABOND® steel with a zinc coating class of Z275 in 1.55mm base metal thickness (BMT) (Bluescope) | Steel, Structural framing, TRUECORE® steel in 0.75mm base material thickness (BMT) (Bluescope) | Cold formed steel products
| Steel | Bluescope | GALVABOND® steel with a zinc coating class of Z275 in 1.60mm base metal thickness (BMT) | 36 | -0.000144 | 2023-07-28 | 2028-07-28 | S-P-09342 | Version 1 | Australia | m² | 12.84 | https://epd-australasia.com/wp-content/uploads/2023/08/SP09342-Bluescope-EPD-GALVABOND_Jul23.pdf | Steel cladding - metallic coated | Steel, Steel cladding - metallic coated, GALVABOND® steel with a zinc coating class of Z275 in 1.60mm base metal thickness (BMT) (Bluescope) | GALVABOND® steel is suitable for general manufacturing purposes including partition walling systems, tube formed products, air conditioning ducts and panels, meter boxes, trailers, cable trays, scaffolding, planks, rendering mesh, feeder troughs. The GALVABOND® steel products represented in this EPD consist of low carbon9 steel substrate (G2, G2S or G3N strength grade) that is coated with a zinc coating to provide to provide corrosion resistance. GALVABOND® steel with a G2S steel grade is skin passed to improve its surface quality. | Steel, general manufacturing purposes, (GALVABOND® steel in | 1.60 mm | BMT, zinc coating class of Z275), unpainted, (BlueScope) |  |  |  | Steel, Steel cladding - metallic coated, GALVABOND® steel with a zinc coating class of Z275 in 1.60mm base metal thickness (BMT) (Bluescope) | Steel, Structural framing, TRUECORE® steel in 0.95mm base material thickness (BMT) (Bluescope) | Cold formed steel products
| Steel | Bluescope | GALVABOND® steel with a zinc coating class of Z275 in 1.90mm base metal thickness (BMT) | 42.2 | 0.00173 | 2023-07-28 | 2028-07-28 | S-P-09342 | Version 1 | Australia | m² | 15.2 | https://epd-australasia.com/wp-content/uploads/2023/08/SP09342-Bluescope-EPD-GALVABOND_Jul23.pdf | Steel cladding - metallic coated | Steel, Steel cladding - metallic coated, GALVABOND® steel with a zinc coating class of Z275 in 1.90mm base metal thickness (BMT) (Bluescope) | GALVABOND® steel is suitable for general manufacturing purposes including partition walling systems, tube formed products, air conditioning ducts and panels, meter boxes, trailers, cable trays, scaffolding, planks, rendering mesh, feeder troughs. The GALVABOND® steel products represented in this EPD consist of low carbon9 steel substrate (G2, G2S or G3N strength grade) that is coated with a zinc coating to provide to provide corrosion resistance. GALVABOND® steel with a G2S steel grade is skin passed to improve its surface quality. | Steel, general manufacturing purposes, (GALVABOND® steel in | 1.90 mm | BMT, zinc coating class of Z275), unpainted, (BlueScope) |  |  |  | Steel, Steel cladding - metallic coated, GALVABOND® steel with a zinc coating class of Z275 in 1.90mm base metal thickness (BMT) (Bluescope) | Steel, Structural framing, TRUECORE® steel in 1.00mm base material thickness (BMT) (Bluescope) | Cold formed steel products
| Steel | Bluescope | GALVABOND® steel with a zinc coating class of Z275 in 1.95mm base metal thickness (BMT) | 43.2 | 0.00204 | 2023-07-28 | 2028-07-28 | S-P-09342 | Version 1 | Australia | m² | 15.59 | https://epd-australasia.com/wp-content/uploads/2023/08/SP09342-Bluescope-EPD-GALVABOND_Jul23.pdf | Steel cladding - metallic coated | Steel, Steel cladding - metallic coated, GALVABOND® steel with a zinc coating class of Z275 in 1.95mm base metal thickness (BMT) (Bluescope) | GALVABOND® steel is suitable for general manufacturing purposes including partition walling systems, tube formed products, air conditioning ducts and panels, meter boxes, trailers, cable trays, scaffolding, planks, rendering mesh, feeder troughs. The GALVABOND® steel products represented in this EPD consist of low carbon9 steel substrate (G2, G2S or G3N strength grade) that is coated with a zinc coating to provide to provide corrosion resistance. GALVABOND® steel with a G2S steel grade is skin passed to improve its surface quality. | Steel, general manufacturing purposes, (GALVABOND® steel in | 1.95 mm | BMT, zinc coating class of Z275), unpainted, (BlueScope) |  |  |  | Steel, Steel cladding - metallic coated, GALVABOND® steel with a zinc coating class of Z275 in 1.95mm base metal thickness (BMT) (Bluescope) | Steel, Structural framing, TRUECORE® steel in 1.15mm base material thickness (BMT) (Bluescope) | Cold formed steel products
| Steel | Bluescope | GALVABOND® steel with a zinc coating class of Z275 in 2.40mm base metal thickness (BMT) | 52.5 | 0.00486 | 2023-07-28 | 2028-07-28 | S-P-09342 | Version 1 | Australia | m² | 19.12 | https://epd-australasia.com/wp-content/uploads/2023/08/SP09342-Bluescope-EPD-GALVABOND_Jul23.pdf | Steel cladding - metallic coated | Steel, Steel cladding - metallic coated, GALVABOND® steel with a zinc coating class of Z275 in 2.40mm base metal thickness (BMT) (Bluescope) | GALVABOND® steel is suitable for general manufacturing purposes including partition walling systems, tube formed products, air conditioning ducts and panels, meter boxes, trailers, cable trays, scaffolding, planks, rendering mesh, feeder troughs. The GALVABOND® steel products represented in this EPD consist of low carbon9 steel substrate (G2, G2S or G3N strength grade) that is coated with a zinc coating to provide to provide corrosion resistance. GALVABOND® steel with a G2S steel grade is skin passed to improve its surface quality. | Steel, general manufacturing purposes, (GALVABOND® steel in | 2.40 mm | BMT, zinc coating class of Z275), unpainted, (BlueScope) |  |  |  | Steel, Steel cladding - metallic coated, GALVABOND® steel with a zinc coating class of Z275 in 2.40mm base metal thickness (BMT) (Bluescope) | Steel, Structural framing, TRUECORE® steel in 1.20mm base material thickness (BMT) (Bluescope) | Cold formed steel products
| Steel | Bluescope | GALVABOND® steel with a zinc coating class of Z275 in 2.90mm base metal thickness (BMT) | 62.7 | 0.00798 | 2023-07-28 | 2028-07-28 | S-P-09342 | Version 1 | Australia | m² | 23.05 | https://epd-australasia.com/wp-content/uploads/2023/08/SP09342-Bluescope-EPD-GALVABOND_Jul23.pdf | Steel cladding - metallic coated | Steel, Steel cladding - metallic coated, GALVABOND® steel with a zinc coating class of Z275 in 2.90mm base metal thickness (BMT) (Bluescope) | GALVABOND® steel is suitable for general manufacturing purposes including partition walling systems, tube formed products, air conditioning ducts and panels, meter boxes, trailers, cable trays, scaffolding, planks, rendering mesh, feeder troughs. The GALVABOND® steel products represented in this EPD consist of low carbon9 steel substrate (G2, G2S or G3N strength grade) that is coated with a zinc coating to provide to provide corrosion resistance. GALVABOND® steel with a G2S steel grade is skin passed to improve its surface quality. | Steel, general manufacturing purposes, (GALVABOND® steel in | 2.90 mm | BMT, zinc coating class of Z275), unpainted, (BlueScope) |  |  |  | Steel, Steel cladding - metallic coated, GALVABOND® steel with a zinc coating class of Z275 in 2.90mm base metal thickness (BMT) (Bluescope) | Steel, Structural framing, TRUECORE® steel in 1.50mm base material thickness (BMT) (Bluescope) | Cold formed steel products
356675.6058 | Steel | Bluescope | GALVASPAN® steel in 1.00mm base metal thickness (BMT) | 2931.8735 | -0.0169 | 2023-07-28 | 2028-07-28 | S-P-09341 | Version 1 | Australia | tonne | 8.22 | https://epd-australasia.com/wp-content/uploads/2023/08/SP09341-Bluescope-EPD-GALVASPAN_Jul23.pdf | Structural purlins and grits (cold - rolled) | Steel, Structural purlins and grits (cold - rolled), GALVASPAN® steel in 1.00mm base metal thickness (BMT) (Bluescope) | GALVASPAN® steel is a hot-dipped zinc-coated structural steel product. GALVASPAN® steel has been developed for cold forming into a wide range of purlin and girt specifications. Purlins and girts made from GALVASPAN® steel are widely used in commercial and industrial buildings, sheds, garages, warehouses, and distribution centres. The GALVASPAN® steel products represented in this EPD consist of a low carbon10 steel substrate that is coated with a zinc coating class of Z350 to provide corrosion resistance. | Steel, structural purlins and girts, (GALVASPAN® steel in | 1.00 mm | BMT, hot-dipped zinc-coated, zinc coating class of Z350), painted, (BlueScope) |  |  |  | Steel, Structural purlins and grits (cold - rolled), GALVASPAN® steel in 1.00mm base metal thickness (BMT) (Bluescope) | Steel, Structural framing, TRUECORE® steel in 1.60mm base material thickness (BMT) (Bluescope) | Cold formed steel products
372955.4052 | Steel | Bluescope | GALVASPAN® steel in 1.00mm base metal thickness (BMT), incl. rollforming | 3065.6934 | -0.23 | 2023-07-28 | 2028-07-28 | S-P-09341 | Version 1 | Australia | tonne | 8.22 | https://epd-australasia.com/wp-content/uploads/2023/08/SP09341-Bluescope-EPD-GALVASPAN_Jul23.pdf | Structural purlins and grits (cold - rolled) | Steel, Structural purlins and grits (cold - rolled), GALVASPAN® steel in 1.00mm base metal thickness (BMT), incl. rollforming (Bluescope) | GALVASPAN® steel is a hot-dipped zinc-coated structural steel product. GALVASPAN® steel has been developed for cold forming into a wide range of purlin and girt specifications. Purlins and girts made from GALVASPAN® steel are widely used in commercial and industrial buildings, sheds, garages, warehouses, and distribution centres. The GALVASPAN® steel products represented in this EPD consist of a low carbon10 steel substrate that is coated with a zinc coating class of Z350 to provide corrosion resistance. | Steel, structural purlins and girts, (GALVASPAN® steel in | 1.00 mm | BMT, hot-dipped zinc-coated, zinc coating class of Z350), painted, (BlueScope) |  |  |  | Steel, Structural purlins and grits (cold - rolled), GALVASPAN® steel in 1.00mm base metal thickness (BMT), incl. rollforming (Bluescope) | Steel, Structural framing, TRUECORE® steel in 0.42mm base material thickness (BMT), incl. rollforming (Bluescope) | Cold formed steel products
294227.8137 | Steel | Bluescope | GALVASPAN® steel in 1.20mm base metal thickness (BMT) | 2880.4903 | -0.0156 | 2023-07-28 | 2028-07-28 | S-P-09341 | Version 1 | Australia | tonne | 9.79 | https://epd-australasia.com/wp-content/uploads/2023/08/SP09341-Bluescope-EPD-GALVASPAN_Jul23.pdf | Structural purlins and grits (cold - rolled) | Steel, Structural purlins and grits (cold - rolled), GALVASPAN® steel in 1.20mm base metal thickness (BMT) (Bluescope) | GALVASPAN® steel is a hot-dipped zinc-coated structural steel product. GALVASPAN® steel has been developed for cold forming into a wide range of purlin and girt specifications. Purlins and girts made from GALVASPAN® steel are widely used in commercial and industrial buildings, sheds, garages, warehouses, and distribution centres. The GALVASPAN® steel products represented in this EPD consist of a low carbon10 steel substrate that is coated with a zinc coating class of Z350 to provide corrosion resistance. | Steel, structural purlins and girts, (GALVASPAN® steel in | 1.20 mm | BMT, hot-dipped zinc-coated, zinc coating class of Z350), painted, (BlueScope) |  |  |  | Steel, Structural purlins and grits (cold - rolled), GALVASPAN® steel in 1.20mm base metal thickness (BMT) (Bluescope) | Steel, Structural framing, TRUECORE® steel in 0.48mm base material thickness (BMT), incl. rollforming (Bluescope) | Cold formed steel products
307791.5072 | Steel | Bluescope | GALVASPAN® steel in 1.20mm base metal thickness (BMT), incl. rollforming | 3013.2789 | -0.269 | 2023-07-28 | 2028-07-28 | S-P-09341 | Version 1 | Australia | tonne | 9.79 | https://epd-australasia.com/wp-content/uploads/2023/08/SP09341-Bluescope-EPD-GALVASPAN_Jul23.pdf | Structural purlins and grits (cold - rolled) | Steel, Structural purlins and grits (cold - rolled), GALVASPAN® steel in 1.20mm base metal thickness (BMT), incl. rollforming (Bluescope) | GALVASPAN® steel is a hot-dipped zinc-coated structural steel product. GALVASPAN® steel has been developed for cold forming into a wide range of purlin and girt specifications. Purlins and girts made from GALVASPAN® steel are widely used in commercial and industrial buildings, sheds, garages, warehouses, and distribution centres. The GALVASPAN® steel products represented in this EPD consist of a low carbon10 steel substrate that is coated with a zinc coating class of Z350 to provide corrosion resistance. | Steel, structural purlins and girts, (GALVASPAN® steel in | 1.20 mm | BMT, hot-dipped zinc-coated, zinc coating class of Z350), painted, (BlueScope) |  |  |  | Steel, Structural purlins and grits (cold - rolled), GALVASPAN® steel in 1.20mm base metal thickness (BMT), incl. rollforming (Bluescope) | Steel, Structural framing, TRUECORE® steel in 0.55mm base material thickness (BMT), incl. rollforming (Bluescope) | Cold formed steel products
233026.8082 | Steel | Bluescope | GALVASPAN® steel in 1.50mm base metal thickness (BMT) | 2831.2757 | -0.0137 | 2023-07-28 | 2028-07-28 | S-P-09341 | Version 1 | Australia | tonne | 12.15 | https://epd-australasia.com/wp-content/uploads/2023/08/SP09341-Bluescope-EPD-GALVASPAN_Jul23.pdf | Structural purlins and grits (cold - rolled) | Steel, Structural purlins and grits (cold - rolled), GALVASPAN® steel in 1.50mm base metal thickness (BMT) (Bluescope) | GALVASPAN® steel is a hot-dipped zinc-coated structural steel product. GALVASPAN® steel has been developed for cold forming into a wide range of purlin and girt specifications. Purlins and girts made from GALVASPAN® steel are widely used in commercial and industrial buildings, sheds, garages, warehouses, and distribution centres. The GALVASPAN® steel products represented in this EPD consist of a low carbon10 steel substrate that is coated with a zinc coating class of Z350 to provide corrosion resistance. | Steel, structural purlins and girts, (GALVASPAN® steel in | 1.50 mm | BMT, hot-dipped zinc-coated, zinc coating class of Z350), painted, (BlueScope) |  |  |  | Steel, Structural purlins and grits (cold - rolled), GALVASPAN® steel in 1.50mm base metal thickness (BMT) (Bluescope) | Steel, Structural framing, TRUECORE® steel in 0.60mm base material thickness (BMT), incl. rollforming (Bluescope) | Cold formed steel products
243187.8609 | Steel | Bluescope | GALVASPAN® steel in 1.50mm base metal thickness (BMT), incl. rollforming | 2954.7325 | -0.328 | 2023-07-28 | 2028-07-28 | S-P-09341 | Version 1 | Australia | tonne | 12.15 | https://epd-australasia.com/wp-content/uploads/2023/08/SP09341-Bluescope-EPD-GALVASPAN_Jul23.pdf | Structural purlins and grits (cold - rolled) | Steel, Structural purlins and grits (cold - rolled), GALVASPAN® steel in 1.50mm base metal thickness (BMT), incl. rollforming (Bluescope) | GALVASPAN® steel is a hot-dipped zinc-coated structural steel product. GALVASPAN® steel has been developed for cold forming into a wide range of purlin and girt specifications. Purlins and girts made from GALVASPAN® steel are widely used in commercial and industrial buildings, sheds, garages, warehouses, and distribution centres. The GALVASPAN® steel products represented in this EPD consist of a low carbon10 steel substrate that is coated with a zinc coating class of Z350 to provide corrosion resistance. | Steel, structural purlins and girts, (GALVASPAN® steel in | 1.50 mm | BMT, hot-dipped zinc-coated, zinc coating class of Z350), painted, (BlueScope) |  |  |  | Steel, Structural purlins and grits (cold - rolled), GALVASPAN® steel in 1.50mm base metal thickness (BMT), incl. rollforming (Bluescope) | Steel, Structural framing, TRUECORE® steel in 0.75mm base material thickness (BMT), incl. rollforming (Bluescope) | Cold formed steel products
182219.4067 | Steel | Bluescope | GALVASPAN® steel in 1.90mm base metal thickness (BMT) | 2786.1347 | -0.0112 | 2023-07-28 | 2028-07-28 | S-P-09341 | Version 1 | Australia | tonne | 15.29 | https://epd-australasia.com/wp-content/uploads/2023/08/SP09341-Bluescope-EPD-GALVASPAN_Jul23.pdf | Structural purlins and grits (cold - rolled) | Steel, Structural purlins and grits (cold - rolled), GALVASPAN® steel in 1.90mm base metal thickness (BMT) (Bluescope) | GALVASPAN® steel is a hot-dipped zinc-coated structural steel product. GALVASPAN® steel has been developed for cold forming into a wide range of purlin and girt specifications. Purlins and girts made from GALVASPAN® steel are widely used in commercial and industrial buildings, sheds, garages, warehouses, and distribution centres. The GALVASPAN® steel products represented in this EPD consist of a low carbon10 steel substrate that is coated with a zinc coating class of Z350 to provide corrosion resistance. | Steel, structural purlins and girts, (GALVASPAN® steel in | 1.90 mm | BMT, hot-dipped zinc-coated, zinc coating class of Z350), painted, (BlueScope) |  |  |  | Steel, Structural purlins and grits (cold - rolled), GALVASPAN® steel in 1.90mm base metal thickness (BMT) (Bluescope) | Steel, Structural framing, TRUECORE® steel in 0.95mm base material thickness (BMT), incl. rollforming (Bluescope) | Cold formed steel products
190346.5633 | Steel | Bluescope | GALVASPAN® steel in 1.90mm base metal thickness (BMT), incl. rollforming | 2910.399 | -0.407 | 2023-07-28 | 2028-07-28 | S-P-09341 | Version 1 | Australia | tonne | 15.29 | https://epd-australasia.com/wp-content/uploads/2023/08/SP09341-Bluescope-EPD-GALVASPAN_Jul23.pdf | Structural purlins and grits (cold - rolled) | Steel, Structural purlins and grits (cold - rolled), GALVASPAN® steel in 1.90mm base metal thickness (BMT), incl. rollforming (Bluescope) | GALVASPAN® steel is a hot-dipped zinc-coated structural steel product. GALVASPAN® steel has been developed for cold forming into a wide range of purlin and girt specifications. Purlins and girts made from GALVASPAN® steel are widely used in commercial and industrial buildings, sheds, garages, warehouses, and distribution centres. The GALVASPAN® steel products represented in this EPD consist of a low carbon10 steel substrate that is coated with a zinc coating class of Z350 to provide corrosion resistance. | Steel, structural purlins and girts, (GALVASPAN® steel in | 1.90 mm | BMT, hot-dipped zinc-coated, zinc coating class of Z350), painted, (BlueScope) |  |  |  | Steel, Structural purlins and grits (cold - rolled), GALVASPAN® steel in 1.90mm base metal thickness (BMT), incl. rollforming (Bluescope) | Steel, Structural framing, TRUECORE® steel in 1.00mm base material thickness (BMT), incl. rollforming (Bluescope) | Cold formed steel products
143351.0711 | Steel | Bluescope | GALVASPAN® steel in 2.40mm base metal thickness (BMT) | 2753.7741 | -0.00811 | 2023-07-28 | 2028-07-28 | S-P-09341 | Version 1 | Australia | tonne | 19.21 | https://epd-australasia.com/wp-content/uploads/2023/08/SP09341-Bluescope-EPD-GALVASPAN_Jul23.pdf | Structural purlins and grits (cold - rolled) | Steel, Structural purlins and grits (cold - rolled), GALVASPAN® steel in 2.40mm base metal thickness (BMT) (Bluescope) | GALVASPAN® steel is a hot-dipped zinc-coated structural steel product. GALVASPAN® steel has been developed for cold forming into a wide range of purlin and girt specifications. Purlins and girts made from GALVASPAN® steel are widely used in commercial and industrial buildings, sheds, garages, warehouses, and distribution centres. The GALVASPAN® steel products represented in this EPD consist of a low carbon10 steel substrate that is coated with a zinc coating class of Z350 to provide corrosion resistance. | Steel, structural purlins and girts, (GALVASPAN® steel in | 2.40 mm | BMT, hot-dipped zinc-coated, zinc coating class of Z350), painted, (BlueScope) |  |  |  | Steel, Structural purlins and grits (cold - rolled), GALVASPAN® steel in 2.40mm base metal thickness (BMT) (Bluescope) | Steel, Structural framing, TRUECORE® steel in 1.15mm base material thickness (BMT), incl. rollforming (Bluescope) | Cold formed steel products
149583.7264 | Steel | Bluescope | GALVASPAN® steel in 2.40mm base metal thickness (BMT), incl. rollforming | 2873.5034 | -0.505 | 2023-07-28 | 2028-07-28 | S-P-09341 | Version 1 | Australia | tonne | 19.21 | https://epd-australasia.com/wp-content/uploads/2023/08/SP09341-Bluescope-EPD-GALVASPAN_Jul23.pdf | Structural purlins and grits (cold - rolled) | Steel, Structural purlins and grits (cold - rolled), GALVASPAN® steel in 2.40mm base metal thickness (BMT), incl. rollforming (Bluescope) | GALVASPAN® steel is a hot-dipped zinc-coated structural steel product. GALVASPAN® steel has been developed for cold forming into a wide range of purlin and girt specifications. Purlins and girts made from GALVASPAN® steel are widely used in commercial and industrial buildings, sheds, garages, warehouses, and distribution centres. The GALVASPAN® steel products represented in this EPD consist of a low carbon10 steel substrate that is coated with a zinc coating class of Z350 to provide corrosion resistance. | Steel, structural purlins and girts, (GALVASPAN® steel in | 2.40 mm | BMT, hot-dipped zinc-coated, zinc coating class of Z350), painted, (BlueScope) |  |  |  | Steel, Structural purlins and grits (cold - rolled), GALVASPAN® steel in 2.40mm base metal thickness (BMT), incl. rollforming (Bluescope) | Steel, Structural framing, TRUECORE® steel in 1.20mm base material thickness (BMT), incl. rollforming (Bluescope) | Cold formed steel products
113952.8641 | Steel | Bluescope | GALVASPAN® steel in 3.00mm base metal thickness (BMT) | 2725.7525 | -0.00436 | 2023-07-28 | 2028-07-28 | S-P-09341 | Version 1 | Australia | tonne | 23.92 | https://epd-australasia.com/wp-content/uploads/2023/08/SP09341-Bluescope-EPD-GALVASPAN_Jul23.pdf | Structural purlins and grits (cold - rolled) | Steel, Structural purlins and grits (cold - rolled), GALVASPAN® steel in 3.00mm base metal thickness (BMT) (Bluescope) | GALVASPAN® steel is a hot-dipped zinc-coated structural steel product. GALVASPAN® steel has been developed for cold forming into a wide range of purlin and girt specifications. Purlins and girts made from GALVASPAN® steel are widely used in commercial and industrial buildings, sheds, garages, warehouses, and distribution centres. The GALVASPAN® steel products represented in this EPD consist of a low carbon10 steel substrate that is coated with a zinc coating class of Z350 to provide corrosion resistance. | Steel, structural purlins and girts, (GALVASPAN® steel in | 3.00 mm | BMT, hot-dipped zinc-coated, zinc coating class of Z350), painted, (BlueScope) |  |  |  | Steel, Structural purlins and grits (cold - rolled), GALVASPAN® steel in 3.00mm base metal thickness (BMT) (Bluescope) | Steel, Structural framing, TRUECORE® steel in 1.50mm base material thickness (BMT), incl. rollforming (Bluescope) | Cold formed steel products
119021.3197 | Steel | Bluescope | GALVASPAN® steel in 3.00mm base metal thickness (BMT), incl. rollforming | 2846.99 | -0.623 | 2023-07-28 | 2028-07-28 | S-P-09341 | Version 1 | Australia | tonne | 23.92 | https://epd-australasia.com/wp-content/uploads/2023/08/SP09341-Bluescope-EPD-GALVASPAN_Jul23.pdf | Structural purlins and grits (cold - rolled) | Steel, Structural purlins and grits (cold - rolled), GALVASPAN® steel in 3.00mm base metal thickness (BMT), incl. rollforming (Bluescope) | GALVASPAN® steel is a hot-dipped zinc-coated structural steel product. GALVASPAN® steel has been developed for cold forming into a wide range of purlin and girt specifications. Purlins and girts made from GALVASPAN® steel are widely used in commercial and industrial buildings, sheds, garages, warehouses, and distribution centres. The GALVASPAN® steel products represented in this EPD consist of a low carbon10 steel substrate that is coated with a zinc coating class of Z350 to provide corrosion resistance. | Steel, structural purlins and girts, (GALVASPAN® steel in | 3.00 mm | BMT, hot-dipped zinc-coated, zinc coating class of Z350), painted, (BlueScope) |  |  |  | Steel, Structural purlins and grits (cold - rolled), GALVASPAN® steel in 3.00mm base metal thickness (BMT), incl. rollforming (Bluescope) | Steel, Structural framing, TRUECORE® steel in 1.60mm base material thickness (BMT), incl. rollforming (Bluescope) | Cold formed steel products
600626.2013 | Steel | Bluescope | DECKFORM® steel in 0.60mm base material thickness (BMT) | 3051.1811 | -0.00673 | 2023-05-25 | 2028-05-25 | S-P-08457 | Version 1 | Australia | tonne | 5.08 | https://epd-australasia.com/wp-content/uploads/2023/06/SP08457-Bluescope-EPD_Deckform_May23.pdf | Structural formwork and decking (cold - rolled) | Steel, Structural formwork and decking (cold - rolled), DECKFORM® steel in 0.60mm base material thickness (BMT) (Bluescope) | DECKFORM® steel is a hot-dipped zinc-coated structural steel product specifically designed for use in structural formwork and steel decking applications. DECKFORM® steel delivers excellent durability and corrosion resistance and can be formed into a range of decking profiles. Low Glare DECKFORM® steel is a variant of DECKFORM® steel, which has a thin blue tinted resin coating on one side only which helps reduce reflected light and glare during construction. The products represented in this EPD consist of a low carbon10 steel substrate that is coated with a zinc coating class of Z350 to provide corrosion resistance. | Steel, structural formwork and decking (DECKFORM® steel in | 0.60 mm | BMT, zinc coating class of Z350), painted, (BlueScope) |  |  |  | Steel, Structural formwork and decking (cold - rolled), DECKFORM® steel in 0.60mm base material thickness (BMT) (Bluescope) | Steel, Structural, Steel structural hollow sections (Tata) (India, Global) | Hot rolled structural steel
658751.3175 | Steel | Bluescope | Low Glare DECKFORM® steel in 0.60mm base material thickness (BMT) | 3346.4567 | -0.00552 | 2023-05-25 | 2028-05-25 | S-P-08457 | Version 1 | Australia | tonne | 5.08 | https://epd-australasia.com/wp-content/uploads/2023/06/SP08457-Bluescope-EPD_Deckform_May23.pdf | Structural formwork and decking (cold - rolled) | Steel, Structural formwork and decking (cold - rolled), Low Glare DECKFORM® steel in 0.60mm base material thickness (BMT) (Bluescope) | DECKFORM® steel is a hot-dipped zinc-coated structural steel product specifically designed for use in structural formwork and steel decking applications. DECKFORM® steel delivers excellent durability and corrosion resistance and can be formed into a range of decking profiles. Low Glare DECKFORM® steel is a variant of DECKFORM® steel, which has a thin blue tinted resin coating on one side only which helps reduce reflected light and glare during construction. The products represented in this EPD consist of a low carbon10 steel substrate that is coated with a zinc coating class of Z350 to provide corrosion resistance. | Steel, structural formwork and decking (Low Glare DECKFORM® steel in | 0.60 mm | BMT, zinc coating class of Z350), painted, (BlueScope) |  |  |  | Steel, Structural formwork and decking (cold - rolled), Low Glare DECKFORM® steel in 0.60mm base material thickness (BMT) (Bluescope) | Steel, Structural, Average structural steel product (Jindal) (India, Global) | Hot rolled structural steel
472088.1095 | Steel | Bluescope | DECKFORM® steel in 0.75mm base material thickness (BMT) | 2955.2716 | -0.00579 | 2023-05-25 | 2028-05-25 | S-P-08457 | Version 1 | Australia | tonne | 6.26 | https://epd-australasia.com/wp-content/uploads/2023/06/SP08457-Bluescope-EPD_Deckform_May23.pdf | Structural formwork and decking (cold - rolled) | Steel, Structural formwork and decking (cold - rolled), DECKFORM® steel in 0.75mm base material thickness (BMT) (Bluescope) | DECKFORM® steel is a hot-dipped zinc-coated structural steel product specifically designed for use in structural formwork and steel decking applications. DECKFORM® steel delivers excellent durability and corrosion resistance and can be formed into a range of decking profiles. Low Glare DECKFORM® steel is a variant of DECKFORM® steel, which has a thin blue tinted resin coating on one side only which helps reduce reflected light and glare during construction. The products represented in this EPD consist of a low carbon10 steel substrate that is coated with a zinc coating class of Z350 to provide corrosion resistance. | Steel, structural formwork and decking (DECKFORM® steel in | 0.75 mm | BMT, zinc coating class of Z350), painted, (BlueScope) |  |  |  | Steel, Structural formwork and decking (cold - rolled), DECKFORM® steel in 0.75mm base material thickness (BMT) (Bluescope)
510365.5238 | Steel | Bluescope | Low Glare DECKFORM® steel in 0.75mm base material thickness (BMT) | 3194.8882 | -0.00458 | 2023-05-25 | 2028-05-25 | S-P-08457 | Version 1 | Australia | tonne | 6.26 | https://epd-australasia.com/wp-content/uploads/2023/06/SP08457-Bluescope-EPD_Deckform_May23.pdf | Structural formwork and decking (cold - rolled) | Steel, Structural formwork and decking (cold - rolled), Low Glare DECKFORM® steel in 0.75mm base material thickness (BMT) (Bluescope) | DECKFORM® steel is a hot-dipped zinc-coated structural steel product specifically designed for use in structural formwork and steel decking applications. DECKFORM® steel delivers excellent durability and corrosion resistance and can be formed into a range of decking profiles. Low Glare DECKFORM® steel is a variant of DECKFORM® steel, which has a thin blue tinted resin coating on one side only which helps reduce reflected light and glare during construction. The products represented in this EPD consist of a low carbon10 steel substrate that is coated with a zinc coating class of Z350 to provide corrosion resistance. | Steel, structural formwork and decking (Low Glare DECKFORM® steel in | 0.75 mm | BMT, zinc coating class of Z350), painted, (BlueScope) |  |  |  | Steel, Structural formwork and decking (cold - rolled), Low Glare DECKFORM® steel in 0.75mm base material thickness (BMT) (Bluescope) |  | All cold rolled
390218.5224 | Steel | Bluescope | DECKFORM® steel in 0.90mm base material thickness (BMT) | 2903.2258 | -0.00485 | 2023-05-25 | 2028-05-25 | S-P-08457 | Version 1 | Australia | tonne | 7.44 | https://epd-australasia.com/wp-content/uploads/2023/06/SP08457-Bluescope-EPD_Deckform_May23.pdf | Structural formwork and decking (cold - rolled) | Steel, Structural formwork and decking (cold - rolled), DECKFORM® steel in 0.90mm base material thickness (BMT) (Bluescope) | DECKFORM® steel is a hot-dipped zinc-coated structural steel product specifically designed for use in structural formwork and steel decking applications. DECKFORM® steel delivers excellent durability and corrosion resistance and can be formed into a range of decking profiles. Low Glare DECKFORM® steel is a variant of DECKFORM® steel, which has a thin blue tinted resin coating on one side only which helps reduce reflected light and glare during construction. The products represented in this EPD consist of a low carbon10 steel substrate that is coated with a zinc coating class of Z350 to provide corrosion resistance. | Steel, structural formwork and decking (DECKFORM® steel in | 0.90 mm | BMT, zinc coating class of Z350), painted, (BlueScope) |  |  |  | Steel, Structural formwork and decking (cold - rolled), DECKFORM® steel in 0.90mm base material thickness (BMT) (Bluescope) | Steel type (cladding) | Painted or metallic coated
417317.0309 | Steel | Bluescope | Low Glare DECKFORM® steel in 0.90mm base material thickness (BMT) | 3104.8387 | -0.00364 | 2023-05-25 | 2028-05-25 | S-P-08457 | Version 1 | Australia | tonne | 7.44 | https://epd-australasia.com/wp-content/uploads/2023/06/SP08457-Bluescope-EPD_Deckform_May23.pdf | Structural formwork and decking (cold - rolled) | Steel, Structural formwork and decking (cold - rolled), Low Glare DECKFORM® steel in 0.90mm base material thickness (BMT) (Bluescope) | DECKFORM® steel is a hot-dipped zinc-coated structural steel product specifically designed for use in structural formwork and steel decking applications. DECKFORM® steel delivers excellent durability and corrosion resistance and can be formed into a range of decking profiles. Low Glare DECKFORM® steel is a variant of DECKFORM® steel, which has a thin blue tinted resin coating on one side only which helps reduce reflected light and glare during construction. The products represented in this EPD consist of a low carbon10 steel substrate that is coated with a zinc coating class of Z350 to provide corrosion resistance. | Steel, structural formwork and decking (Low Glare DECKFORM® steel in | 0.90 mm | BMT, zinc coating class of Z350), painted, (BlueScope) |  |  |  | Steel, Structural formwork and decking (cold - rolled), Low Glare DECKFORM® steel in 0.90mm base material thickness (BMT) (Bluescope) | Steel, Cladding - steel, COLORBOND® Ultra steel in 0.42mm base metal thickness (BMT) (Bluescope) | Painted steel cladding
350755.6787 | Steel | Bluescope | DECKFORM® steel in 1.00mm base material thickness (BMT) | 2883.2117 | -0.00423 | 2023-05-25 | 2028-05-25 | S-P-08457 | Version 1 | Australia | tonne | 8.22 | https://epd-australasia.com/wp-content/uploads/2023/06/SP08457-Bluescope-EPD_Deckform_May23.pdf | Structural formwork and decking (cold - rolled) | Steel, Structural formwork and decking (cold - rolled), DECKFORM® steel in 1.00mm base material thickness (BMT) (Bluescope) | DECKFORM® steel is a hot-dipped zinc-coated structural steel product specifically designed for use in structural formwork and steel decking applications. DECKFORM® steel delivers excellent durability and corrosion resistance and can be formed into a range of decking profiles. Low Glare DECKFORM® steel is a variant of DECKFORM® steel, which has a thin blue tinted resin coating on one side only which helps reduce reflected light and glare during construction. The products represented in this EPD consist of a low carbon10 steel substrate that is coated with a zinc coating class of Z350 to provide corrosion resistance. | Steel, structural formwork and decking (DECKFORM® steel in | 1.00 mm | BMT, zinc coating class of Z350), painted, (BlueScope) |  |  |  | Steel, Structural formwork and decking (cold - rolled), DECKFORM® steel in 1.00mm base material thickness (BMT) (Bluescope) | Steel, Cladding - steel, COLORBOND® Ultra steel in 0.48mm base metal thickness (BMT) (Bluescope) | Painted steel cladding
350755.6787 | Steel | Bluescope | Low Glare DECKFORM® steel in 1.00mm base material thickness (BMT) | 2883.2117 | -0.00423 | 2023-05-25 | 2028-05-25 | S-P-08457 | Version 1 | Australia | tonne | 8.22 | https://epd-australasia.com/wp-content/uploads/2023/06/SP08457-Bluescope-EPD_Deckform_May23.pdf | Structural formwork and decking (cold - rolled) | Steel, Structural formwork and decking (cold - rolled), Low Glare DECKFORM® steel in 1.00mm base material thickness (BMT) (Bluescope) | DECKFORM® steel is a hot-dipped zinc-coated structural steel product specifically designed for use in structural formwork and steel decking applications. DECKFORM® steel delivers excellent durability and corrosion resistance and can be formed into a range of decking profiles. Low Glare DECKFORM® steel is a variant of DECKFORM® steel, which has a thin blue tinted resin coating on one side only which helps reduce reflected light and glare during construction. The products represented in this EPD consist of a low carbon10 steel substrate that is coated with a zinc coating class of Z350 to provide corrosion resistance. | Steel, structural formwork and decking (Low Glare DECKFORM® steel in | 1.00 mm | BMT, zinc coating class of Z350), painted, (BlueScope) |  |  |  | Steel, Structural formwork and decking (cold - rolled), Low Glare DECKFORM® steel in 1.00mm base material thickness (BMT) (Bluescope) | Steel, Cladding - steel, COLORBOND® Ultra steel in 0.55mm base metal thickness (BMT) (Bluescope) | Painted steel cladding
230018.2658 | Steel | Bluescope | DECKFORM® steel in 1.50mm base material thickness (BMT) | 2792.4217 | -0.0011 | 2023-05-25 | 2028-05-25 | S-P-08457 | Version 1 | Australia | tonne | 12.14 | https://epd-australasia.com/wp-content/uploads/2023/06/SP08457-Bluescope-EPD_Deckform_May23.pdf | Structural formwork and decking (cold - rolled) | Steel, Structural formwork and decking (cold - rolled), DECKFORM® steel in 1.50mm base material thickness (BMT) (Bluescope) | DECKFORM® steel is a hot-dipped zinc-coated structural steel product specifically designed for use in structural formwork and steel decking applications. DECKFORM® steel delivers excellent durability and corrosion resistance and can be formed into a range of decking profiles. Low Glare DECKFORM® steel is a variant of DECKFORM® steel, which has a thin blue tinted resin coating on one side only which helps reduce reflected light and glare during construction. The products represented in this EPD consist of a low carbon10 steel substrate that is coated with a zinc coating class of Z350 to provide corrosion resistance. | Steel, structural formwork and decking (DECKFORM® steel in | 1.50 mm | BMT, zinc coating class of Z350), painted, (BlueScope) |  |  |  | Steel, Structural formwork and decking (cold - rolled), DECKFORM® steel in 1.50mm base material thickness (BMT) (Bluescope) | Steel, Cladding - steel, COLORBOND® Ultra steel in 0.60mm base metal thickness (BMT) (Bluescope) | Painted steel cladding
240196.0651 | Steel | Bluescope | Low Glare DECKFORM® steel in 1.50mm base material thickness (BMT) | 2915.9802 | 0.000109 | 2023-05-25 | 2028-05-25 | S-P-08457 | Version 1 | Australia | tonne | 12.14 | https://epd-australasia.com/wp-content/uploads/2023/06/SP08457-Bluescope-EPD_Deckform_May23.pdf | Structural formwork and decking (cold - rolled) | Steel, Structural formwork and decking (cold - rolled), Low Glare DECKFORM® steel in 1.50mm base material thickness (BMT) (Bluescope) | DECKFORM® steel is a hot-dipped zinc-coated structural steel product specifically designed for use in structural formwork and steel decking applications. DECKFORM® steel delivers excellent durability and corrosion resistance and can be formed into a range of decking profiles. Low Glare DECKFORM® steel is a variant of DECKFORM® steel, which has a thin blue tinted resin coating on one side only which helps reduce reflected light and glare during construction. The products represented in this EPD consist of a low carbon10 steel substrate that is coated with a zinc coating class of Z350 to provide corrosion resistance. | Steel, structural formwork and decking (Low Glare DECKFORM® steel in | 1.50 mm | BMT, zinc coating class of Z350), painted, (BlueScope) |  |  |  | Steel, Structural formwork and decking (cold - rolled), Low Glare DECKFORM® steel in 1.50mm base material thickness (BMT) (Bluescope) | Steel, Cladding - steel, COLORBOND® Ultra steel in 0.70mm base metal thickness (BMT) (Bluescope) | Painted steel cladding
| Steel | Bluescope | ZINCALUME® steel in 0.30mm base material thickness (BMT) | 8.4 | -0.00229 | 2023-05-30 | 2028-05-30 | S-P-08456 | Version 1 | Australia | m² | 2.49 | https://epd-australasia.com/wp-content/uploads/2023/06/SP08456-Bluescope-EPD_Zincalume_May23.pdf | Steel cladding - metallic coated | Steel, Steel cladding - metallic coated, ZINCALUME® steel in 0.30mm base material thickness (BMT) (Bluescope) | ZINCALUME® steel incorporating Activate® technology is an aluminium, zinc, and magnesium alloy coated steel product. It is typically formed into roofing and walling, garage doors, structural sections, or other general manufactured articles. It suits a wide range of building designs including a variety of commercial and industrial projects as well as rural sheds. It can also be used as an iconic design feature in residential applications. The ZINCALUME® steel products represented in this EPD consist of a low carbon10 steel substrate that is coated with a metallic coating incorporating BlueScope’s Activate® technology (hot dipped aluminium, zinc, and magnesium alloy AM125 coating) to provide enhanced corrosion resistance. | Steel, structural sections (ZINCALUME® steel in |  | BMT, hot dipped aluminium, zinc, and magnesium alloy AM125 coating), painted, (BlueScope) |  |  |  | Steel, Steel cladding - metallic coated, ZINCALUME® steel in 0.30mm base material thickness (BMT) (Bluescope) | Steel, Cladding - steel, COLORBOND® Ultra steel in 0.75mm base metal thickness (BMT) (Bluescope) | Painted steel cladding
| Steel | Bluescope | ZINCALUME® steel in 0.35mm base material thickness (BMT) | 9.43 | -0.00198 | 2023-05-30 | 2028-05-30 | S-P-08456 | Version 1 | Australia | m² | 2.88 | https://epd-australasia.com/wp-content/uploads/2023/06/SP08456-Bluescope-EPD_Zincalume_May23.pdf | Steel cladding - metallic coated | Steel, Steel cladding - metallic coated, ZINCALUME® steel in 0.35mm base material thickness (BMT) (Bluescope) | ZINCALUME® steel incorporating Activate® technology is an aluminium, zinc, and magnesium alloy coated steel product. It is typically formed into roofing and walling, garage doors, structural sections, or other general manufactured articles. It suits a wide range of building designs including a variety of commercial and industrial projects as well as rural sheds. It can also be used as an iconic design feature in residential applications. The ZINCALUME® steel products represented in this EPD consist of a low carbon10 steel substrate that is coated with a metallic coating incorporating BlueScope’s Activate® technology (hot dipped aluminium, zinc, and magnesium alloy AM125 coating) to provide enhanced corrosion resistance. | [6 empty] | Steel, Steel cladding - metallic coated, ZINCALUME® steel in 0.35mm base material thickness (BMT) (Bluescope) | Steel, Cladding - steel, COLORBOND® steel Metallic in 0.42mm base metal thickness (BMT) (Bluescope) | Painted steel cladding
| Steel | Bluescope | ZINCALUME® steel in 0.38mm base material thickness (BMT) | 10 | -0.00179 | 2023-05-30 | 2028-05-30 | S-P-08456 | Version 1 | Australia | m² | 3.12 | https://epd-australasia.com/wp-content/uploads/2023/06/SP08456-Bluescope-EPD_Zincalume_May23.pdf | Steel cladding - metallic coated | Steel, Steel cladding - metallic coated, ZINCALUME® steel in 0.38mm base material thickness (BMT) (Bluescope) | ZINCALUME® steel incorporating Activate® technology is an aluminium, zinc, and magnesium alloy coated steel product. It is typically formed into roofing and walling, garage doors, structural sections, or other general manufactured articles. It suits a wide range of building designs including a variety of commercial and industrial projects as well as rural sheds. It can also be used as an iconic design feature in residential applications. The ZINCALUME® steel products represented in this EPD consist of a low carbon10 steel substrate that is coated with a metallic coating incorporating BlueScope’s Activate® technology (hot dipped aluminium, zinc, and magnesium alloy AM125 coating) to provide enhanced corrosion resistance. | [6 empty] | Steel, Steel cladding - metallic coated, ZINCALUME® steel in 0.38mm base material thickness (BMT) (Bluescope) | Steel, Cladding - steel, COLORBOND® steel Metallic in 0.48mm base metal thickness (BMT) (Bluescope) | Painted steel cladding
| Steel | Bluescope | ZINCALUME® steel in 0.40mm base material thickness (BMT) | 10.5 | -0.00167 | 2023-05-30 | 2028-05-30 | S-P-08456 | Version 1 | Australia | m² | 3.27 | https://epd-australasia.com/wp-content/uploads/2023/06/SP08456-Bluescope-EPD_Zincalume_May23.pdf | Steel cladding - metallic coated | Steel, Steel cladding - metallic coated, ZINCALUME® steel in 0.40mm base material thickness (BMT) (Bluescope) | ZINCALUME® steel incorporating Activate® technology is an aluminium, zinc, and magnesium alloy coated steel product. It is typically formed into roofing and walling, garage doors, structural sections, or other general manufactured articles. It suits a wide range of building designs including a variety of commercial and industrial projects as well as rural sheds. It can also be used as an iconic design feature in residential applications. The ZINCALUME® steel products represented in this EPD consist of a low carbon10 steel substrate that is coated with a metallic coating incorporating BlueScope’s Activate® technology (hot dipped aluminium, zinc, and magnesium alloy AM125 coating) to provide enhanced corrosion resistance. | [6 empty] | Steel, Steel cladding - metallic coated, ZINCALUME® steel in 0.40mm base material thickness (BMT) (Bluescope) | Steel, Cladding - steel, COLORBOND® steel Metallic in 0.55mm base metal thickness (BMT) (Bluescope) | Painted steel cladding
| Steel | Bluescope | ZINCALUME® steel in 0.42mm base material thickness (BMT) | 10.9 | -0.00154 | 2023-05-30 | 2028-05-30 | S-P-08456 | Version 1 | Australia | m² | 3.43 | https://epd-australasia.com/wp-content/uploads/2023/06/SP08456-Bluescope-EPD_Zincalume_May23.pdf | Steel cladding - metallic coated | Steel, Steel cladding - metallic coated, ZINCALUME® steel in 0.42mm base material thickness (BMT) (Bluescope) | ZINCALUME® steel incorporating Activate® technology is an aluminium, zinc, and magnesium alloy coated steel product. It is typically formed into roofing and walling, garage doors, structural sections, or other general manufactured articles. It suits a wide range of building designs including a variety of commercial and industrial projects as well as rural sheds. It can also be used as an iconic design feature in residential applications. The ZINCALUME® steel products represented in this EPD consist of a low carbon10 steel substrate that is coated with a metallic coating incorporating BlueScope’s Activate® technology (hot dipped aluminium, zinc, and magnesium alloy AM125 coating) to provide enhanced corrosion resistance. | [6 empty] | Steel, Steel cladding - metallic coated, ZINCALUME® steel in 0.42mm base material thickness (BMT) (Bluescope) | Steel, Cladding - steel, COLORBOND® steel Metallic in 0.60mm base metal thickness (BMT) (Bluescope) | Painted steel cladding
| Steel | Bluescope | ZINCALUME® steel in 0.48mm base material thickness (BMT) | 12.1 | -0.00117 | 2023-05-30 | 2028-05-30 | S-P-08456 | Version 1 | Australia | m² | 3.9 | https://epd-australasia.com/wp-content/uploads/2023/06/SP08456-Bluescope-EPD_Zincalume_May23.pdf | Steel cladding - metallic coated | Steel, Steel cladding - metallic coated, ZINCALUME® steel in 0.48mm base material thickness (BMT) (Bluescope) | ZINCALUME® steel incorporating Activate® technology is an aluminium, zinc, and magnesium alloy coated steel product. It is typically formed into roofing and walling, garage doors, structural sections, or other general manufactured articles. It suits a wide range of building designs including a variety of commercial and industrial projects as well as rural sheds. It can also be used as an iconic design feature in residential applications. The ZINCALUME® steel products represented in this EPD consist of a low carbon10 steel substrate that is coated with a metallic coating incorporating BlueScope’s Activate® technology (hot dipped aluminium, zinc, and magnesium alloy AM125 coating) to provide enhanced corrosion resistance. | [6 empty] | Steel, Steel cladding - metallic coated, ZINCALUME® steel in 0.48mm base material thickness (BMT) (Bluescope) | Steel, Cladding - steel, COLORBOND® steel Metallic in 0.70mm base metal thickness (BMT) (Bluescope) | Painted steel cladding
| Steel | Bluescope | ZINCALUME® steel in 0.50mm base material thickness (BMT) | 12.5 | -0.00104 | 2023-05-30 | 2028-05-30 | S-P-08456 | Version 1 | Australia | m² | 4.06 | https://epd-australasia.com/wp-content/uploads/2023/06/SP08456-Bluescope-EPD_Zincalume_May23.pdf | Steel cladding - metallic coated | Steel, Steel cladding - metallic coated, ZINCALUME® steel in 0.50mm base material thickness (BMT) (Bluescope) | ZINCALUME® steel incorporating Activate® technology is an aluminium, zinc, and magnesium alloy coated steel product. It is typically formed into roofing and walling, garage doors, structural sections, or other general manufactured articles. It suits a wide range of building designs including a variety of commercial and industrial projects as well as rural sheds. It can also be used as an iconic design feature in residential applications. The ZINCALUME® steel products represented in this EPD consist of a low carbon10 steel substrate that is coated with a metallic coating incorporating BlueScope’s Activate® technology (hot dipped aluminium, zinc, and magnesium alloy AM125 coating) to provide enhanced corrosion resistance. | [6 empty] | Steel, Steel cladding - metallic coated, ZINCALUME® steel in 0.50mm base material thickness (BMT) (Bluescope) | Steel, Cladding - steel, COLORBOND® steel Metallic in 0.75mm base metal thickness (BMT) (Bluescope) | Painted steel cladding
| Steel | Bluescope | ZINCALUME® steel in 0.55mm base material thickness (BMT) | 13.5 | -0.000728 | 2023-05-30 | 2028-05-30 | S-P-08456 | Version 1 | Australia | m² | 4.45 | https://epd-australasia.com/wp-content/uploads/2023/06/SP08456-Bluescope-EPD_Zincalume_May23.pdf | Steel cladding - metallic coated | Steel, Steel cladding - metallic coated, ZINCALUME® steel in 0.55mm base material thickness (BMT) (Bluescope) | ZINCALUME® steel incorporating Activate® technology is an aluminium, zinc, and magnesium alloy coated steel product. It is typically formed into roofing and walling, garage doors, structural sections, or other general manufactured articles. It suits a wide range of building designs including a variety of commercial and industrial projects as well as rural sheds. It can also be used as an iconic design feature in residential applications. The ZINCALUME® steel products represented in this EPD consist of a low carbon10 steel substrate that is coated with a metallic coating incorporating BlueScope’s Activate® technology (hot dipped aluminium, zinc, and magnesium alloy AM125 coating) to provide enhanced corrosion resistance. | [6 empty] | Steel, Steel cladding - metallic coated, ZINCALUME® steel in 0.55mm base material thickness (BMT) (Bluescope) | Steel, Cladding - steel, GALVABOND® steel with a zinc coating class of Z100 in 0.37mm base metal thickness (BMT) (Bluescope) | Metallic coated steel clading
| Steel | Bluescope | ZINCALUME® steel in 0.60mm base material thickness (BMT) | 14.6 | -0.000415 | 2023-05-30 | 2028-05-30 | S-P-08456 | Version 1 | Australia | m² | 4.84 | https://epd-australasia.com/wp-content/uploads/2023/06/SP08456-Bluescope-EPD_Zincalume_May23.pdf | Steel cladding - metallic coated | Steel, Steel cladding - metallic coated, ZINCALUME® steel in 0.60mm base material thickness (BMT) (Bluescope) | ZINCALUME® steel incorporating Activate® technology is an aluminium, zinc, and magnesium alloy coated steel product. It is typically formed into roofing and walling, garage doors, structural sections, or other general manufactured articles. It suits a wide range of building designs including a variety of commercial and industrial projects as well as rural sheds. It can also be used as an iconic design feature in residential applications. The ZINCALUME® steel products represented in this EPD consist of a low carbon10 steel substrate that is coated with a metallic coating incorporating BlueScope’s Activate® technology (hot dipped aluminium, zinc, and magnesium alloy AM125 coating) to provide enhanced corrosion resistance. | [6 empty] | Steel, Steel cladding - metallic coated, ZINCALUME® steel in 0.60mm base material thickness (BMT) (Bluescope) | Steel, Cladding - steel, GALVABOND® steel with a zinc coating class of Z100 in 0.40mm base metal thickness (BMT) (Bluescope) | Metallic coated steel clading
| Steel | Bluescope | ZINCALUME® steel in 0.70mm base material thickness (BMT) | 16.6 | 0.00021 | 2023-05-30 | 2028-05-30 | S-P-08456 | Version 1 | Australia | m² | 5.63 | https://epd-australasia.com/wp-content/uploads/2023/06/SP08456-Bluescope-EPD_Zincalume_May23.pdf | Steel cladding - metallic coated | Steel, Steel cladding - metallic coated, ZINCALUME® steel in 0.70mm base material thickness (BMT) (Bluescope) | ZINCALUME® steel incorporating Activate® technology is an aluminium, zinc, and magnesium alloy coated steel product. It is typically formed into roofing and walling, garage doors, structural sections, or other general manufactured articles. It suits a wide range of building designs including a variety of commercial and industrial projects as well as rural sheds. It can also be used as an iconic design feature in residential applications. The ZINCALUME® steel products represented in this EPD consist of a low carbon10 steel substrate that is coated with a metallic coating incorporating BlueScope’s Activate® technology (hot dipped aluminium, zinc, and magnesium alloy AM125 coating) to provide enhanced corrosion resistance. | [6 empty] | Steel, Steel cladding - metallic coated, ZINCALUME® steel in 0.70mm base material thickness (BMT) (Bluescope) | Steel, Cladding - steel, GALVABOND® steel with a zinc coating class of Z100 in 0.45mm base metal thickness (BMT) (Bluescope) | Metallic coated steel clading
| Steel | Bluescope | ZINCALUME® steel in 0.75mm base material thickness (BMT) | 17.6 | 0.000522 | 2023-05-30 | 2028-05-30 | S-P-08456 | Version 1 | Australia | m² | 6.02 | https://epd-australasia.com/wp-content/uploads/2023/06/SP08456-Bluescope-EPD_Zincalume_May23.pdf | Steel cladding - metallic coated | Steel, Steel cladding - metallic coated, ZINCALUME® steel in 0.75mm base material thickness (BMT) (Bluescope) | ZINCALUME® steel incorporating Activate® technology is an aluminium, zinc, and magnesium alloy coated steel product. It is typically formed into roofing and walling, garage doors, structural sections, or other general manufactured articles. It suits a wide range of building designs including a variety of commercial and industrial projects as well as rural sheds. It can also be used as an iconic design feature in residential applications. The ZINCALUME® steel products represented in this EPD consist of a low carbon10 steel substrate that is coated with a metallic coating incorporating BlueScope’s Activate® technology (hot dipped aluminium, zinc, and magnesium alloy AM125 coating) to provide enhanced corrosion resistance. | [6 empty] | Steel, Steel cladding - metallic coated, ZINCALUME® steel in 0.75mm base material thickness (BMT) (Bluescope) | Steel, Cladding - steel, GALVABOND® steel with a zinc coating class of Z100 in 0.50mm base metal thickness (BMT) (Bluescope) | Metallic coated steel clading
| Steel | Bluescope | ZINCALUME® steel in 0.95mm base material thickness (BMT) | 21.7 | 0.00177 | 2023-05-30 | 2028-05-30 | S-P-08456 | Version 1 | Australia | m² | 7.59 | https://epd-australasia.com/wp-content/uploads/2023/06/SP08456-Bluescope-EPD_Zincalume_May23.pdf | Steel cladding - metallic coated | Steel, Steel cladding - metallic coated, ZINCALUME® steel in 0.95mm base material thickness (BMT) (Bluescope) | ZINCALUME® steel incorporating Activate® technology is an aluminium, zinc, and magnesium alloy coated steel product. It is typically formed into roofing and walling, garage doors, structural sections, or other general manufactured articles. It suits a wide range of building designs including a variety of commercial and industrial projects as well as rural sheds. It can also be used as an iconic design feature in residential applications. The ZINCALUME® steel products represented in this EPD consist of a low carbon10 steel substrate that is coated with a metallic coating incorporating BlueScope’s Activate® technology (hot dipped aluminium, zinc, and magnesium alloy AM125 coating) to provide enhanced corrosion resistance. | [6 empty] | Steel, Steel cladding - metallic coated, ZINCALUME® steel in 0.95mm base material thickness (BMT) (Bluescope) | Steel, Cladding - steel, GALVABOND® steel with a zinc coating class of Z100 in 0.55mm base metal thickness (BMT) (Bluescope) | Metallic coated steel clading
| Steel | Bluescope | ZINCALUME® steel in 1.00mm base material thickness (BMT) | 22.8 | 0.00209 | 2023-05-30 | 2028-05-30 | S-P-08456 | Version 1 | Australia | m² | 7.98 | https://epd-australasia.com/wp-content/uploads/2023/06/SP08456-Bluescope-EPD_Zincalume_May23.pdf | Steel cladding - metallic coated | Steel, Steel cladding - metallic coated, ZINCALUME® steel in 1.00mm base material thickness (BMT) (Bluescope) | ZINCALUME® steel incorporating Activate® technology is an aluminium, zinc, and magnesium alloy coated steel product. It is typically formed into roofing and walling, garage doors, structural sections, or other general manufactured articles. It suits a wide range of building designs including a variety of commercial and industrial projects as well as rural sheds. It can also be used as an iconic design feature in residential applications. The ZINCALUME® steel products represented in this EPD consist of a low carbon10 steel substrate that is coated with a metallic coating incorporating BlueScope’s Activate® technology (hot dipped aluminium, zinc, and magnesium alloy AM125 coating) to provide enhanced corrosion resistance. | [6 empty] | Steel, Steel cladding - metallic coated, ZINCALUME® steel in 1.00mm base material thickness (BMT) (Bluescope) | Steel, Cladding - steel, GALVABOND® steel with a zinc coating class of Z100 in 0.70mm base metal thickness (BMT) (Bluescope) | Metallic coated steel clading
| Steel | Bluescope | ZINCALUME® steel in 1.15mm base material thickness (BMT) | 25.8 | 0.00302 | 2023-05-30 | 2028-05-30 | S-P-08456 | Version 1 | Australia | m² | 9.16 | https://epd-australasia.com/wp-content/uploads/2023/06/SP08456-Bluescope-EPD_Zincalume_May23.pdf | Steel cladding - metallic coated | Steel, Steel cladding - metallic coated, ZINCALUME® steel in 1.15mm base material thickness (BMT) (Bluescope) | ZINCALUME® steel incorporating Activate® technology is an aluminium, zinc, and magnesium alloy coated steel product. It is typically formed into roofing and walling, garage doors, structural sections, or other general manufactured articles. It suits a wide range of building designs including a variety of commercial and industrial projects as well as rural sheds. It can also be used as an iconic design feature in residential applications. The ZINCALUME® steel products represented in this EPD consist of a low carbon10 steel substrate that is coated with a metallic coating incorporating BlueScope’s Activate® technology (hot dipped aluminium, zinc, and magnesium alloy AM125 coating) to provide enhanced corrosion resistance. | [6 empty] | Steel, Steel cladding - metallic coated, ZINCALUME® steel in 1.15mm base material thickness (BMT) (Bluescope) | Steel, Cladding - steel, GALVABOND® steel with a zinc coating class of Z100 in 0.75mm base metal thickness (BMT) (Bluescope) | Metallic coated steel clading
| Steel | Bluescope | ZINCALUME® steel in 1.20mm base material thickness (BMT) | 26.9 | 0.00334 | 2023-05-30 | 2028-05-30 | S-P-08456 | Version 1 | Australia | m² | 9.55 | https://epd-australasia.com/wp-content/uploads/2023/06/SP08456-Bluescope-EPD_Zincalume_May23.pdf | Steel cladding - metallic coated | Steel, Steel cladding - metallic coated, ZINCALUME® steel in 1.20mm base material thickness (BMT) (Bluescope) | ZINCALUME® steel incorporating Activate® technology is an aluminium, zinc, and magnesium alloy coated steel product. It is typically formed into roofing and walling, garage doors, structural sections, or other general manufactured articles. It suits a wide range of building designs including a variety of commercial and industrial projects as well as rural sheds. It can also be used as an iconic design feature in residential applications. The ZINCALUME® steel products represented in this EPD consist of a low carbon10 steel substrate that is coated with a metallic coating incorporating BlueScope’s Activate® technology (hot dipped aluminium, zinc, and magnesium alloy AM125 coating) to provide enhanced corrosion resistance. | [6 empty] | Steel, Steel cladding - metallic coated, ZINCALUME® steel in 1.20mm base material thickness (BMT) (Bluescope) | Steel, Cladding - steel, GALVABOND® steel with a zinc coating class of Z100 in 1.00mm base metal thickness (BMT) (Bluescope) | Metallic coated steel clading
| Steel | Bluescope | ZINCALUME® steel in 0.30mm base material thickness (BMT), incl. rollforming | 8.73 | -0.0667 | 2023-05-30 | 2028-05-30 | S-P-08456 | Version 1 | Australia | m² | 2.49 | https://epd-australasia.com/wp-content/uploads/2023/06/SP08456-Bluescope-EPD_Zincalume_May23.pdf | Steel cladding - metallic coated | Steel, Steel cladding - metallic coated, ZINCALUME® steel in 0.30mm base material thickness (BMT), incl. rollforming (Bluescope) | ZINCALUME® steel incorporating Activate® technology is an aluminium, zinc, and magnesium alloy coated steel product. It is typically formed into roofing and walling, garage doors, structural sections, or other general manufactured articles. It suits a wide range of building designs including a variety of commercial and industrial projects as well as rural sheds. It can also be used as an iconic design feature in residential applications. The ZINCALUME® steel products represented in this EPD consist of a low carbon10 steel substrate that is coated with a metallic coating incorporating BlueScope’s Activate® technology (hot dipped aluminium, zinc, and magnesium alloy AM125 coating) to provide enhanced corrosion resistance. | [6 empty] | Steel, Steel cladding - metallic coated, ZINCALUME® steel in 0.30mm base material thickness (BMT), incl. rollforming (Bluescope) | Steel, Cladding - steel, GALVABOND® steel with a zinc coating class of Z200 in 0.40mm base metal thickness (BMT) (Bluescope) | Metallic coated steel clading
| Steel | Bluescope | ZINCALUME® steel in 0.35mm base material thickness (BMT), incl. rollforming | 9.8 | -0.0765 | 2023-05-30 | 2028-05-30 | S-P-08456 | Version 1 | Australia | m² | 2.88 | https://epd-australasia.com/wp-content/uploads/2023/06/SP08456-Bluescope-EPD_Zincalume_May23.pdf | Steel cladding - metallic coated | Steel, Steel cladding - metallic coated, ZINCALUME® steel in 0.35mm base material thickness (BMT), incl. rollforming (Bluescope) | ZINCALUME® steel incorporating Activate® technology is an aluminium, zinc, and magnesium alloy coated steel product. It is typically formed into roofing and walling, garage doors, structural sections, or other general manufactured articles. It suits a wide range of building designs including a variety of commercial and industrial projects as well as rural sheds. It can also be used as an iconic design feature in residential applications. The ZINCALUME® steel products represented in this EPD consist of a low carbon10 steel substrate that is coated with a metallic coating incorporating BlueScope’s Activate® technology (hot dipped aluminium, zinc, and magnesium alloy AM125 coating) to provide enhanced corrosion resistance. | [6 empty] | Steel, Steel cladding - metallic coated, ZINCALUME® steel in 0.35mm base material thickness (BMT), incl. rollforming (Bluescope) | Steel, Cladding - steel, GALVABOND® steel with a zinc coating class of Z200 in 0.50mm base metal thickness (BMT) (Bluescope) | Metallic coated steel clading
| Steel | Bluescope | ZINCALUME® steel in 0.38mm base material thickness (BMT), incl. rollforming | 10.4 | -0.0824 | 2023-05-30 | 2028-05-30 | S-P-08456 | Version 1 | Australia | m² | 3.12 | https://epd-australasia.com/wp-content/uploads/2023/06/SP08456-Bluescope-EPD_Zincalume_May23.pdf | Steel cladding - metallic coated | Steel, Steel cladding - metallic coated, ZINCALUME® steel in 0.38mm base material thickness (BMT), incl. rollforming (Bluescope) | ZINCALUME® steel incorporating Activate® technology is an aluminium, zinc, and magnesium alloy coated steel product. It is typically formed into roofing and walling, garage doors, structural sections, or other general manufactured articles. It suits a wide range of building designs including a variety of commercial and industrial projects as well as rural sheds. It can also be used as an iconic design feature in residential applications. The ZINCALUME® steel products represented in this EPD consist of a low carbon10 steel substrate that is coated with a metallic coating incorporating BlueScope’s Activate® technology (hot dipped aluminium, zinc, and magnesium alloy AM125 coating) to provide enhanced corrosion resistance. | [6 empty] | Steel, Steel cladding - metallic coated, ZINCALUME® steel in 0.38mm base material thickness (BMT), incl. rollforming (Bluescope) | Steel, Cladding - steel, GALVABOND® steel with a zinc coating class of Z200 in 0.55mm base metal thickness (BMT) (Bluescope) | Metallic coated steel clading
| Steel | Bluescope | ZINCALUME® steel in 0.40mm base material thickness (BMT), incl. rollforming | 10.9 | -0.0863 | 2023-05-30 | 2028-05-30 | S-P-08456 | Version 1 | Australia | m² | 3.27 | https://epd-australasia.com/wp-content/uploads/2023/06/SP08456-Bluescope-EPD_Zincalume_May23.pdf | Steel cladding - metallic coated | Steel, Steel cladding - metallic coated, ZINCALUME® steel in 0.40mm base material thickness (BMT), incl. rollforming (Bluescope) | ZINCALUME® steel incorporating Activate® technology is an aluminium, zinc, and magnesium alloy coated steel product. It is typically formed into roofing and walling, garage doors, structural sections, or other general manufactured articles. It suits a wide range of building designs including a variety of commercial and industrial projects as well as rural sheds. It can also be used as an iconic design feature in residential applications. The ZINCALUME® steel products represented in this EPD consist of a low carbon10 steel substrate that is coated with a metallic coating incorporating BlueScope’s Activate® technology (hot dipped aluminium, zinc, and magnesium alloy AM125 coating) to provide enhanced corrosion resistance. | [6 empty] | Steel, Steel cladding - metallic coated, ZINCALUME® steel in 0.40mm base material thickness (BMT), incl. rollforming (Bluescope) | Steel, Cladding - steel, GALVABOND® steel with a zinc coating class of Z200 in 1.40mm base metal thickness (BMT) (Bluescope) | Metallic coated steel clading
| Steel | Bluescope | ZINCALUME® steel in 0.42mm base material thickness (BMT), incl. rollforming | 11.3 | -0.0903 | 2023-05-30 | 2028-05-30 | S-P-08456 | Version 1 | Australia | m² | 3.43 | https://epd-australasia.com/wp-content/uploads/2023/06/SP08456-Bluescope-EPD_Zincalume_May23.pdf | Steel cladding - metallic coated | Steel, Steel cladding - metallic coated, ZINCALUME® steel in 0.42mm base material thickness (BMT), incl. rollforming (Bluescope) | ZINCALUME® steel incorporating Activate® technology is an aluminium, zinc, and magnesium alloy coated steel product. It is typically formed into roofing and walling, garage doors, structural sections, or other general manufactured articles. It suits a wide range of building designs including a variety of commercial and industrial projects as well as rural sheds. It can also be used as an iconic design feature in residential applications. The ZINCALUME® steel products represented in this EPD consist of a low carbon10 steel substrate that is coated with a metallic coating incorporating BlueScope’s Activate® technology (hot dipped aluminium, zinc, and magnesium alloy AM125 coating) to provide enhanced corrosion resistance. | [6 empty] | Steel, Steel cladding - metallic coated, ZINCALUME® steel in 0.42mm base material thickness (BMT), incl. rollforming (Bluescope) | Steel, Cladding - steel, GALVABOND® steel with a zinc coating class of Z275 in 0.40mm base metal thickness (BMT) (Bluescope) | Metallic coated steel clading
| Steel | Bluescope | ZINCALUME® steel in 0.48mm base material thickness (BMT), incl. rollforming | 12.6 | -0.102 | 2023-05-30 | 2028-05-30 | S-P-08456 | Version 1 | Australia | m² | 3.9 | https://epd-australasia.com/wp-content/uploads/2023/06/SP08456-Bluescope-EPD_Zincalume_May23.pdf | Steel cladding - metallic coated | Steel, Steel cladding - metallic coated, ZINCALUME® steel in 0.48mm base material thickness (BMT), incl. rollforming (Bluescope) | ZINCALUME® steel incorporating Activate® technology is an aluminium, zinc, and magnesium alloy coated steel product. It is typically formed into roofing and walling, garage doors, structural sections, or other general manufactured articles. It suits a wide range of building designs including a variety of commercial and industrial projects as well as rural sheds. It can also be used as an iconic design feature in residential applications. The ZINCALUME® steel products represented in this EPD consist of a low carbon10 steel substrate that is coated with a metallic coating incorporating BlueScope’s Activate® technology (hot dipped aluminium, zinc, and magnesium alloy AM125 coating) to provide enhanced corrosion resistance. | [6 empty] | Steel, Steel cladding - metallic coated, ZINCALUME® steel in 0.48mm base material thickness (BMT), incl. rollforming (Bluescope) | Steel, Cladding - steel, GALVABOND® steel with a zinc coating class of Z275 in 0.50mm base metal thickness (BMT) (Bluescope) | Metallic coated steel clading
| Steel | Bluescope | ZINCALUME® steel in 0.50mm base material thickness (BMT), incl. rollforming | 13 | -0.106 | 2023-05-30 | 2028-05-30 | S-P-08456 | Version 1 | Australia | m² | 4.06 | https://epd-australasia.com/wp-content/uploads/2023/06/SP08456-Bluescope-EPD_Zincalume_May23.pdf | Steel cladding - metallic coated | Steel, Steel cladding - metallic coated, ZINCALUME® steel in 0.50mm base material thickness (BMT), incl. rollforming (Bluescope) | ZINCALUME® steel incorporating Activate® technology is an aluminium, zinc, and magnesium alloy coated steel product. It is typically formed into roofing and walling, garage doors, structural sections, or other general manufactured articles. It suits a wide range of building designs including a variety of commercial and industrial projects as well as rural sheds. It can also be used as an iconic design feature in residential applications. The ZINCALUME® steel products represented in this EPD consist of a low carbon10 steel substrate that is coated with a metallic coating incorporating BlueScope’s Activate® technology (hot dipped aluminium, zinc, and magnesium alloy AM125 coating) to provide enhanced corrosion resistance. | [6 empty] | Steel, Steel cladding - metallic coated, ZINCALUME® steel in 0.50mm base material thickness (BMT), incl. rollforming (Bluescope) | Steel, Cladding - steel, GALVABOND® steel with a zinc coating class of Z275 in 0.55mm base metal thickness (BMT) (Bluescope) | Metallic coated steel clading
| Steel | Bluescope | ZINCALUME® steel in 0.55mm base material thickness (BMT), incl. rollforming | 14.1 | -0.116 | 2023-05-30 | 2028-05-30 | S-P-08456 | Version 1 | Australia | m² | 4.45 | https://epd-australasia.com/wp-content/uploads/2023/06/SP08456-Bluescope-EPD_Zincalume_May23.pdf | Steel cladding - metallic coated | Steel, Steel cladding - metallic coated, ZINCALUME® steel in 0.55mm base material thickness (BMT), incl. rollforming (Bluescope) | ZINCALUME® steel incorporating Activate® technology is an aluminium, zinc, and magnesium alloy coated steel product. It is typically formed into roofing and walling, garage doors, structural sections, or other general manufactured articles. It suits a wide range of building designs including a variety of commercial and industrial projects as well as rural sheds. It can also be used as an iconic design feature in residential applications. The ZINCALUME® steel products represented in this EPD consist of a low carbon10 steel substrate that is coated with a metallic coating incorporating BlueScope’s Activate® technology (hot dipped aluminium, zinc, and magnesium alloy AM125 coating) to provide enhanced corrosion resistance. | [6 empty] | Steel, Steel cladding - metallic coated, ZINCALUME® steel in 0.55mm base material thickness (BMT), incl. rollforming (Bluescope) | Steel, Cladding - steel, GALVABOND® steel with a zinc coating class of Z275 in 0.60mm base metal thickness (BMT) (Bluescope) | Metallic coated steel clading
| Steel | Bluescope | ZINCALUME® steel in 0.60mm base material thickness (BMT), incl. rollforming | 15.2 | -0.126 | 2023-05-30 | 2028-05-30 | S-P-08456 | Version 1 | Australia | m² | 4.84 | https://epd-australasia.com/wp-content/uploads/2023/06/SP08456-Bluescope-EPD_Zincalume_May23.pdf | Steel cladding - metallic coated | Steel, Steel cladding - metallic coated, ZINCALUME® steel in 0.60mm base material thickness (BMT), incl. rollforming (Bluescope) | ZINCALUME® steel incorporating Activate® technology is an aluminium, zinc, and magnesium alloy coated steel product. It is typically formed into roofing and walling, garage doors, structural sections, or other general manufactured articles. It suits a wide range of building designs including a variety of commercial and industrial projects as well as rural sheds. It can also be used as an iconic design feature in residential applications. The ZINCALUME® steel products represented in this EPD consist of a low carbon10 steel substrate that is coated with a metallic coating incorporating BlueScope’s Activate® technology (hot dipped aluminium, zinc, and magnesium alloy AM125 coating) to provide enhanced corrosion resistance. | [6 empty] | Steel, Steel cladding - metallic coated, ZINCALUME® steel in 0.60mm base material thickness (BMT), incl. rollforming (Bluescope) | Steel, Cladding - steel, GALVABOND® steel with a zinc coating class of Z275 in 0.70mm base metal thickness (BMT) (Bluescope) | Metallic coated steel clading
| Steel | Bluescope | ZINCALUME® steel in 0.70mm base material thickness (BMT), incl. rollforming | 17.3 | -0.145 | 2023-05-30 | 2028-05-30 | S-P-08456 | Version 1 | Australia | m² | 5.63 | https://epd-australasia.com/wp-content/uploads/2023/06/SP08456-Bluescope-EPD_Zincalume_May23.pdf | Steel cladding - metallic coated | Steel, Steel cladding - metallic coated, ZINCALUME® steel in 0.70mm base material thickness (BMT), incl. rollforming (Bluescope) | ZINCALUME® steel incorporating Activate® technology is an aluminium, zinc, and magnesium alloy coated steel product. It is typically formed into roofing and walling, garage doors, structural sections, or other general manufactured articles. It suits a wide range of building designs including a variety of commercial and industrial projects as well as rural sheds. It can also be used as an iconic design feature in residential applications. The ZINCALUME® steel products represented in this EPD consist of a low carbon10 steel substrate that is coated with a metallic coating incorporating BlueScope’s Activate® technology (hot dipped aluminium, zinc, and magnesium alloy AM125 coating) to provide enhanced corrosion resistance. | [6 empty] | Steel, Steel cladding - metallic coated, ZINCALUME® steel in 0.70mm base material thickness (BMT), incl. rollforming (Bluescope) | Steel, Cladding - steel, GALVABOND® steel with a zinc coating class of Z275 in 0.75mm base metal thickness (BMT) (Bluescope) | Metallic coated steel clading
| Steel | Bluescope | ZINCALUME® steel in 0.75mm base material thickness (BMT), incl. rollforming | 18.4 | -0.155 | 2023-05-30 | 2028-05-30 | S-P-08456 | Version 1 | Australia | m² | 6.02 | https://epd-australasia.com/wp-content/uploads/2023/06/SP08456-Bluescope-EPD_Zincalume_May23.pdf | Steel cladding - metallic coated | Steel, Steel cladding - metallic coated, ZINCALUME® steel in 0.75mm base material thickness (BMT), incl. rollforming (Bluescope) | ZINCALUME® steel incorporating Activate® technology is an aluminium, zinc, and magnesium alloy coated steel product. It is typically formed into roofing and walling, garage doors, structural sections, or other general manufactured articles. It suits a wide range of building designs including a variety of commercial and industrial projects as well as rural sheds. It can also be used as an iconic design feature in residential applications. The ZINCALUME® steel products represented in this EPD consist of a low carbon10 steel substrate that is coated with a metallic coating incorporating BlueScope’s Activate® technology (hot dipped aluminium, zinc, and magnesium alloy AM125 coating) to provide enhanced corrosion resistance. | [6 empty] | Steel, Steel cladding - metallic coated, ZINCALUME® steel in 0.75mm base material thickness (BMT), incl. rollforming (Bluescope) | Steel, Cladding - steel, GALVABOND® steel with a zinc coating class of Z275 in 0.80mm base metal thickness (BMT) (Bluescope) | Metallic coated steel clading
| Steel | Bluescope | ZINCALUME® steel in 0.95mm base material thickness (BMT), incl. rollforming | 22.7 | -0.195 | 2023-05-30 | 2028-05-30 | S-P-08456 | Version 1 | Australia | m² | 7.59 | https://epd-australasia.com/wp-content/uploads/2023/06/SP08456-Bluescope-EPD_Zincalume_May23.pdf | Steel cladding - metallic coated | Steel, Steel cladding - metallic coated, ZINCALUME® steel in 0.95mm base material thickness (BMT), incl. rollforming (Bluescope) | ZINCALUME® steel incorporating Activate® technology is an aluminium, zinc, and magnesium alloy coated steel product. It is typically formed into roofing and walling, garage doors, structural sections, or other general manufactured articles. It suits a wide range of building designs including a variety of commercial and industrial projects as well as rural sheds. It can also be used as an iconic design feature in residential applications. The ZINCALUME® steel products represented in this EPD consist of a low carbon10 steel substrate that is coated with a metallic coating incorporating BlueScope’s Activate® technology (hot dipped aluminium, zinc, and magnesium alloy AM125 coating) to provide enhanced corrosion resistance. | [6 empty] | Steel, Steel cladding - metallic coated, ZINCALUME® steel in 0.95mm base material thickness (BMT), incl. rollforming (Bluescope) | Steel, Cladding - steel, GALVABOND® steel with a zinc coating class of Z275 in 0.85mm base metal thickness (BMT) (Bluescope) | Metallic coated steel clading
| Steel | Bluescope | ZINCALUME® steel in 1.00mm base material thickness (BMT), incl. rollforming | 23.7 | -0.204 | 2023-05-30 | 2028-05-30 | S-P-08456 | Version 1 | Australia | m² | 7.98 | https://epd-australasia.com/wp-content/uploads/2023/06/SP08456-Bluescope-EPD_Zincalume_May23.pdf | Steel cladding - metallic coated | Steel, Steel cladding - metallic coated, ZINCALUME® steel in 1.00mm base material thickness (BMT), incl. rollforming (Bluescope) | ZINCALUME® steel incorporating Activate® technology is an aluminium, zinc, and magnesium alloy coated steel product. It is typically formed into roofing and walling, garage doors, structural sections, or other general manufactured articles. It suits a wide range of building designs including a variety of commercial and industrial projects as well as rural sheds. It can also be used as an iconic design feature in residential applications. The ZINCALUME® steel products represented in this EPD consist of a low carbon10 steel substrate that is coated with a metallic coating incorporating BlueScope’s Activate® technology (hot dipped aluminium, zinc, and magnesium alloy AM125 coating) to provide enhanced corrosion resistance. | [6 empty] | Steel, Steel cladding - metallic coated, ZINCALUME® steel in 1.00mm base material thickness (BMT), incl. rollforming (Bluescope) | Steel, Cladding - steel, GALVABOND® steel with a zinc coating class of Z275 in 0.90mm base metal thickness (BMT) (Bluescope) | Metallic coated steel clading
| Steel | Bluescope | ZINCALUME® steel in 1.15mm base material thickness (BMT), incl. rollforming | 27 | -0.234 | 2023-05-30 | 2028-05-30 | S-P-08456 | Version 1 | Australia | m² | 9.16 | https://epd-australasia.com/wp-content/uploads/2023/06/SP08456-Bluescope-EPD_Zincalume_May23.pdf | Steel cladding - metallic coated | Steel, Steel cladding - metallic coated, ZINCALUME® steel in 1.15mm base material thickness (BMT), incl. rollforming (Bluescope) | ZINCALUME® steel incorporating Activate® technology is an aluminium, zinc, and magnesium alloy coated steel product. It is typically formed into roofing and walling, garage doors, structural sections, or other general manufactured articles. It suits a wide range of building designs including a variety of commercial and industrial projects as well as rural sheds. It can also be used as an iconic design feature in residential applications. The ZINCALUME® steel products represented in this EPD consist of a low carbon10 steel substrate that is coated with a metallic coating incorporating BlueScope’s Activate® technology (hot dipped aluminium, zinc, and magnesium alloy AM125 coating) to provide enhanced corrosion resistance. | [6 empty] | Steel, Steel cladding - metallic coated, ZINCALUME® steel in 1.15mm base material thickness (BMT), incl. rollforming (Bluescope) | Steel, Cladding - steel, GALVABOND® steel with a zinc coating class of Z275 in 0.95mm base metal thickness (BMT) (Bluescope) | Metallic coated steel clading
| Steel | Bluescope | ZINCALUME® steel in 1.20mm base material thickness (BMT), incl. rollforming | 28 | -0.244 | 2023-05-30 | 2028-05-30 | S-P-08456 | Version 1 | Australia | m² | 9.55 | https://epd-australasia.com/wp-content/uploads/2023/06/SP08456-Bluescope-EPD_Zincalume_May23.pdf | Steel cladding - metallic coated | Steel, Steel cladding - metallic coated, ZINCALUME® steel in 1.20mm base material thickness (BMT), incl. rollforming (Bluescope) | ZINCALUME® steel incorporating Activate® technology is an aluminium, zinc, and magnesium alloy coated steel product. It is typically formed into roofing and walling, garage doors, structural sections, or other general manufactured articles. It suits a wide range of building designs including a variety of commercial and industrial projects as well as rural sheds. It can also be used as an iconic design feature in residential applications. The ZINCALUME® steel products represented in this EPD consist of a low carbon10 steel substrate that is coated with a metallic coating incorporating BlueScope’s Activate® technology (hot dipped aluminium, zinc, and magnesium alloy AM125 coating) to provide enhanced corrosion resistance. | [6 empty] | Steel, Steel cladding - metallic coated, ZINCALUME® steel in 1.20mm base material thickness (BMT), incl. rollforming (Bluescope) | Steel, Cladding - steel, GALVABOND® steel with a zinc coating class of Z275 in 1.00mm base metal thickness (BMT) (Bluescope) | Metallic coated steel clading
| Steel | Bluescope | TRUECORE® steel in 0.42mm base material thickness (BMT) | 3246.3768 | -0.00335 | 2023-05-25 | 2028-05-25 | S-P-08455 | Version 1 | Australia | tonne | 3.45 | https://epd-australasia.com/wp-content/uploads/2023/06/SP08455-Bluescope-EPD_Truecore_May23.pdf | Structural framing (cold - rolled) | Steel, Structural framing (cold - rolled), TRUECORE® steel in 0.42mm base material thickness (BMT) (Bluescope) | TRUECORE® steel is a metallic coated steel product designed to be fabricated into light gauge steel framing specifically for use in residential and commercial structural framing applications. With their distinctive blue finish, the TRUECORE® steel products represented in this EPD consist of a low carbon10 steel substrate that is coated with a metallic coating incorporating BlueScope’s Activate® technology (hot dipped aluminium, zinc, and magnesium alloy AM150 coating) to provide enhanced corrosion resistance. | Steel, framing (TRUECORE® steel in | 0.42 mm | BMT, hot dipped aluminium, zinc, and magnesium alloy AM150 coating, painted, (BlueScope) |  |  |  | Steel, Structural framing (cold - rolled), TRUECORE® steel in 0.42mm base material thickness (BMT) (Bluescope) | Steel, Cladding - steel, GALVABOND® steel with a zinc coating class of Z275 in 1.10mm base metal thickness (BMT) (Bluescope) | Metallic coated steel clading
| Steel | Bluescope | TRUECORE® steel in 0.48mm base material thickness (BMT) | 3163.2653 | -0.00298 | 2023-05-25 | 2028-05-25 | S-P-08455 | Version 1 | Australia | tonne | 3.92 | https://epd-australasia.com/wp-content/uploads/2023/06/SP08455-Bluescope-EPD_Truecore_May23.pdf | Structural framing (cold - rolled) | Steel, Structural framing (cold - rolled), TRUECORE® steel in 0.48mm base material thickness (BMT) (Bluescope) | TRUECORE® steel is a metallic coated steel product designed to be fabricated into light gauge steel framing specifically for use in residential and commercial structural framing applications. With their distinctive blue finish, the TRUECORE® steel products represented in this EPD consist of a low carbon10 steel substrate that is coated with a metallic coating incorporating BlueScope’s Activate® technology (hot dipped aluminium, zinc, and magnesium alloy AM150 coating) to provide enhanced corrosion resistance. | Steel, framing (TRUECORE® steel in | 0.48 mm | BMT, hot dipped aluminium, zinc, and magnesium alloy AM150 coating, painted, (BlueScope) |  |  |  | Steel, Structural framing (cold - rolled), TRUECORE® steel in 0.48mm base material thickness (BMT) (Bluescope) | Steel, Cladding - steel, GALVABOND® steel with a zinc coating class of Z275 in 1.15mm base metal thickness (BMT) (Bluescope) | Metallic coated steel clading
| Steel | Bluescope | TRUECORE® steel in 0.55mm base material thickness (BMT) | 3109.6197 | -0.00254 | 2023-05-25 | 2028-05-25 | S-P-08455 | Version 1 | Australia | tonne | 4.47 | https://epd-australasia.com/wp-content/uploads/2023/06/SP08455-Bluescope-EPD_Truecore_May23.pdf | Structural framing (cold - rolled) | Steel, Structural framing (cold - rolled), TRUECORE® steel in 0.55mm base material thickness (BMT) (Bluescope) | TRUECORE® steel is a metallic coated steel product designed to be fabricated into light gauge steel framing specifically for use in residential and commercial structural framing applications. With their distinctive blue finish, the TRUECORE® steel products represented in this EPD consist of a low carbon10 steel substrate that is coated with a metallic coating incorporating BlueScope’s Activate® technology (hot dipped aluminium, zinc, and magnesium alloy AM150 coating) to provide enhanced corrosion resistance. | Steel, framing (TRUECORE® steel in | 0.55 mm | BMT, hot dipped aluminium, zinc, and magnesium alloy AM150 coating, painted, (BlueScope) |  |  |  | Steel, Structural framing (cold - rolled), TRUECORE® steel in 0.55mm base material thickness (BMT) (Bluescope) | Steel, Cladding - steel, GALVABOND® steel with a zinc coating class of Z275 in 1.20mm base metal thickness (BMT) (Bluescope) | Metallic coated steel clading
| Steel | Bluescope | TRUECORE® steel in 0.60mm base material thickness (BMT) | 3059.5483 | -0.00222 | 2023-05-25 | 2028-05-25 | S-P-08455 | Version 1 | Australia | tonne | 4.87 | https://epd-australasia.com/wp-content/uploads/2023/06/SP08455-Bluescope-EPD_Truecore_May23.pdf | Structural framing (cold - rolled) | Steel, Structural framing (cold - rolled), TRUECORE® steel in 0.60mm base material thickness (BMT) (Bluescope) | TRUECORE® steel is a metallic coated steel product designed to be fabricated into light gauge steel framing specifically for use in residential and commercial structural framing applications. With their distinctive blue finish, the TRUECORE® steel products represented in this EPD consist of a low carbon10 steel substrate that is coated with a metallic coating incorporating BlueScope’s Activate® technology (hot dipped aluminium, zinc, and magnesium alloy AM150 coating) to provide enhanced corrosion resistance. | Steel, framing (TRUECORE® steel in | 0.60 mm | BMT, hot dipped aluminium, zinc, and magnesium alloy AM150 coating, painted, (BlueScope) |  |  |  | Steel, Structural framing (cold - rolled), TRUECORE® steel in 0.60mm base material thickness (BMT) (Bluescope) | Steel, Cladding - steel, GALVABOND® steel with a zinc coating class of Z275 in 1.50mm base metal thickness (BMT) (Bluescope) | Metallic coated steel clading
| Steel | Bluescope | TRUECORE® steel in 0.75mm base material thickness (BMT) | 2980.1325 | -0.00129 | 2023-05-25 | 2028-05-25 | S-P-08455 | Version 1 | Australia | tonne | 6.04 | https://epd-australasia.com/wp-content/uploads/2023/06/SP08455-Bluescope-EPD_Truecore_May23.pdf | Structural framing (cold - rolled) | Steel, Structural framing (cold - rolled), TRUECORE® steel in 0.75mm base material thickness (BMT) (Bluescope) | TRUECORE® steel is a metallic coated steel product designed to be fabricated into light gauge steel framing specifically for use in residential and commercial structural framing applications. With their distinctive blue finish, the TRUECORE® steel products represented in this EPD consist of a low carbon10 steel substrate that is coated with a metallic coating incorporating BlueScope’s Activate® technology (hot dipped aluminium, zinc, and magnesium alloy AM150 coating) to provide enhanced corrosion resistance. | Steel, framing (TRUECORE® steel in | 0.75 mm | BMT, hot dipped aluminium, zinc, and magnesium alloy AM150 coating, painted, (BlueScope) |  |  |  | Steel, Structural framing (cold - rolled), TRUECORE® steel in 0.75mm base material thickness (BMT) (Bluescope) | Steel, Cladding - steel, GALVABOND® steel with a zinc coating class of Z275 in 1.55mm base metal thickness (BMT) (Bluescope) | Metallic coated steel clading
| Steel | Bluescope | TRUECORE® steel in 0.95mm base material thickness (BMT) | 2904.0736 | -3.71e-05 | 2023-05-25 | 2028-05-25 | S-P-08455 | Version 1 | Australia | tonne | 7.61 | https://epd-australasia.com/wp-content/uploads/2023/06/SP08455-Bluescope-EPD_Truecore_May23.pdf | Structural framing (cold - rolled) | Steel, Structural framing (cold - rolled), TRUECORE® steel in 0.95mm base material thickness (BMT) (Bluescope) | TRUECORE® steel is a metallic coated steel product designed to be fabricated into light gauge steel framing specifically for use in residential and commercial structural framing applications. With their distinctive blue finish, the TRUECORE® steel products represented in this EPD consist of a low carbon10 steel substrate that is coated with a metallic coating incorporating BlueScope’s Activate® technology (hot dipped aluminium, zinc, and magnesium alloy AM150 coating) to provide enhanced corrosion resistance. | Steel, framing (TRUECORE® steel in | 0.95mm | BMT, hot dipped aluminium, zinc, and magnesium alloy AM150 coating, painted, (BlueScope) |  |  |  | Steel, Structural framing (cold - rolled), TRUECORE® steel in 0.95mm base material thickness (BMT) (Bluescope) | Steel, Cladding - steel, GALVABOND® steel with a zinc coating class of Z275 in 1.60mm base metal thickness (BMT) (Bluescope) | Metallic coated steel clading
| Steel | Bluescope | TRUECORE® steel in 1.00mm base material thickness (BMT) | 2883.8951 | 0.000275 | 2023-05-25 | 2028-05-25 | S-P-08455 | Version 1 | Australia | tonne | 8.01 | https://epd-australasia.com/wp-content/uploads/2023/06/SP08455-Bluescope-EPD_Truecore_May23.pdf | Structural framing (cold - rolled) | Steel, Structural framing (cold - rolled), TRUECORE® steel in 1.00mm base material thickness (BMT) (Bluescope) | TRUECORE® steel is a metallic coated steel product designed to be fabricated into light gauge steel framing specifically for use in residential and commercial structural framing applications. With their distinctive blue finish, the TRUECORE® steel products represented in this EPD consist of a low carbon10 steel substrate that is coated with a metallic coating incorporating BlueScope’s Activate® technology (hot dipped aluminium, zinc, and magnesium alloy AM150 coating) to provide enhanced corrosion resistance. | Steel, framing (TRUECORE® steel in | 1.00 mm | BMT, hot dipped aluminium, zinc, and magnesium alloy AM150 coating, painted, (BlueScope) |  |  |  | Steel, Structural framing (cold - rolled), TRUECORE® steel in 1.00mm base material thickness (BMT) (Bluescope) | Steel, Cladding - steel, GALVABOND® steel with a zinc coating class of Z275 in 1.90mm base metal thickness (BMT) (Bluescope) | Metallic coated steel clading
| Steel | Bluescope | TRUECORE® steel in 1.15mm base material thickness (BMT) | 2854.0305 | 0.00121 | 2023-05-25 | 2028-05-25 | S-P-08455 | Version 1 | Australia | tonne | 9.18 | https://epd-australasia.com/wp-content/uploads/2023/06/SP08455-Bluescope-EPD_Truecore_May23.pdf | Structural framing (cold - rolled) | Steel, Structural framing (cold - rolled), TRUECORE® steel in 1.15mm base material thickness (BMT) (Bluescope) | TRUECORE® steel is a metallic coated steel product designed to be fabricated into light gauge steel framing specifically for use in residential and commercial structural framing applications. With their distinctive blue finish, the TRUECORE® steel products represented in this EPD consist of a low carbon10 steel substrate that is coated with a metallic coating incorporating BlueScope’s Activate® technology (hot dipped aluminium, zinc, and magnesium alloy AM150 coating) to provide enhanced corrosion resistance. | Steel, framing (TRUECORE® steel in | 1.15 mm | BMT, hot dipped aluminium, zinc, and magnesium alloy AM150 coating, painted, (BlueScope) |  |  |  | Steel, Structural framing (cold - rolled), TRUECORE® steel in 1.15mm base material thickness (BMT) (Bluescope) | Steel, Cladding - steel, GALVABOND® steel with a zinc coating class of Z275 in 1.95mm base metal thickness (BMT) (Bluescope) | Metallic coated steel clading
| Steel | Bluescope | TRUECORE® steel in 1.20mm base material thickness (BMT) | 2839.2484 | 0.00153 | 2023-05-25 | 2028-05-25 | S-P-08455 | Version 1 | Australia | tonne | 9.58 | https://epd-australasia.com/wp-content/uploads/2023/06/SP08455-Bluescope-EPD_Truecore_May23.pdf | Structural framing (cold - rolled) | Steel, Structural framing (cold - rolled), TRUECORE® steel in 1.20mm base material thickness (BMT) (Bluescope) | TRUECORE® steel is a metallic coated steel product designed to be fabricated into light gauge steel framing specifically for use in residential and commercial structural framing applications. With their distinctive blue finish, the TRUECORE® steel products represented in this EPD consist of a low carbon10 steel substrate that is coated with a metallic coating incorporating BlueScope’s Activate® technology (hot dipped aluminium, zinc, and magnesium alloy AM150 coating) to provide enhanced corrosion resistance. | Steel, framing (TRUECORE® steel in | 1.20 mm | BMT, hot dipped aluminium, zinc, and magnesium alloy AM150 coating, painted, (BlueScope) |  |  |  | Steel, Structural framing (cold - rolled), TRUECORE® steel in 1.20mm base material thickness (BMT) (Bluescope) | Steel, Cladding - steel, GALVABOND® steel with a zinc coating class of Z275 in 2.40mm base metal thickness (BMT) (Bluescope) | Metallic coated steel clading
| Steel | Bluescope | TRUECORE® steel in 1.50mm base material thickness (BMT) | 2799.6647 | 0.0034 | 2023-05-25 | 2028-05-25 | S-P-08455 | Version 1 | Australia | tonne | 11.93 | https://epd-australasia.com/wp-content/uploads/2023/06/SP08455-Bluescope-EPD_Truecore_May23.pdf | Structural framing (cold - rolled) | Steel, Structural framing (cold - rolled), TRUECORE® steel in 1.50mm base material thickness (BMT) (Bluescope) | TRUECORE® steel is a metallic coated steel product designed to be fabricated into light gauge steel framing specifically for use in residential and commercial structural framing applications. With their distinctive blue finish, the TRUECORE® steel products represented in this EPD consist of a low carbon10 steel substrate that is coated with a metallic coating incorporating BlueScope’s Activate® technology (hot dipped aluminium, zinc, and magnesium alloy AM150 coating) to provide enhanced corrosion resistance. | Steel, framing (TRUECORE® steel in | 1.50 mm | BMT, hot dipped aluminium, zinc, and magnesium alloy AM150 coating, painted, (BlueScope) |  |  |  | Steel, Structural framing (cold - rolled), TRUECORE® steel in 1.50mm base material thickness (BMT) (Bluescope) | Steel, Cladding - steel, GALVABOND® steel with a zinc coating class of Z275 in 2.90mm base metal thickness (BMT) (Bluescope) | Metallic coated steel clading
| Steel | Bluescope | TRUECORE® steel in 1.60mm base material thickness (BMT) | 2783.0189 | 0.00403 | 2023-05-25 | 2028-05-25 | S-P-08455 | Version 1 | Australia | tonne | 12.72 | https://epd-australasia.com/wp-content/uploads/2023/06/SP08455-Bluescope-EPD_Truecore_May23.pdf | Structural framing (cold - rolled) | Steel, Structural framing (cold - rolled), TRUECORE® steel in 1.60mm base material thickness (BMT) (Bluescope) | TRUECORE® steel is a metallic coated steel product designed to be fabricated into light gauge steel framing specifically for use in residential and commercial structural framing applications. With their distinctive blue finish, the TRUECORE® steel products represented in this EPD consist of a low carbon10 steel substrate that is coated with a metallic coating incorporating BlueScope’s Activate® technology (hot dipped aluminium, zinc, and magnesium alloy AM150 coating) to provide enhanced corrosion resistance. | Steel, framing (TRUECORE® steel in | 1.60 mm | BMT, hot dipped aluminium, zinc, and magnesium alloy AM150 coating, painted, (BlueScope) |  |  |  | Steel, Structural framing (cold - rolled), TRUECORE® steel in 1.60mm base material thickness (BMT) (Bluescope) | Steel, Cladding - steel, ZINCALUME® steel in 0.30mm base material thickness (BMT) (Bluescope) | Metallic coated steel clading
| Steel | Bluescope | TRUECORE® steel in 0.42mm base material thickness (BMT), incl. rollforming | 3362.3188 | -0.0927 | 2023-05-25 | 2028-05-25 | S-P-08455 | Version 1 | Australia | tonne | 3.45 | https://epd-australasia.com/wp-content/uploads/2023/06/SP08455-Bluescope-EPD_Truecore_May23.pdf | Structural framing (cold - rolled) | Steel, Structural framing (cold - rolled), TRUECORE® steel in 0.42mm base material thickness (BMT), incl. rollforming (Bluescope) | TRUECORE® steel is a metallic coated steel product designed to be fabricated into light gauge steel framing specifically for use in residential and commercial structural framing applications. With their distinctive blue finish, the TRUECORE® steel products represented in this EPD consist of a low carbon10 steel substrate that is coated with a metallic coating incorporating BlueScope’s Activate® technology (hot dipped aluminium, zinc, and magnesium alloy AM150 coating) to provide enhanced corrosion resistance. | Steel, framing (TRUECORE® steel in | 0.42 mm incl. rollforming | BMT, hot dipped aluminium, zinc, and magnesium alloy AM150 coating, painted, (BlueScope) |  |  |  | Steel, Structural framing (cold - rolled), TRUECORE® steel in 0.42mm base material thickness (BMT), incl. rollforming (Bluescope) | Steel, Cladding - steel, ZINCALUME® steel in 0.35mm base material thickness (BMT) (Bluescope) | Metallic coated steel clading
| Steel | Bluescope | TRUECORE® steel in 0.48mm base material thickness (BMT), incl. rollforming | 3290.8163 | -0.105 | 2023-05-25 | 2028-05-25 | S-P-08455 | Version 1 | Australia | tonne | 3.92 | https://epd-australasia.com/wp-content/uploads/2023/06/SP08455-Bluescope-EPD_Truecore_May23.pdf | Structural framing (cold - rolled) | Steel, Structural framing (cold - rolled), TRUECORE® steel in 0.48mm base material thickness (BMT), incl. rollforming (Bluescope) | TRUECORE® steel is a metallic coated steel product designed to be fabricated into light gauge steel framing specifically for use in residential and commercial structural framing applications. With their distinctive blue finish, the TRUECORE® steel products represented in this EPD consist of a low carbon10 steel substrate that is coated with a metallic coating incorporating BlueScope’s Activate® technology (hot dipped aluminium, zinc, and magnesium alloy AM150 coating) to provide enhanced corrosion resistance. | Steel, framing (TRUECORE® steel in | 0.48 mm incl. rollforming | BMT, hot dipped aluminium, zinc, and magnesium alloy AM150 coating, painted, (BlueScope) |  |  |  | Steel, Structural framing (cold - rolled), TRUECORE® steel in 0.48mm base material thickness (BMT), incl. rollforming (Bluescope) | Steel, Cladding - steel, ZINCALUME® steel in 0.38mm base material thickness (BMT) (Bluescope) | Metallic coated steel clading
| Steel | Bluescope | TRUECORE® steel in 0.55mm base material thickness (BMT), incl. rollforming | 3221.4765 | -0.118 | 2023-05-25 | 2028-05-25 | S-P-08455 | Version 1 | Australia | tonne | 4.47 | https://epd-australasia.com/wp-content/uploads/2023/06/SP08455-Bluescope-EPD_Truecore_May23.pdf | Structural framing (cold - rolled) | Steel, Structural framing (cold - rolled), TRUECORE® steel in 0.55mm base material thickness (BMT), incl. rollforming (Bluescope) | TRUECORE® steel is a metallic coated steel product designed to be fabricated into light gauge steel framing specifically for use in residential and commercial structural framing applications. With their distinctive blue finish, the TRUECORE® steel products represented in this EPD consist of a low carbon10 steel substrate that is coated with a metallic coating incorporating BlueScope’s Activate® technology (hot dipped aluminium, zinc, and magnesium alloy AM150 coating) to provide enhanced corrosion resistance. | Steel, framing (TRUECORE® steel in | 0.55 mm incl. rollforming | BMT, hot dipped aluminium, zinc, and magnesium alloy AM150 coating, painted, (BlueScope) |  |  |  | Steel, Structural framing (cold - rolled), TRUECORE® steel in 0.55mm base material thickness (BMT), incl. rollforming (Bluescope) | Steel, Cladding - steel, ZINCALUME® steel in 0.40mm base material thickness (BMT) (Bluescope) | Metallic coated steel clading
| Steel | Bluescope | TRUECORE® steel in 0.60mm base material thickness (BMT), incl. rollforming | 3182.7515 | -0.128 | 2023-05-25 | 2028-05-25 | S-P-08455 | Version 1 | Australia | tonne | 4.87 | https://epd-australasia.com/wp-content/uploads/2023/06/SP08455-Bluescope-EPD_Truecore_May23.pdf | Structural framing (cold - rolled) | Steel, Structural framing (cold - rolled), TRUECORE® steel in 0.60mm base material thickness (BMT), incl. rollforming (Bluescope) | TRUECORE® steel is a metallic coated steel product designed to be fabricated into light gauge steel framing specifically for use in residential and commercial structural framing applications. With their distinctive blue finish, the TRUECORE® steel products represented in this EPD consist of a low carbon10 steel substrate that is coated with a metallic coating incorporating BlueScope’s Activate® technology (hot dipped aluminium, zinc, and magnesium alloy AM150 coating) to provide enhanced corrosion resistance. | Steel, framing (TRUECORE® steel in | 0.60 mm incl. rollforming | BMT, hot dipped aluminium, zinc, and magnesium alloy AM150 coating, painted, (BlueScope) |  |  |  | Steel, Structural framing (cold - rolled), TRUECORE® steel in 0.60mm base material thickness (BMT), incl. rollforming (Bluescope) | Steel, Cladding - steel, ZINCALUME® steel in 0.42mm base material thickness (BMT) (Bluescope) | Metallic coated steel clading
| Steel | Bluescope | TRUECORE® steel in 0.75mm base material thickness (BMT), incl. rollforming | 3096.0265 | -0.158 | 2023-05-25 | 2028-05-25 | S-P-08455 | Version 1 | Australia | tonne | 6.04 | https://epd-australasia.com/wp-content/uploads/2023/06/SP08455-Bluescope-EPD_Truecore_May23.pdf | Structural framing (cold - rolled) | Steel, Structural framing (cold - rolled), TRUECORE® steel in 0.75mm base material thickness (BMT), incl. rollforming (Bluescope) | TRUECORE® steel is a metallic coated steel product designed to be fabricated into light gauge steel framing specifically for use in residential and commercial structural framing applications. With their distinctive blue finish, the TRUECORE® steel products represented in this EPD consist of a low carbon10 steel substrate that is coated with a metallic coating incorporating BlueScope’s Activate® technology (hot dipped aluminium, zinc, and magnesium alloy AM150 coating) to provide enhanced corrosion resistance. | Steel, framing (TRUECORE® steel in | 0.75 mm incl. rollforming | BMT, hot dipped aluminium, zinc, and magnesium alloy AM150 coating, painted, (BlueScope) |  |  |  | Steel, Structural framing (cold - rolled), TRUECORE® steel in 0.75mm base material thickness (BMT), incl. rollforming (Bluescope) | Steel, Cladding - steel, ZINCALUME® steel in 0.48mm base material thickness (BMT) (Bluescope) | Metallic coated steel clading
| Steel | Bluescope | TRUECORE® steel in 0.95mm base material thickness (BMT), incl. rollforming | 3022.339 | -0.197 | 2023-05-25 | 2028-05-25 | S-P-08455 | Version 1 | Australia | tonne | 7.61 | https://epd-australasia.com/wp-content/uploads/2023/06/SP08455-Bluescope-EPD_Truecore_May23.pdf | Structural framing (cold - rolled) | Steel, Structural framing (cold - rolled), TRUECORE® steel in 0.95mm base material thickness (BMT), incl. rollforming (Bluescope) | TRUECORE® steel is a metallic coated steel product designed to be fabricated into light gauge steel framing specifically for use in residential and commercial structural framing applications. With their distinctive blue finish, the TRUECORE® steel products represented in this EPD consist of a low carbon10 steel substrate that is coated with a metallic coating incorporating BlueScope’s Activate® technology (hot dipped aluminium, zinc, and magnesium alloy AM150 coating) to provide enhanced corrosion resistance. | Steel, framing (TRUECORE® steel in | 0.95mm incl. rollforming | BMT, hot dipped aluminium, zinc, and magnesium alloy AM150 coating, painted, (BlueScope) |  |  |  | Steel, Structural framing (cold - rolled), TRUECORE® steel in 0.95mm base material thickness (BMT), incl. rollforming (Bluescope) | Steel, Cladding - steel, ZINCALUME® steel in 0.50mm base material thickness (BMT) (Bluescope) | Metallic coated steel clading
| Steel | Bluescope | TRUECORE® steel in 1.00mm base material thickness (BMT), incl. rollforming | 3008.7391 | -0.207 | 2023-05-25 | 2028-05-25 | S-P-08455 | Version 1 | Australia | tonne | 8.01 | https://epd-australasia.com/wp-content/uploads/2023/06/SP08455-Bluescope-EPD_Truecore_May23.pdf | Structural framing (cold - rolled) | Steel, Structural framing (cold - rolled), TRUECORE® steel in 1.00mm base material thickness (BMT), incl. rollforming (Bluescope) | TRUECORE® steel is a metallic coated steel product designed to be fabricated into light gauge steel framing specifically for use in residential and commercial structural framing applications. With their distinctive blue finish, the TRUECORE® steel products represented in this EPD consist of a low carbon10 steel substrate that is coated with a metallic coating incorporating BlueScope’s Activate® technology (hot dipped aluminium, zinc, and magnesium alloy AM150 coating) to provide enhanced corrosion resistance. | Steel, framing (TRUECORE® steel in | 1.00 mm incl. rollforming | BMT, hot dipped aluminium, zinc, and magnesium alloy AM150 coating, painted, (BlueScope) |  |  |  | Steel, Structural framing (cold - rolled), TRUECORE® steel in 1.00mm base material thickness (BMT), incl. rollforming (Bluescope) | Steel, Cladding - steel, ZINCALUME® steel in 0.55mm base material thickness (BMT) (Bluescope) | Metallic coated steel clading
| Steel | Bluescope | TRUECORE® steel in 1.15mm base material thickness (BMT), incl. rollforming | 2973.8562 | -0.236 | 2023-05-25 | 2028-05-25 | S-P-08455 | Version 1 | Australia | tonne | 9.18 | https://epd-australasia.com/wp-content/uploads/2023/06/SP08455-Bluescope-EPD_Truecore_May23.pdf | Structural framing (cold - rolled) | Steel, Structural framing (cold - rolled), TRUECORE® steel in 1.15mm base material thickness (BMT), incl. rollforming (Bluescope) | TRUECORE® steel is a metallic coated steel product designed to be fabricated into light gauge steel framing specifically for use in residential and commercial structural framing applications. With their distinctive blue finish, the TRUECORE® steel products represented in this EPD consist of a low carbon10 steel substrate that is coated with a metallic coating incorporating BlueScope’s Activate® technology (hot dipped aluminium, zinc, and magnesium alloy AM150 coating) to provide enhanced corrosion resistance. | Steel, framing (TRUECORE® steel in | 1.15 mm incl. rollforming | BMT, hot dipped aluminium, zinc, and magnesium alloy AM150 coating, painted, (BlueScope) |  |  |  | Steel, Structural framing (cold - rolled), TRUECORE® steel in 1.15mm base material thickness (BMT), incl. rollforming (Bluescope) | Steel, Cladding - steel, ZINCALUME® steel in 0.60mm base material thickness (BMT) (Bluescope) | Metallic coated steel clading
| Steel | Bluescope | TRUECORE® steel in 1.20mm base material thickness (BMT), incl. rollforming | 2964.5094 | -0.246 | 2023-05-25 | 2028-05-25 | S-P-08455 | Version 1 | Australia | tonne | 9.58 | https://epd-australasia.com/wp-content/uploads/2023/06/SP08455-Bluescope-EPD_Truecore_May23.pdf | Structural framing (cold - rolled) | Steel, Structural framing (cold - rolled), TRUECORE® steel in 1.20mm base material thickness (BMT), incl. rollforming (Bluescope) | TRUECORE® steel is a metallic coated steel product designed to be fabricated into light gauge steel framing specifically for use in residential and commercial structural framing applications. With their distinctive blue finish, the TRUECORE® steel products represented in this EPD consist of a low carbon10 steel substrate that is coated with a metallic coating incorporating BlueScope’s Activate® technology (hot dipped aluminium, zinc, and magnesium alloy AM150 coating) to provide enhanced corrosion resistance. | Steel, framing (TRUECORE® steel in | 1.20 mm incl. rollforming | BMT, hot dipped aluminium, zinc, and magnesium alloy AM150 coating, painted, (BlueScope) |  |  |  | Steel, Structural framing (cold - rolled), TRUECORE® steel in 1.20mm base material thickness (BMT), incl. rollforming (Bluescope) | Steel, Cladding - steel, ZINCALUME® steel in 0.70mm base material thickness (BMT) (Bluescope) | Metallic coated steel clading
| Steel | Bluescope | TRUECORE® steel in 1.50mm base material thickness (BMT), incl. rollforming | 2917.0159 | -0.305 | 2023-05-25 | 2028-05-25 | S-P-08455 | Version 1 | Australia | tonne | 11.93 | https://epd-australasia.com/wp-content/uploads/2023/06/SP08455-Bluescope-EPD_Truecore_May23.pdf | Structural framing (cold - rolled) | Steel, Structural framing (cold - rolled), TRUECORE® steel in 1.50mm base material thickness (BMT), incl. rollforming (Bluescope) | TRUECORE® steel is a metallic coated steel product designed to be fabricated into light gauge steel framing specifically for use in residential and commercial structural framing applications. With their distinctive blue finish, the TRUECORE® steel products represented in this EPD consist of a low carbon10 steel substrate that is coated with a metallic coating incorporating BlueScope’s Activate® technology (hot dipped aluminium, zinc, and magnesium alloy AM150 coating) to provide enhanced corrosion resistance. | Steel, framing (TRUECORE® steel in | 1.50 mm incl. rollforming | BMT, hot dipped aluminium, zinc, and magnesium alloy AM150 coating, painted, (BlueScope) |  |  |  | Steel, Structural framing (cold - rolled), TRUECORE® steel in 1.50mm base material thickness (BMT), incl. rollforming (Bluescope) | Steel, Cladding - steel, ZINCALUME® steel in 0.75mm base material thickness (BMT) (Bluescope) | Metallic coated steel clading
| Steel | Bluescope | TRUECORE® steel in 1.60mm base material thickness (BMT), incl. rollforming | 2908.805 | -0.325 | 2023-05-25 | 2028-05-25 | S-P-08455 | Version 1 | Australia | tonne | 12.72 | https://epd-australasia.com/wp-content/uploads/2023/06/SP08455-Bluescope-EPD_Truecore_May23.pdf | Structural framing (cold - rolled) | Steel, Structural framing (cold - rolled), TRUECORE® steel in 1.60mm base material thickness (BMT), incl. rollforming (Bluescope) | TRUECORE® steel is a metallic coated steel product designed to be fabricated into light gauge steel framing specifically for use in residential and commercial structural framing applications. With their distinctive blue finish, the TRUECORE® steel products represented in this EPD consist of a low carbon10 steel substrate that is coated with a metallic coating incorporating BlueScope’s Activate® technology (hot dipped aluminium, zinc, and magnesium alloy AM150 coating) to provide enhanced corrosion resistance. | Steel, framing (TRUECORE® steel in | 1.60 mm incl. rollforming | BMT, hot dipped aluminium, zinc, and magnesium alloy AM150 coating, painted, (BlueScope) |  |  |  | Steel, Structural framing (cold - rolled), TRUECORE® steel in 1.60mm base material thickness (BMT), incl. rollforming (Bluescope) | Steel, Cladding - steel, ZINCALUME® steel in 0.95mm base material thickness (BMT) (Bluescope) | Metallic coated steel clading
| Steel | Bluescope | COLORBOND® Coolmax® steel in 0.42mm base material thickness (BMT) | 12.1 | -0.0102 | 2023-03-23 | 2028-03-23 | S-P-05199 | Version 1 | Australia | m² | 3.48 | https://epd-australasia.com/wp-content/uploads/2023/03/SP05199-Bluescope-EPD-Colorbond_Coolmax_Mar23.pdf | Roofing | Steel, Roofing, COLORBOND® Coolmax® steel in 0.42mm base material thickness (BMT) (Bluescope) | COLORBOND® Coolmax® steel (CMX) is BlueScope’s roofing material designed to provide and maintain high solar reflectance. COLORBOND® Coolmax® steel, available exclusively in the colour Whitehaven®, is specifically designed to provide low solar absorptance to help reduce roofing temperatures. Typical COLORBOND® Coolmax® steel applications are for commercial and industrial roofing. | Steel, roofing (COLORBOND® Coolmax® in | 0.42 mm | BMT, (hot dipped aluminium, zinc, and magnesium alloy AM100 coating), painted, (BlueScope) |  |  |  | Steel, Roofing, COLORBOND® Coolmax® steel in 0.42mm base material thickness (BMT) (Bluescope) | Steel, Cladding - steel, ZINCALUME® steel in 1.00mm base material thickness (BMT) (Bluescope) | Metallic coated steel clading
| Steel | Bluescope | COLORBOND® Coolmax® steel in 0.48mm base material thickness (BMT) | 13.3 | -0.00981 | 2023-03-23 | 2028-03-23 | S-P-05199 | Version 1 | Australia | m² | 3.95 | https://epd-australasia.com/wp-content/uploads/2023/03/SP05199-Bluescope-EPD-Colorbond_Coolmax_Mar23.pdf | Roofing | Steel, Roofing, COLORBOND® Coolmax® steel in 0.48mm base material thickness (BMT) (Bluescope) | COLORBOND® Coolmax® steel (CMX) is BlueScope’s roofing material designed to provide and maintain high solar reflectance. COLORBOND® Coolmax® steel, available exclusively in the colour Whitehaven®, is specifically designed to provide low solar absorptance to help reduce roofing temperatures. Typical COLORBOND® Coolmax® steel applications are for commercial and industrial roofing. | Steel, roofing (COLORBOND® Coolmax® in | 0.48 mm | BMT, (hot dipped aluminium, zinc, and magnesium alloy AM100 coating), painted, (BlueScope) |  |  |  | Steel, Roofing, COLORBOND® Coolmax® steel in 0.48mm base material thickness (BMT) (Bluescope) | Steel, Cladding - steel, ZINCALUME® steel in 1.15mm base material thickness (BMT) (Bluescope) | Metallic coated steel clading
| Steel | Bluescope | COLORBOND® Coolmax® steel in 0.55mm base material thickness (BMT) | 14.8 | -0.00937 | 2023-03-23 | 2028-03-23 | S-P-05199 | Version 1 | Australia | m² | 4.5 | https://epd-australasia.com/wp-content/uploads/2023/03/SP05199-Bluescope-EPD-Colorbond_Coolmax_Mar23.pdf | Roofing | Steel, Roofing, COLORBOND® Coolmax® steel in 0.55mm base material thickness (BMT) (Bluescope) | COLORBOND® Coolmax® steel (CMX) is BlueScope’s roofing material designed to provide and maintain high solar reflectance. COLORBOND® Coolmax® steel, available exclusively in the colour Whitehaven®, is specifically designed to provide low solar absorptance to help reduce roofing temperatures. Typical COLORBOND® Coolmax® steel applications are for commercial and industrial roofing. | Steel, roofing (COLORBOND® Coolmax® in | 0.55 mm | BMT, (hot dipped aluminium, zinc, and magnesium alloy AM100 coating), painted, (BlueScope) |  |  |  | Steel, Roofing, COLORBOND® Coolmax® steel in 0.55mm base material thickness (BMT) (Bluescope) | Steel, Cladding - steel, ZINCALUME® steel in 1.20mm base material thickness (BMT) (Bluescope) | Metallic coated steel clading
| Steel | Bluescope | COLORBOND® Coolmax® steel in 0.42mm base material thickness (BMT), incl. rollforming | 12.5 | -0.1 | 2023-03-23 | 2028-03-23 | S-P-05199 | Version 1 | Australia | m² | 3.48 | https://epd-australasia.com/wp-content/uploads/2023/03/SP05199-Bluescope-EPD-Colorbond_Coolmax_Mar23.pdf | Roofing | Steel, Roofing, COLORBOND® Coolmax® steel in 0.42mm base material thickness (BMT), incl. rollforming (Bluescope) | COLORBOND® Coolmax® steel (CMX) is BlueScope’s roofing material designed to provide and maintain high solar reflectance. COLORBOND® Coolmax® steel, available exclusively in the colour Whitehaven®, is specifically designed to provide low solar absorptance to help reduce roofing temperatures. Typical COLORBOND® Coolmax® steel applications are for commercial and industrial roofing. | Steel, roofing (COLORBOND® Coolmax® in | 0.42 mm incl. rollforming | BMT, (hot dipped aluminium, zinc, and magnesium alloy AM100 coating), painted, (BlueScope) |  |  |  | Steel, Roofing, COLORBOND® Coolmax® steel in 0.42mm base material thickness (BMT), incl. rollforming (Bluescope) | Steel, Cladding - steel, ZINCALUME® steel in 0.30mm base material thickness (BMT), incl. rollforming (Bluescope) | Metallic coated steel clading
| Steel | Bluescope | COLORBOND® Coolmax® steel in 0.48mm base material thickness (BMT), incl. rollforming | 13.8 | -0.112 | 2023-03-23 | 2028-03-23 | S-P-05199 | Version 1 | Australia | m² | 3.95 | https://epd-australasia.com/wp-content/uploads/2023/03/SP05199-Bluescope-EPD-Colorbond_Coolmax_Mar23.pdf | Roofing | Steel, Roofing, COLORBOND® Coolmax® steel in 0.48mm base material thickness (BMT), incl. rollforming (Bluescope) | COLORBOND® Coolmax® steel (CMX) is BlueScope’s roofing material designed to provide and maintain high solar reflectance. COLORBOND® Coolmax® steel, available exclusively in the colour Whitehaven®, is specifically designed to provide low solar absorptance to help reduce roofing temperatures. Typical COLORBOND® Coolmax® steel applications are for commercial and industrial roofing. | Steel, roofing (COLORBOND® Coolmax® in | 0.48 mm incl. rollforming | BMT, (hot dipped aluminium, zinc, and magnesium alloy AM100 coating), painted, (BlueScope) |  |  |  | Steel, Roofing, COLORBOND® Coolmax® steel in 0.48mm base material thickness (BMT), incl. rollforming (Bluescope) | Steel, Cladding - steel, ZINCALUME® steel in 0.35mm base material thickness (BMT), incl. rollforming (Bluescope) | Metallic coated steel clading
| Steel | Bluescope | COLORBOND® Coolmax® steel in 0.55mm base material thickness (BMT), incl. rollforming | 15.3 | -0.126 | 2023-03-23 | 2028-03-23 | S-P-05199 | Version 1 | Australia | m² | 4.5 | https://epd-australasia.com/wp-content/uploads/2023/03/SP05199-Bluescope-EPD-Colorbond_Coolmax_Mar23.pdf | Roofing | Steel, Roofing, COLORBOND® Coolmax® steel in 0.55mm base material thickness (BMT), incl. rollforming (Bluescope) | COLORBOND® Coolmax® steel (CMX) is BlueScope’s roofing material designed to provide and maintain high solar reflectance. COLORBOND® Coolmax® steel, available exclusively in the colour Whitehaven®, is specifically designed to provide low solar absorptance to help reduce roofing temperatures. Typical COLORBOND® Coolmax® steel applications are for commercial and industrial roofing. | Steel, roofing (COLORBOND® Coolmax® in | 0.55 mm incl. rollforming | BMT, (hot dipped aluminium, zinc, and magnesium alloy AM100 coating), painted, (BlueScope) |  |  |  | Steel, Roofing, COLORBOND® Coolmax® steel in 0.55mm base material thickness (BMT), incl. rollforming (Bluescope) | Steel, Cladding - steel, ZINCALUME® steel in 0.38mm base material thickness (BMT), incl. rollforming (Bluescope) | Metallic coated steel clading
| Steel | Bluescope | COLORBOND® steel in 0.30mm base metal thickness (BMT) | 9.49 | -0.00653 | 2023-03-20 | 2028-03-20 | S-P-00999 | Version 2.0 | Australia | m² | 2.51 | https://epd-australasia.com/wp-content/uploads/2018/04/SP00999-Bluescope-EPD-Colorbond_EPD_v2_Mar23.pdf | Steel cladding - painted | Steel, Steel cladding - painted, COLORBOND® steel in 0.30mm base metal thickness (BMT) (Bluescope) | The COLORBOND® steel for roofing and walling (XRW) products represented in this EPD consist of a low carbon15 steel substrate that is coated with a metallic coating incorporating BlueScope’s Activate® technology (hot dipped aluminium, zinc, and magnesium alloy AM100 coating) to provide enhanced corrosion resistance, and then further protected and enhanced with a specially developed, exterior-grade, oven-baked paint system. | Steel, roofing and walling (XRW) (COLORBOND® steel in | 0.30 mm | BMT, hot dipped aluminium, zinc, and magnesium alloy (AM100) coating), painted, (BlueScope) |  |  |  | Steel, Steel cladding - painted, COLORBOND® steel in 0.30mm base metal thickness (BMT) (Bluescope) | Steel, Cladding - steel, ZINCALUME® steel in 0.40mm base material thickness (BMT), incl. rollforming (Bluescope) | Metallic coated steel clading
| Steel | Bluescope | COLORBOND® steel in 0.35mm base metal thickness (BMT) | 10.5 | -0.00621 | 2023-03-20 | 2028-03-20 | S-P-00999 | Version 2.0 | Australia | m² | 2.91 | https://epd-australasia.com/wp-content/uploads/2018/04/SP00999-Bluescope-EPD-Colorbond_EPD_v2_Mar23.pdf | Steel cladding - painted | Steel, Steel cladding - painted, COLORBOND® steel in 0.35mm base metal thickness (BMT) (Bluescope) | The COLORBOND® steel for roofing and walling (XRW) products represented in this EPD consist of a low carbon15 steel substrate that is coated with a metallic coating incorporating BlueScope’s Activate® technology (hot dipped aluminium, zinc, and magnesium alloy AM100 coating) to provide enhanced corrosion resistance, and then further protected and enhanced with a specially developed, exterior-grade, oven-baked paint system. | Steel, roofing and walling (XRW) (COLORBOND® steel in | 0.35 mm | BMT, hot dipped aluminium, zinc, and magnesium alloy (AM100) coating), painted, (BlueScope) |  |  |  | Steel, Steel cladding - painted, COLORBOND® steel in 0.35mm base metal thickness (BMT) (Bluescope) | Steel, Cladding - steel, ZINCALUME® steel in 0.42mm base material thickness (BMT), incl. rollforming (Bluescope) | Metallic coated steel clading
| Steel | Bluescope | COLORBOND® steel in 0.40mm base metal thickness (BMT) | 11.5 | -0.0059 | 2023-03-20 | 2028-03-20 | S-P-00999 | Version 2.0 | Australia | m² | 3.3 | https://epd-australasia.com/wp-content/uploads/2018/04/SP00999-Bluescope-EPD-Colorbond_EPD_v2_Mar23.pdf | Steel cladding - painted | Steel, Steel cladding - painted, COLORBOND® steel in 0.40mm base metal thickness (BMT) (Bluescope) | The COLORBOND® steel for roofing and walling (XRW) products represented in this EPD consist of a low carbon15 steel substrate that is coated with a metallic coating incorporating BlueScope’s Activate® technology (hot dipped aluminium, zinc, and magnesium alloy AM100 coating) to provide enhanced corrosion resistance, and then further protected and enhanced with a specially developed, exterior-grade, oven-baked paint system. | Steel, roofing and walling (XRW) (COLORBOND® steel in | 0.40 mm | BMT, hot dipped aluminium, zinc, and magnesium alloy (AM100) coating), painted, (BlueScope) |  |  |  | Steel, Steel cladding - painted, COLORBOND® steel in 0.40mm base metal thickness (BMT) (Bluescope) | Steel, Cladding - steel, ZINCALUME® steel in 0.48mm base material thickness (BMT), incl. rollforming (Bluescope) | Metallic coated steel clading
| Steel | Bluescope | COLORBOND® steel in 0.42mm base metal thickness (BMT) | 12 | -0.00578 | 2023-03-20 | 2028-03-20 | S-P-00999 | Version 2.0 | Australia | m² | 3.46 | https://epd-australasia.com/wp-content/uploads/2018/04/SP00999-Bluescope-EPD-Colorbond_EPD_v2_Mar23.pdf | Steel cladding - painted | Steel, Steel cladding - painted, COLORBOND® steel in 0.42mm base metal thickness (BMT) (Bluescope) | The COLORBOND® steel for roofing and walling (XRW) products represented in this EPD consist of a low carbon15 steel substrate that is coated with a metallic coating incorporating BlueScope’s Activate® technology (hot dipped aluminium, zinc, and magnesium alloy AM100 coating) to provide enhanced corrosion resistance, and then further protected and enhanced with a specially developed, exterior-grade, oven-baked paint system. | Steel, roofing and walling (XRW) (COLORBOND® steel in | 0.42 mm | BMT, hot dipped aluminium, zinc, and magnesium alloy (AM100) coating), painted, (BlueScope) |  |  |  | Steel, Steel cladding - painted, COLORBOND® steel in 0.42mm base metal thickness (BMT) (Bluescope) | Steel, Cladding - steel, ZINCALUME® steel in 0.50mm base material thickness (BMT), incl. rollforming (Bluescope) | Metallic coated steel clading
| Steel | Bluescope | COLORBOND® steel in 0.45mm base metal thickness (BMT) | 12.6 | -0.00559 | 2023-03-20 | 2028-03-20 | S-P-00999 | Version 2.0 | Australia | m² | 3.69 | https://epd-australasia.com/wp-content/uploads/2018/04/SP00999-Bluescope-EPD-Colorbond_EPD_v2_Mar23.pdf | Steel cladding - painted | Steel, Steel cladding - painted, COLORBOND® steel in 0.45mm base metal thickness (BMT) (Bluescope) | The COLORBOND® steel for roofing and walling (XRW) products represented in this EPD consist of a low carbon15 steel substrate that is coated with a metallic coating incorporating BlueScope’s Activate® technology (hot dipped aluminium, zinc, and magnesium alloy AM100 coating) to provide enhanced corrosion resistance, and then further protected and enhanced with a specially developed, exterior-grade, oven-baked paint system. | Steel, roofing and walling (XRW) (COLORBOND® steel in | 0.45 mm | BMT, hot dipped aluminium, zinc, and magnesium alloy (AM100) coating), painted, (BlueScope) |  |  |  | Steel, Steel cladding - painted, COLORBOND® steel in 0.45mm base metal thickness (BMT) (Bluescope) | Steel, Cladding - steel, ZINCALUME® steel in 0.55mm base material thickness (BMT), incl. rollforming (Bluescope) | Metallic coated steel clading
| Steel | Bluescope | COLORBOND® steel in 0.48mm base metal thickness (BMT) | 13.2 | -0.0054 | 2023-03-20 | 2028-03-20 | S-P-00999 | Version 2.0 | Australia | m² | 3.93 | https://epd-australasia.com/wp-content/uploads/2018/04/SP00999-Bluescope-EPD-Colorbond_EPD_v2_Mar23.pdf | Steel cladding - painted | Steel, Steel cladding - painted, COLORBOND® steel in 0.48mm base metal thickness (BMT) (Bluescope) | The COLORBOND® steel for roofing and walling (XRW) products represented in this EPD consist of a low carbon15 steel substrate that is coated with a metallic coating incorporating BlueScope’s Activate® technology (hot dipped aluminium, zinc, and magnesium alloy AM100 coating) to provide enhanced corrosion resistance, and then further protected and enhanced with a specially developed, exterior-grade, oven-baked paint system. | Steel, roofing and walling (XRW) (COLORBOND® steel in | 0.48 mm | BMT, hot dipped aluminium, zinc, and magnesium alloy (AM100) coating), painted, (BlueScope) |  |  |  | Steel, Steel cladding - painted, COLORBOND® steel in 0.48mm base metal thickness (BMT) (Bluescope) | Steel, Cladding - steel, ZINCALUME® steel in 0.60mm base material thickness (BMT), incl. rollforming (Bluescope) | Metallic coated steel clading
| Steel | Bluescope | COLORBOND® steel in 0.55mm base metal thickness (BMT) | 14.6 | -0.00496 | 2023-03-20 | 2028-03-20 | S-P-00999 | Version 2.0 | Australia | m² | 4.48 | https://epd-australasia.com/wp-content/uploads/2018/04/SP00999-Bluescope-EPD-Colorbond_EPD_v2_Mar23.pdf | Steel cladding - painted | Steel, Steel cladding - painted, COLORBOND® steel in 0.55mm base metal thickness (BMT) (Bluescope) | The COLORBOND® steel for roofing and walling (XRW) products represented in this EPD consist of a low carbon15 steel substrate that is coated with a metallic coating incorporating BlueScope’s Activate® technology (hot dipped aluminium, zinc, and magnesium alloy AM100 coating) to provide enhanced corrosion resistance, and then further protected and enhanced with a specially developed, exterior-grade, oven-baked paint system. | Steel, roofing and walling (XRW) (COLORBOND® steel in | 0.55 mm | BMT, hot dipped aluminium, zinc, and magnesium alloy (AM100) coating), painted, (BlueScope) |  |  |  | Steel, Steel cladding - painted, COLORBOND® steel in 0.55mm base metal thickness (BMT) (Bluescope) | Steel, Cladding - steel, ZINCALUME® steel in 0.70mm base material thickness (BMT), incl. rollforming (Bluescope) | Metallic coated steel clading
| Steel | Bluescope | COLORBOND® steel in 0.60mm base metal thickness (BMT) | 15.7 | -0.00465 | 2023-03-20 | 2028-03-20 | S-P-00999 | Version 2.0 | Australia | m² | 4.87 | https://epd-australasia.com/wp-content/uploads/2018/04/SP00999-Bluescope-EPD-Colorbond_EPD_v2_Mar23.pdf | Steel cladding - painted | Steel, Steel cladding - painted, COLORBOND® steel in 0.60mm base metal thickness (BMT) (Bluescope) | The COLORBOND® steel for roofing and walling (XRW) products represented in this EPD consist of a low carbon15 steel substrate that is coated with a metallic coating incorporating BlueScope’s Activate® technology (hot dipped aluminium, zinc, and magnesium alloy AM100 coating) to provide enhanced corrosion resistance, and then further protected and enhanced with a specially developed, exterior-grade, oven-baked paint system. | Steel, roofing and walling (XRW) (COLORBOND® steel in | 0.60 mm | BMT, hot dipped aluminium, zinc, and magnesium alloy (AM100) coating), painted, (BlueScope) |  |  |  | Steel, Steel cladding - painted, COLORBOND® steel in 0.60mm base metal thickness (BMT) (Bluescope) | Steel, Cladding - steel, ZINCALUME® steel in 0.75mm base material thickness (BMT), incl. rollforming (Bluescope) | Metallic coated steel clading
| Steel | Bluescope | COLORBOND® steel in 0.70mm base metal thickness (BMT) | 17.7 | -0.00402 | 2023-03-20 | 2028-03-20 | S-P-00999 | Version 2.0 | Australia | m² | 5.65 | https://epd-australasia.com/wp-content/uploads/2018/04/SP00999-Bluescope-EPD-Colorbond_EPD_v2_Mar23.pdf | Steel cladding - painted | Steel, Steel cladding - painted, COLORBOND® steel in 0.70mm base metal thickness (BMT) (Bluescope) | The COLORBOND® steel for roofing and walling (XRW) products represented in this EPD consist of a low carbon15 steel substrate that is coated with a metallic coating incorporating BlueScope’s Activate® technology (hot dipped aluminium, zinc, and magnesium alloy AM100 coating) to provide enhanced corrosion resistance, and then further protected and enhanced with a specially developed, exterior-grade, oven-baked paint system. | Steel, roofing and walling (XRW) (COLORBOND® steel in | 0.70 mm | BMT, hot dipped aluminium, zinc, and magnesium alloy (AM100) coating), painted, (BlueScope) |  |  |  | Steel, Steel cladding - painted, COLORBOND® steel in 0.70mm base metal thickness (BMT) (Bluescope) | Steel, Cladding - steel, ZINCALUME® steel in 0.95mm base material thickness (BMT), incl. rollforming (Bluescope) | Metallic coated steel clading
| Steel | Bluescope | COLORBOND® steel in 0.75mm base metal thickness (BMT) | 18.8 | -0.00371 | 2023-03-20 | 2028-03-20 | S-P-00999 | Version 2.0 | Australia | m² | 6.05 | https://epd-australasia.com/wp-content/uploads/2018/04/SP00999-Bluescope-EPD-Colorbond_EPD_v2_Mar23.pdf | Steel cladding - painted | Steel, Steel cladding - painted, COLORBOND® steel in 0.75mm base metal thickness (BMT) (Bluescope) | The COLORBOND® steel for roofing and walling (XRW) products represented in this EPD consist of a low carbon15 steel substrate that is coated with a metallic coating incorporating BlueScope’s Activate® technology (hot dipped aluminium, zinc, and magnesium alloy AM100 coating) to provide enhanced corrosion resistance, and then further protected and enhanced with a specially developed, exterior-grade, oven-baked paint system. | Steel, roofing and walling (XRW) (COLORBOND® steel in | 0.75 mm | BMT, hot dipped aluminium, zinc, and magnesium alloy (AM100) coating), painted, (BlueScope) |  |  |  | Steel, Steel cladding - painted, COLORBOND® steel in 0.75mm base metal thickness (BMT) (Bluescope) | Steel, Cladding - steel, ZINCALUME® steel in 1.00mm base material thickness (BMT), incl. rollforming (Bluescope) | Metallic coated steel clading
| Steel | Bluescope | COLORBOND® steel in 1.00mm base metal thickness (BMT) | 23.9 | -0.00214 | 2023-03-20 | 2028-03-20 | S-P-00999 | Version 2.0 | Australia | m² | 8.01 | https://epd-australasia.com/wp-content/uploads/2018/04/SP00999-Bluescope-EPD-Colorbond_EPD_v2_Mar23.pdf | Steel cladding - painted | Steel, Steel cladding - painted, COLORBOND® steel in 1.00mm base metal thickness (BMT) (Bluescope) | The COLORBOND® steel for roofing and walling (XRW) products represented in this EPD consist of a low carbon15 steel substrate that is coated with a metallic coating incorporating BlueScope’s Activate® technology (hot dipped aluminium, zinc, and magnesium alloy AM100 coating) to provide enhanced corrosion resistance, and then further protected and enhanced with a specially developed, exterior-grade, oven-baked paint system. | Steel, roofing and walling (XRW) (COLORBOND® steel in | 1.00 mm | BMT, hot dipped aluminium, zinc, and magnesium alloy (AM100) coating), painted, (BlueScope) |  |  |  | Steel, Steel cladding - painted, COLORBOND® steel in 1.00mm base metal thickness (BMT) (Bluescope) | Steel, Cladding - steel, ZINCALUME® steel in 1.15mm base material thickness (BMT), incl. rollforming (Bluescope) | Metallic coated steel clading
| Steel | Bluescope | COLORBOND® steel in 0.30mm base metal thickness (BMT), incl. rollforming | 9.84 | -0.0716 | 2023-03-20 | 2028-03-20 | S-P-00999 | Version 2.0 | Australia | m² | 2.51 | https://epd-australasia.com/wp-content/uploads/2018/04/SP00999-Bluescope-EPD-Colorbond_EPD_v2_Mar23.pdf | Steel cladding - painted | Steel, Steel cladding - painted, COLORBOND® steel in 0.30mm base metal thickness (BMT), incl. rollforming (Bluescope) | The COLORBOND® steel for roofing and walling (XRW) products represented in this EPD consist of a low carbon15 steel substrate that is coated with a metallic coating incorporating BlueScope’s Activate® technology (hot dipped aluminium, zinc, and magnesium alloy AM100 coating) to provide enhanced corrosion resistance, and then further protected and enhanced with a specially developed, exterior-grade, oven-baked paint system. | Steel, roofing and walling (XRW) (COLORBOND® steel in | 0.30 mm incl. rollforming | BMT, hot dipped aluminium, zinc, and magnesium alloy (AM100) coating), painted, (BlueScope) |  |  |  | Steel, Steel cladding - painted, COLORBOND® steel in 0.30mm base metal thickness (BMT), incl. rollforming (Bluescope) | Steel, Cladding - steel, ZINCALUME® steel in 1.20mm base material thickness (BMT), incl. rollforming (Bluescope) | Metallic coated steel clading
| Steel | Bluescope | COLORBOND® steel in 0.35mm base metal thickness (BMT), incl. rollforming | 10.9 | -0.0814 | 2023-03-20 | 2028-03-20 | S-P-00999 | Version 2.0 | Australia | m² | 2.91 | https://epd-australasia.com/wp-content/uploads/2018/04/SP00999-Bluescope-EPD-Colorbond_EPD_v2_Mar23.pdf | Steel cladding - painted | Steel, Steel cladding - painted, COLORBOND® steel in 0.35mm base metal thickness (BMT), incl. rollforming (Bluescope) | The COLORBOND® steel for roofing and walling (XRW) products represented in this EPD consist of a low carbon15 steel substrate that is coated with a metallic coating incorporating BlueScope’s Activate® technology (hot dipped aluminium, zinc, and magnesium alloy AM100 coating) to provide enhanced corrosion resistance, and then further protected and enhanced with a specially developed, exterior-grade, oven-baked paint system. | Steel, roofing and walling (XRW) (COLORBOND® steel in | 0.35 mm incl. rollforming | BMT, hot dipped aluminium, zinc, and magnesium alloy (AM100) coating), painted, (BlueScope) |  |  |  | Steel, Steel cladding - painted, COLORBOND® steel in 0.35mm base metal thickness (BMT), incl. rollforming (Bluescope) | Steel, Roofing, COLORBOND® Coolmax® steel in 0.42mm base material thickness (BMT) (Bluescope) | Painted steel cladding
| Steel | Bluescope | COLORBOND® steel in 0.40mm base metal thickness (BMT), incl. rollforming | 12 | -0.0912 | 2023-03-20 | 2028-03-20 | S-P-00999 | Version 2.0 | Australia | m² | 3.3 | https://epd-australasia.com/wp-content/uploads/2018/04/SP00999-Bluescope-EPD-Colorbond_EPD_v2_Mar23.pdf | Steel cladding - painted | Steel, Steel cladding - painted, COLORBOND® steel in 0.40mm base metal thickness (BMT), incl. rollforming (Bluescope) | The COLORBOND® steel for roofing and walling (XRW) products represented in this EPD consist of a low carbon15 steel substrate that is coated with a metallic coating incorporating BlueScope’s Activate® technology (hot dipped aluminium, zinc, and magnesium alloy AM100 coating) to provide enhanced corrosion resistance, and then further protected and enhanced with a specially developed, exterior-grade, oven-baked paint system. | Steel, roofing and walling (XRW) (COLORBOND® steel in | 0.40 mm incl. rollforming | BMT, hot dipped aluminium, zinc, and magnesium alloy (AM100) coating), painted, (BlueScope) |  |  |  | Steel, Steel cladding - painted, COLORBOND® steel in 0.40mm base metal thickness (BMT), incl. rollforming (Bluescope) | Steel, Roofing, COLORBOND® Coolmax® steel in 0.48mm base material thickness (BMT) (Bluescope) | Painted steel cladding
| Steel | Bluescope | COLORBOND® steel in 0.42mm base metal thickness (BMT), incl. rollforming | 12.4 | -0.0952 | 2023-03-20 | 2028-03-20 | S-P-00999 | Version 2.0 | Australia | m² | 3.46 | https://epd-australasia.com/wp-content/uploads/2018/04/SP00999-Bluescope-EPD-Colorbond_EPD_v2_Mar23.pdf | Steel cladding - painted | Steel, Steel cladding - painted, COLORBOND® steel in 0.42mm base metal thickness (BMT), incl. rollforming (Bluescope) | The COLORBOND® steel for roofing and walling (XRW) products represented in this EPD consist of a low carbon15 steel substrate that is coated with a metallic coating incorporating BlueScope’s Activate® technology (hot dipped aluminium, zinc, and magnesium alloy AM100 coating) to provide enhanced corrosion resistance, and then further protected and enhanced with a specially developed, exterior-grade, oven-baked paint system. | Steel, roofing and walling (XRW) (COLORBOND® steel in | 0.42 mm incl. rollforming | BMT, hot dipped aluminium, zinc, and magnesium alloy (AM100) coating), painted, (BlueScope) |  |  |  | Steel, Steel cladding - painted, COLORBOND® steel in 0.42mm base metal thickness (BMT), incl. rollforming (Bluescope) | Steel, Roofing, COLORBOND® Coolmax® steel in 0.55mm base material thickness (BMT) (Bluescope) | Painted steel cladding
| Steel | Bluescope | COLORBOND® steel in 0.45mm base metal thickness (BMT), incl. rollforming | 13.1 | -0.101 | 2023-03-20 | 2028-03-20 | S-P-00999 | Version 2.0 | Australia | m² | 3.69 | https://epd-australasia.com/wp-content/uploads/2018/04/SP00999-Bluescope-EPD-Colorbond_EPD_v2_Mar23.pdf | Steel cladding - painted | Steel, Steel cladding - painted, COLORBOND® steel in 0.45mm base metal thickness (BMT), incl. rollforming (Bluescope) | The COLORBOND® steel for roofing and walling (XRW) products represented in this EPD consist of a low carbon15 steel substrate that is coated with a metallic coating incorporating BlueScope’s Activate® technology (hot dipped aluminium, zinc, and magnesium alloy AM100 coating) to provide enhanced corrosion resistance, and then further protected and enhanced with a specially developed, exterior-grade, oven-baked paint system. | Steel, roofing and walling (XRW) (COLORBOND® steel in | 0.45 mm incl. rollforming | BMT, hot dipped aluminium, zinc, and magnesium alloy (AM100) coating), painted, (BlueScope) |  |  |  | Steel, Steel cladding - painted, COLORBOND® steel in 0.45mm base metal thickness (BMT), incl. rollforming (Bluescope) | Steel, Roofing, COLORBOND® Coolmax® steel in 0.42mm base material thickness (BMT), incl. rollforming (Bluescope) | Painted steel cladding
| Steel | Bluescope | COLORBOND® steel in 0.48mm base metal thickness (BMT), incl. rollforming | 13.7 | -0.107 | 2023-03-20 | 2028-03-20 | S-P-00999 | Version 2.0 | Australia | m² | 3.93 | https://epd-australasia.com/wp-content/uploads/2018/04/SP00999-Bluescope-EPD-Colorbond_EPD_v2_Mar23.pdf | Steel cladding - painted | Steel, Steel cladding - painted, COLORBOND® steel in 0.48mm base metal thickness (BMT), incl. rollforming (Bluescope) | The COLORBOND® steel for roofing and walling (XRW) products represented in this EPD consist of a low carbon15 steel substrate that is coated with a metallic coating incorporating BlueScope’s Activate® technology (hot dipped aluminium, zinc, and magnesium alloy AM100 coating) to provide enhanced corrosion resistance, and then further protected and enhanced with a specially developed, exterior-grade, oven-baked paint system. | Steel, roofing and walling (XRW) (COLORBOND® steel in | 0.48 mm incl. rollforming | BMT, hot dipped aluminium, zinc, and magnesium alloy (AM100) coating), painted, (BlueScope) |  |  |  | Steel, Steel cladding - painted, COLORBOND® steel in 0.48mm base metal thickness (BMT), incl. rollforming (Bluescope) | Steel, Roofing, COLORBOND® Coolmax® steel in 0.48mm base material thickness (BMT), incl. rollforming (Bluescope) | Painted steel cladding
| Steel | Bluescope | COLORBOND® steel in 0.55mm base metal thickness (BMT), incl. rollforming | 15.2 | -0.121 | 2023-03-20 | 2028-03-20 | S-P-00999 | Version 2.0 | Australia | m² | 4.48 | https://epd-australasia.com/wp-content/uploads/2018/04/SP00999-Bluescope-EPD-Colorbond_EPD_v2_Mar23.pdf | Steel cladding - painted | Steel, Steel cladding - painted, COLORBOND® steel in 0.55mm base metal thickness (BMT), incl. rollforming (Bluescope) | The COLORBOND® steel for roofing and walling (XRW) products represented in this EPD consist of a low carbon15 steel substrate that is coated with a metallic coating incorporating BlueScope’s Activate® technology (hot dipped aluminium, zinc, and magnesium alloy AM100 coating) to provide enhanced corrosion resistance, and then further protected and enhanced with a specially developed, exterior-grade, oven-baked paint system. | Steel, roofing and walling (XRW) (COLORBOND® steel in | 0.55 mm incl. rollforming | BMT, hot dipped aluminium, zinc, and magnesium alloy (AM100) coating), painted, (BlueScope) |  |  |  | Steel, Steel cladding - painted, COLORBOND® steel in 0.55mm base metal thickness (BMT), incl. rollforming (Bluescope) | Steel, Roofing, COLORBOND® Coolmax® steel in 0.55mm base material thickness (BMT), incl. rollforming (Bluescope) | Painted steel cladding
| Steel | Bluescope | COLORBOND® steel in 0.60mm base metal thickness (BMT), incl. rollforming | 16.3 | -0.131 | 2023-03-20 | 2028-03-20 | S-P-00999 | Version 2.0 | Australia | m² | 4.87 | https://epd-australasia.com/wp-content/uploads/2018/04/SP00999-Bluescope-EPD-Colorbond_EPD_v2_Mar23.pdf | Steel cladding - painted | Steel, Steel cladding - painted, COLORBOND® steel in 0.60mm base metal thickness (BMT), incl. rollforming (Bluescope) | The COLORBOND® steel for roofing and walling (XRW) products represented in this EPD consist of a low carbon15 steel substrate that is coated with a metallic coating incorporating BlueScope’s Activate® technology (hot dipped aluminium, zinc, and magnesium alloy AM100 coating) to provide enhanced corrosion resistance, and then further protected and enhanced with a specially developed, exterior-grade, oven-baked paint system. | Steel, roofing and walling (XRW) (COLORBOND® steel in | 0.60 mm incl. rollforming | BMT, hot dipped aluminium, zinc, and magnesium alloy (AM100) coating), painted, (BlueScope) |  |  |  | Steel, Steel cladding - painted, COLORBOND® steel in 0.60mm base metal thickness (BMT), incl. rollforming (Bluescope) | Steel, Cladding - steel, COLORBOND® steel in 0.30mm base metal thickness (BMT) (Bluescope) | Painted steel cladding
| Steel | Bluescope | COLORBOND® steel in 0.70mm base metal thickness (BMT), incl. rollforming | 18.4 | -0.15 | 2023-03-20 | 2028-03-20 | S-P-00999 | Version 2.0 | Australia | m² | 5.65 | https://epd-australasia.com/wp-content/uploads/2018/04/SP00999-Bluescope-EPD-Colorbond_EPD_v2_Mar23.pdf | Steel cladding - painted | Steel, Steel cladding - painted, COLORBOND® steel in 0.70mm base metal thickness (BMT), incl. rollforming (Bluescope) | The COLORBOND® steel for roofing and walling (XRW) products represented in this EPD consist of a low carbon15 steel substrate that is coated with a metallic coating incorporating BlueScope’s Activate® technology (hot dipped aluminium, zinc, and magnesium alloy AM100 coating) to provide enhanced corrosion resistance, and then further protected and enhanced with a specially developed, exterior-grade, oven-baked paint system. | Steel, roofing and walling (XRW) (COLORBOND® steel in | 0.70 mm incl. rollforming | BMT, hot dipped aluminium, zinc, and magnesium alloy (AM100) coating), painted, (BlueScope) |  |  |  | Steel, Steel cladding - painted, COLORBOND® steel in 0.70mm base metal thickness (BMT), incl. rollforming (Bluescope) | Steel, Cladding - steel, COLORBOND® steel in 0.35mm base metal thickness (BMT) (Bluescope) | Painted steel cladding
| Steel | Bluescope | COLORBOND® steel in 0.75mm base metal thickness (BMT), incl. rollforming | 19.5 | -0.16 | 2023-03-20 | 2028-03-20 | S-P-00999 | Version 2.0 | Australia | m² | 6.05 | https://epd-australasia.com/wp-content/uploads/2018/04/SP00999-Bluescope-EPD-Colorbond_EPD_v2_Mar23.pdf | Steel cladding - painted | Steel, Steel cladding - painted, COLORBOND® steel in 0.75mm base metal thickness (BMT), incl. rollforming (Bluescope) | The COLORBOND® steel for roofing and walling (XRW) products represented in this EPD consist of a low carbon15 steel substrate that is coated with a metallic coating incorporating BlueScope’s Activate® technology (hot dipped aluminium, zinc, and magnesium alloy AM100 coating) to provide enhanced corrosion resistance, and then further protected and enhanced with a specially developed, exterior-grade, oven-baked paint system. | Steel, roofing and walling (XRW) (COLORBOND® steel in | 0.75 mm incl. rollforming | BMT, hot dipped aluminium, zinc, and magnesium alloy (AM100) coating), painted, (BlueScope) |  |  |  | Steel, Steel cladding - painted, COLORBOND® steel in 0.75mm base metal thickness (BMT), incl. rollforming (Bluescope) | Steel, Cladding - steel, COLORBOND® steel in 0.40mm base metal thickness (BMT) (Bluescope) | Painted steel cladding
| Steel | Bluescope | COLORBOND® steel in 1.00mm base metal thickness (BMT), incl. rollforming | 24.9 | -0.209 | 2023-03-20 | 2028-03-20 | S-P-00999 | Version 2.0 | Australia | m² | 8.01 | https://epd-australasia.com/wp-content/uploads/2018/04/SP00999-Bluescope-EPD-Colorbond_EPD_v2_Mar23.pdf | Steel cladding - painted | Steel, Steel cladding - painted, COLORBOND® steel in 1.00mm base metal thickness (BMT), incl. rollforming (Bluescope) | The COLORBOND® steel for roofing and walling (XRW) products represented in this EPD consist of a low carbon15 steel substrate that is coated with a metallic coating incorporating BlueScope’s Activate® technology (hot dipped aluminium, zinc, and magnesium alloy AM100 coating) to provide enhanced corrosion resistance, and then further protected and enhanced with a specially developed, exterior-grade, oven-baked paint system. | Steel, roofing and walling (XRW) (COLORBOND® steel in | 1.00 mm incl. rollforming | BMT, hot dipped aluminium, zinc, and magnesium alloy (AM100) coating), painted, (BlueScope) |  |  |  | Steel, Steel cladding - painted, COLORBOND® steel in 1.00mm base metal thickness (BMT), incl. rollforming (Bluescope) | Steel, Cladding - steel, COLORBOND® steel in 0.42mm base metal thickness (BMT) (Bluescope) | Painted steel cladding
[24 empty] | Steel, Cladding - steel, COLORBOND® steel in 0.45mm base metal thickness (BMT) (Bluescope) | Painted steel cladding
[24 empty] | Steel, Cladding - steel, COLORBOND® steel in 0.48mm base metal thickness (BMT) (Bluescope) | Painted steel cladding
[24 empty] | Steel, Cladding - steel, COLORBOND® steel in 0.55mm base metal thickness (BMT) (Bluescope) | Painted steel cladding
[24 empty] | Steel, Cladding - steel, COLORBOND® steel in 0.60mm base metal thickness (BMT) (Bluescope) | Painted steel cladding
[24 empty] | Steel, Cladding - steel, COLORBOND® steel in 0.70mm base metal thickness (BMT) (Bluescope) | Painted steel cladding
[24 empty] | Steel, Cladding - steel, COLORBOND® steel in 0.75mm base metal thickness (BMT) (Bluescope) | Painted steel cladding
[24 empty] | Steel, Cladding - steel, COLORBOND® steel in 1.00mm base metal thickness (BMT) (Bluescope) | Painted steel cladding
[24 empty] | Steel, Cladding - steel, COLORBOND® steel in 0.30mm base metal thickness (BMT), incl. rollforming (Bluescope) | Painted steel cladding
[24 empty] | Steel, Cladding - steel, COLORBOND® steel in 0.35mm base metal thickness (BMT), incl. rollforming (Bluescope) | Painted steel cladding
[24 empty] | Steel, Cladding - steel, COLORBOND® steel in 0.40mm base metal thickness (BMT), incl. rollforming (Bluescope) | Painted steel cladding
[24 empty] | Steel, Cladding - steel, COLORBOND® steel in 0.42mm base metal thickness (BMT), incl. rollforming (Bluescope) | Painted steel cladding
[24 empty] | Steel, Cladding - steel, COLORBOND® steel in 0.45mm base metal thickness (BMT), incl. rollforming (Bluescope) | Painted steel cladding
[24 empty] | Steel, Cladding - steel, COLORBOND® steel in 0.48mm base metal thickness (BMT), incl. rollforming (Bluescope) | Painted steel cladding
[24 empty] | Steel, Cladding - steel, COLORBOND® steel in 0.55mm base metal thickness (BMT), incl. rollforming (Bluescope) | Painted steel cladding
[24 empty] | Steel, Cladding - steel, COLORBOND® steel in 0.60mm base metal thickness (BMT), incl. rollforming (Bluescope) | Painted steel cladding
[24 empty] | Steel, Cladding - steel, COLORBOND® steel in 0.70mm base metal thickness (BMT), incl. rollforming (Bluescope) | Painted steel cladding
[24 empty] | Steel, Cladding - steel, COLORBOND® steel in 0.75mm base metal thickness (BMT), incl. rollforming (Bluescope) | Painted steel cladding
[24 empty] | Steel, Cladding - steel, COLORBOND® steel in 1.00mm base metal thickness (BMT), incl. rollforming (Bluescope) | Painted steel cladding
[24 empty] | Steel, Cold room panels, COLORBOND® Intramax® steel in 0.40mm base metal thickness (BMT) (Bluescope) | Painted steel cladding
[24 empty] | Steel, Cold room panels, COLORBOND® Intramax® steel in 0.45mm base metal thickness (BMT) (Bluescope) | Painted steel cladding
[24 empty] | Steel, Cold room panels, COLORBOND® Intramax® steel in 0.50mm base metal thickness (BMT) (Bluescope) | Painted steel cladding
[24 empty] | Steel, Cold room panels, COLORBOND® Intramax® steel in 0.60mm base metal thickness (BMT) (Bluescope) | Painted steel cladding
[24 empty] | Steel, Insulation panel, COLORBOND® steel for insulated panels in 0.40mm base metal thickness (BMT) (Bluescope) | Painted steel cladding
[24 empty] | Steel, Insulation panel, COLORBOND® steel for insulated panels in 0.50mm base metal thickness (BMT) (Bluescope) | Painted steel cladding
[24 empty] | Steel, Insulation panel, COLORBOND® steel for insulated panels in 0.60mm base metal thickness (BMT) (Bluescope) | Painted steel cladding

## wood_EPD_tables (hidden)
[6 empty] | Total | GWPf | GWPb | GWPluluc | Carbon stored
Product code [image] | Name and description | Weight per meter length (kg/m) | Weight per m^{2} (kg/ m^{2} ) | Innowood | Composite Timber Products | 1.85 | 1.82 | 0.0276 | 0.00484
WC13625 | InnoClad, External Cladding | 1.31 | 12.48
WC20025 | InnoClad, External Cladding | 1.824 | 11.05
WC24025 | InnoClad, External Cladding | 2.225 | 10.85
WC28525 | InnoClad, External Cladding | 3.14 | 12.31
WC17533 | InnoClad, External Cladding | 1.79 | 11.93
WC20435 | InnoClad, External Cladding | 2.296 | 12.76
CL07030 | InnoCeil, Internal Ceiling | 0.495 | 8.55
CL05020 | InnoCeil, Internal Ceiling | 0.371 | 6.48
CL14010 | InnoCeil, Internal Ceiling | 0.665 | 5.54
CL17012 | InnoCeil, Internal Ceiling | 1.63 | 9.59
CL16728 | InnoCeil, Internal Ceiling | 1.376 | 9.3
CL21923 | InnoCeil, Internal Ceiling | 1.589 | 8.15
CL26430 | InnoCeil, Internal Ceiling | 2.209 | 9.2
CL27765 | InnoCeil, Internal Ceiling | 2.438 | 9.75
CL30025 | InnoCeil, Internal Ceiling | 2.998 | 8.57
PS06040 | InnoScreen, External Screening | 0.9 | 6
PS05050 | InnoScreen, External Screening | 0.93 | 6.2
PS10050 | InnoScreen, External Screening | 1.5 | 10
PS15050 | InnoScreen, External Screening | 1.864 | 12.43
SS05050 | InnoScreen, External Screening | 1.562 | 10.41
RS10050 | InnoScreen, External Screening | 2.069 | 13.79
RS15050 | InnoScreen, External Screening | 2.766 | 18.44
FS06535 | InnoScreen, External Screening | 1.722 | 11.48
FS04535 | InnoScreen, External Screening | 1.367 | 9.11
LB15035 | InnoShade, External Louver | 2.214 | 11.07
LB30060 | InnoShade, External Louver | 6.189 | 29.47
DB14025 | Innowood Fiba-Dek, Decking | 3.421 | 23.79

## CLT_Plasterboard_litrev (hidden)
CLT
Lit rev | Ref | EPD
Our CEO Ian Tyson said “CLT and GLT products are used as the structural elements for building residential housing, medium density and high-rise timber buildings. With around half of all CLT currently used in Australia being imported and strong growth in demand expected over the next decade, this investment in local production is great news for Australian manufacturing, the forestry sector and Timberlink.” | https://timberlinkaustralia.com.au/news/what-is-clt-glt/#:~:text=With%20around%20half%20of%20all,the%20forestry%20sector%20and%20Timberlink.%E2%80%9D
Crosslam Australia supplies CLT manufactured from local WA sustainable forest resources as well as LVL cassette floor and roof systems. We design and integrate the best timber and hybrid building solutions to give our clients the best possible value on their project. Crosslam Australia commenced manufacturing and testing CLT panels in Yangebup Perth in 2015. We have designed and developed our own press technology, glue line technology and processing capability. | https://www.woodsolutions.com.au/suppliers/crosslam-australia#:~:text=Crosslam%20Australia%20commenced%20manufacturing%20and,line%20technology%20and%20processing%20capability.
Cross Laminated Timber (CLT) is the engineered wood of the future and is making the construction of entire buildings from timber a reality. First developed in Switzerland in the 1970s, CLT is an extension of the technology that began with plywood and may be best described as a 'jumbo plywood'. Having gained popularity in Europe, CLT - also referred to as 'tilt up timber' or 'pre-cast timber panels' - is slowly being adopted more widely as a viable alternative to more traditional building practices. Layers of timber, known as lamellas, are glued together with the grain alternating at 90 degree angles for each layer. The exterior layers' grains run lengthways, giving optimum strength. CLT is manufactured in a similar way to glulam, except that glulam is layered with the grain. Cross-laminating layers of wood veneer improves the structural properties of wood by distributing the along-the-grain strength of wood in both directions, and this means that CLT panels can be used to form complete floors, walls and roofs. While CLT is a timber product, it should not be thought of as a timber frame product - it is a timber panel product that actually has similar characteristics to that of a pre cast concrete panel. The advantages this offers new buildings is quite exciting - timber panels are much lighter than concrete, more easily worked and easier to erect. The potential of CLT as a sustainable building material is only just being realised around the globe. CLT is available in Europe and has only recently entered the North American market. In 2017 work commenced on a manufacturing plant in Australia, there are also CLT importers serving the Australian market. You'll find some of these in the Supplier section of WoodSolutions. | https://www.woodsolutions.com.au/wood-species/wood-products/cross-laminated-timber-clt
International Suppliers: Italy - Rubner Holzbau; Germany - HESS TIMBER GmbH; Austria - Binderholz Bausysteme GmbH | https://www.woodsolutions.com.au/suppliers?supplies_to%5B%5D=1196&business_type%5B%5D=1226&services%5B%5D=1281&products%5B%5D=2005&title=
Local suppliers: Multiple manufacturers in Australia - Australian Sustainable Hardwoods (ASH), VIC; Crosslam Australia, WA; Timberbuilt Australia, WA; RAICO Pacific, ACT; | https://www.woodsolutions.com.au/suppliers?supplies_to%5B%5D=1196&business_type%5B%5D=1226&services%5B%5D=1281&products%5B%5D=2005&title= | XLAM and Timberlink is there
Vistek - We have significant experience working with key suppliers such as XLam (Australia/NZ), KLH (Austria), and Stora Enso (Finland). Alongside these companies and others, we have delivered some of the first CLT and Mass Timber projects in Australia. | https://www.vistek.com.au/clt-mass-timber/?gclid=CjwKCAjwu4WoBhBkEiwAojNdXtN_U-y_RWP86jm-6j6UkQvSX61TRDfUNcPQLzEhLiAr5gGQQDMC1RoCZy8QAvD_BwE
Company | Product | Total | GWPf | GWPb | from | to | Registrayion number | Version | location | unit | Density (kg/m3) |  | ref | Table name | Table subheading | Material name | Notes
KLH Massivholz GmbH | KLH® - CLT (Cross Laminated Timber) | -675 | 85.3 | -762 | 2023-08-25 | 2028-06-29 | S-P-04195 | version 1.1 | Sweden | m3 | 470 |  | https://api.environdec.com/api/v1/EPDLibrary/Files/ecd39d2a-5be5-486b-7527-08dba3f6d3f1/Data |  |  |  | KLH® - CLT consist of softwood boards or rod-glued boards or wood-based panels that are glued together to form cross-laminated timber (solid panel-shaped timber construction elements). Generally, the softwood boards of the successive individual layers are arranged perpendicularly (angle of 90°) to each other. During the production process, small amounts of glue are added to make panels from crosswise arranged boards, which are then finished as required. Depending on the surface type, a corresponding surface is produced using various processes. Board thicknesses up to and including 500 mm can be produced. KLH® - CLT (cross-laminated timber) has an average moisture content of 12 % (+/-2 %).
Knauf Insulation Sprl | Rock Mineral Wool CLT C1 Thermal, CLT C1 Thermal Grey, CLT C2 Thermal, CLT Thermal with a thickness of 100mm | 7.61 | 8.56 | -0.96 | 2023-06-26 | 2026-12-10 | S-P-05293 | version 2 | Europe | m² | 70 |  | https://api.environdec.com/api/v1/EPDLibrary/Files/c2b25654-e9f0-4e01-8df8-08db7203e99c/Data |  |  |  | 1m² of Rock Mineral Wool CLT C1 Thermal, CLT C1 Thermal Grey, CLT C2 Thermal, CLT Thermal with a thickness of 100mm and the R value of 0.037m2K/W
Red Stag | No Treatment | -714 | 65.9 | -780 | 2022-02-08 | 2022-02-08 | S-P-03711 |  | New Zealand | m3 | 480 |  | https://api.environdec.com/api/v1/EPDLibrary/Files/5ebca247-e3e6-4cd9-0efe-08d9f09b841d/Data
Red Stag | H1.2 Boron | -711 | 68.7 | -780 | 2022-02-08 | 2022-02-08 | S-P-03711 |  | New Zealand | m3 | 480 |  | https://api.environdec.com/api/v1/EPDLibrary/Files/5ebca247-e3e6-4cd9-0efe-08d9f09b841d/Data
Red Stag | H1.2 Boron re-dried | -706 | 73.6 | -780 | 2022-02-08 | 2022-02-08 | S-P-03711 |  | New Zealand | m3 | 480 |  | https://api.environdec.com/api/v1/EPDLibrary/Files/5ebca247-e3e6-4cd9-0efe-08d9f09b841d/Data
Red Stag | H3.1 LOSP | -645 | 135 | -780 | 2022-02-08 | 2022-02-08 | S-P-03711 |  | New Zealand | m3 | 480 |  | https://api.environdec.com/api/v1/EPDLibrary/Files/5ebca247-e3e6-4cd9-0efe-08d9f09b841d/Data
Red Stag | H3.1 Copper Azole | -700 | 79.6 | -780 | 2022-02-08 | 2022-02-08 | S-P-03711 |  | New Zealand | m3 | 480 |  | https://api.environdec.com/api/v1/EPDLibrary/Files/5ebca247-e3e6-4cd9-0efe-08d9f09b841d/Data
Red Stag | H3 CCA | -692 | 87.8 | -779 | 2022-02-08 | 2022-02-08 | S-P-03711 |  | New Zealand | m3 | 480 |  | https://api.environdec.com/api/v1/EPDLibrary/Files/5ebca247-e3e6-4cd9-0efe-08d9f09b841d/Data
Red Stag | H3 CCA Re-dried | -687 | 92.7 | -779 | 2022-02-08 | 2022-02-08 | S-P-03711 |  | New Zealand | m3 | 480 |  | https://api.environdec.com/api/v1/EPDLibrary/Files/5ebca247-e3e6-4cd9-0efe-08d9f09b841d/Data
Red Stag | H4 CCA | -681 | 97.8 | -779 | 2022-02-08 | 2022-02-08 | S-P-03711 |  | New Zealand | m3 | 480 |  | https://api.environdec.com/api/v1/EPDLibrary/Files/5ebca247-e3e6-4cd9-0efe-08d9f09b841d/Data
Red Stag | H4 CCA Re-dried | -676 | 103 | -779 | 2022-02-08 | 2022-02-08 | S-P-03711 |  | New Zealand | m3 | 480 |  | https://api.environdec.com/api/v1/EPDLibrary/Files/5ebca247-e3e6-4cd9-0efe-08d9f09b841d/Data
Stora Enso | CLT (Cross Laminated Timber) | -707 | 53.8 | -762 | 2021-02-10 | 2026-02-11 | S-P-02033 |  | Austria and Sweden | m3 | 470 |  | https://api.environdec.com/api/v1/EPDLibrary/Files/186e4440-1809-4e7e-41b3-08d8dc8471b1/Data |  |  |  | CLT is a solid wood construction product consisting of several (3, 5, 7, or 8) bonded single-layer panels arranged at right angles to each other. The layers are bonded with carefully selected adhesives that are suitable for the respective purpose. CLT products are long-lasting and safe to use and recyclable. They are continuously tested to ensure that they meet the strictest requirements in terms of ambient air emissions. CLT also offers virtually boundless possibilities in terms of construction concept, style and architecture.
Stora Enso | CLT Rib panel | -181 | 30.1 | -212 | 2021-02-10 | 2021-02-10 | S-P-02034 |  | Austria, Sweden, France | m² | 470 |  | https://api.environdec.com/api/v1/EPDLibrary/Files/5e308a57-1512-4248-41b4-08d8dc8471b1/Data |  |  |  | CLT is a solid wood construction product consisting of several (3, 5, 7, or 8) bonded single-layer panels arranged at right angles to each other. The layers are bonded with carefully selected adhesives that are suitable for the respective purpose. CLT products are long-lasting and safe to use and recyclable. They are continuously tested to ensure that they meet the strictest requirements in terms of ambient air emissions. CLT also offers virtually boundless possibilities in terms of construction concept, style and architecture.
Egoin | EGO-CLT Cross Laminated Timber wood panel | -685.53 |  |  | 2018-05-23 | 2023-05-18 | S-P-01314 |  | France | m3 | 525 |  | https://api.environdec.com/api/v1/EPDLibrary/Files/7959eb60-06e1-4907-8b7d-a8dc7490d811/Data
Plasterboard
Lit rev | Ref | EPD
BGC, CSR Gyprock, Etex (Siniat), Knauf and Winstone Wallboards - Australia & New Zealand | https://www.gbma.org.au/
Boral, CSR, Knauf, BGC and import | https://www.boral.com.au/sites/corporate/files/media/field_document/Pinkenba-Presentation.pdf
Source: ABS import statistics for structural softwood imports from Europe and USA | https://www.boral.com.au/sites/corporate/files/media/field_document/Pinkenba-Presentation.pdf
Plasterboard import - Indonesia (Boral), Vietnam (galvanised steel used as plasterboard and unknown), Turkey (Corx plasterboard) | https://www.volza.com/p/plasterboard/import/import-in-australia/
Corex
Knauf ORBond
Company | Product | Total | GWPf | GWPb | from | to | Registration number | Version | location | unit | Density (kg/m3) | kg/m2 | ref | Table name | Table subheading | Material name | Notes | GWP Total | GWPf (kg/kg) | GWPb (kg/kg)
Corex | COREX 90 12.5 mm thick Plasterboard | 1.32 | 1.83 | -0.518 | 2021-09-27 | 2026-09-26 | S-P-04057 | Version 1 | Turkey | m² | 600 | 7.5 | https://api.environdec.com/api/v1/EPDLibrary/Files/d2ee4960-ce23-4873-eb51-08d98d4c9ead/Data | Plasterboard |  |  | COREX 90 is produced from calcium sulphate hemihydrate (CaSO4.2H2O), paper, water and additives.Houses, office and administration buildings, business and shopping centers, hotels, repair and renewal works. | 0.176 | 0.244 | -0.069067
Corex | White COREX 12.5 mm Plasterboard | 1.5 | 2.01 | -0.513 | 2021-09-27 | 2026-09-26 | S-P-04058 | Version 1 | Turkey | m² | 640 | 8 | https://api.environdec.com/api/v1/EPDLibrary/Files/1e0d8a16-342b-49d3-eb69-08d98d4c9ead/Data | Plasterboard |  |  | Dalsan White COREX is produced from calcium sulphate hemihydrate (CaSO4 .2H2 O), paper, and additives. Houses, office and administration buildings, business and shopping centers, hotels, repair and renewal works. | 0.1875 | 0.25125 | -0.064125
Corex | Falcon COREX White 12.5 mm Plasterboard | 1.15 | 1.65 | -0.506 | 2021-09-27 | 2026-09-26 | S-P-04059 | Version 1 | Turkey | m² | 530 | 6.625 | https://api.environdec.com/api/v1/EPDLibrary/Files/94af24dc-4cae-4367-eb5c-08d98d4c9ead/Data | Plasterboard |  |  |  | 0.17358 | 0.24906 | -0.076377
Corex | Green COREX 12.5 mm Plasterboard | 1.6 | 2.1 | -0.511 | 2021-09-27 | 2026-09-26 | S-P-04061 | Version 1 | Turkey | m² | 640 | 8 | https://api.environdec.com/api/v1/EPDLibrary/Files/63178126-2a90-4b38-eb5d-08d98d4c9ead/Data | Plasterboard |  |  | Green COREX, is a plasterboard that is used in the construction of partition walls, drywall linings and suspended ceilings where water and moisture resistance are required. For water and moisture resistance, the core of Green COREX is strengthened with water repellent agents. Both faces of Green COREX are covered with special paper that gives flexibility and high strength to the plasterboard. Green COREX is plasterboard that can be subjected to water and moisture for extended periods and is suitable for bathrooms, toilets, kitchens, dining areas and loft spaces. Green COREX can be covered with tile, ceramic tile and similar materials. Green COREX is GREENGUARD certificated product that shows the effects of our products on indoor air quality | 0.2 | 0.2625 | -0.063875
Corex | Red COREX 12.5 mm Plasterboard | 1.81 | 2.32 | -0.517 | 2021-09-27 | 2026-09-26 | S-P-04062 | Version 1 | Turkey | m² | 825 | 10.3125 | https://api.environdec.com/api/v1/EPDLibrary/Files/45224062-dc81-4c28-eb66-08d98d4c9ead/Data | Plasterboard |  |  | Red COREX is a plasterboard that is used for construction of partition walls, drywall linings and suspended ceilings where resistance to fire is required. To increase fire resistance, the core of Red COREX is enhanced by special fibres and additives. Both faces of Red COREX are covered with special paper that gives flexibility and high strength to the plasterboard. Red COREX can be used in public buildings such as schools, hospitals, hotels, and commercial and business centres to improve fire safety. Red COREX is GREENGUARD certificated product that shows the effects of our products on indoor air quality. | 0.17552 | 0.22497 | -0.050133
Corex | Maroon COREX 12.5 mm Plasterboard | 1.94 | 2.45 | -0.512 | 2021-09-27 | 2026-09-26 | S-P-04063 | Version 1 | Turkey | m² | 825 | 10.3125 | https://api.environdec.com/api/v1/EPDLibrary/Files/22678c52-e4aa-41d7-eb60-08d98d4c9ead/Data | Plasterboard |  |  | Maroon COREX is a plasterboard used in the construction of partition walls, dry-lining, and suspended ceilings in places where resistance to moistures well as fire is required. The core of Maroon COREX has been enhanced with special fibres and additives to make it resistant to fire, and with water-repellent additives to ensure resistance to water and humidity. Both faces of Maroon COREX are covered in a special paper which ensures flexibility and high strength. Maroon COREX may be covered with ceramic tiles. Maroon COREX is GREENGUARD certificated product that shows the effects of our products on indoor air quality. | 0.18812 | 0.23758 | -0.049648
Corex | Premium COREX 12.5 mm Plasterboard | 2.34 | 2.92 | -0.58 | 2021-09-27 | 2026-09-26 | S-P-04064 | Version 1 | Turkey | m² | 1000 | 12.5 | https://api.environdec.com/api/v1/EPDLibrary/Files/98d13c83-3003-4940-eb63-08d98d4c9ead/Data | Plasterboard |  |  | Premium COREX, with its high density, is a plasterboard with enhanced surface hardness that is used in the construction of partition walls, suspended ceilings and dry-linings where high impact resistance is required. Premium COREX is reinforced with water- repellent additives for resistance to water and moisture, and special fibre additives for resistance to fire. Premium COREX, provides higher fire resistance than standard plasterboards | 0.1872 | 0.2336 | -0.0464
Corex | Premium COREX 15 mm Plasterboard | 3.12 | 3.69 | -0.576 |  |  |  | Version 1 | Turkey | m² |  |  |  | Plasterboard
Corex | A1 COREX 12.5 mm Non-Combustible Plasterboard | 3.62 | 3.6 | 0.016 | 2021-09-27 | 2026-09-26 | S-P-04065 | Version 1 | Turkey | m² | 900 | 11.25 | https://api.environdec.com/api/v1/EPDLibrary/Files/ebff202b-8586-4cd3-eb48-08d98d4c9ead/Data | Plasterboard |  |  | A1 COREX is a plasterboard used in the cladding of existing walls and partition walls, in the construction of suspended ceilings, shaft walls and ventilation ducts, and to enhance the fire resistance of steel and wooden structural components. The core of A1 COREX is strengthened with special additives to ensure fire resistance. Both sides of A1 COREX are coated with a completely noncombustible orenge glass matt. The “A1” class specifies non-combustible building materials. A1 COREX offers ideal fire resistance solutions for public buildings including schools, hospitals, hotels, and commercial and business centres. A1 COREX is a GREENGUARD certificated product that shows the effects of our products on indoor air quality. A1 COREX is certified with European Technical Approval in number ETA 18-050. | 0.32178 | 0.32 | 0.0014222
Corex | A1 COREX 15 mm Non-Combustible Plasterboard | 3.98 | 3.96 | 0.016 | 2021-09-27 | 2026-09-26 | S-P-04065 | Version 1 | Turkey | m² | 900 | 13.5 | https://api.environdec.com/api/v1/EPDLibrary/Files/ebff202b-8586-4cd3-eb48-08d98d4c9ead/Data | Plasterboard |  |  | A1 COREX is a plasterboard used in the cladding of existing walls and partition walls, in the construction of suspended ceilings, shaft walls and ventilation ducts, and to enhance the fire resistance of steel and wooden structural components. The core of A1 COREX is strengthened with special additives to ensure fire resistance. Both sides of A1 COREX are coated with a completely noncombustible orenge glass matt. The “A1” class specifies non-combustible building materials. A1 COREX offers ideal fire resistance solutions for public buildings including schools, hospitals, hotels, and commercial and business centres. A1 COREX is a GREENGUARD certificated product that shows the effects of our products on indoor air quality. A1 COREX is certified with European Technical Approval in number ETA 18-050. | 0.29481 | 0.29333 | 0.0011852
Corex | COREX Sound 12.5 mm Plasterboard | 1.96 | 2.48 | -0.528 | 2021-09-27 | 2026-09-26 | S-P-04066 | Version 1 | Turkey | m² | 865 | 10.8125 | https://api.environdec.com/api/v1/EPDLibrary/Files/6255b260-1ab5-46af-eb54-08d98d4c9ead/Data | Plasterboard |  |  | COREX Sound is a plasterboard that is used for construction of partition walls, drywall lining and suspended ceiling where greater levels of sound insulation are required. COREX Sound plasterboard is 12.5 and 15 mm thick and complies with EN 520. The long edges are slightly tapered and the ends are square cut with smooth finish. COREX Sound ise more then 35% heavier compared with standart COREX plasterboards. COREX Sound with 100% recyled blue facer folds around the long edges and the back is covered by strong gray paper liner. | 0.18127 | 0.22936 | -0.048832
Corex | COREX Sound 15 mm Plasterboard | 2.32 | 2.84 | -0.531 | 2021-09-27 | 2026-09-26 | S-P-04066 | Version 1 | Turkey | m² | 865 | 12.975 | https://api.environdec.com/api/v1/EPDLibrary/Files/6255b260-1ab5-46af-eb54-08d98d4c9ead/Data | Plasterboard |  |  | COREX Sound is a plasterboard that is used for construction of partition walls, drywall lining and suspended ceiling where greater levels of sound insulation are required. COREX Sound plasterboard is 12.5 and 15 mm thick and complies with EN 520. The long edges are slightly tapered and the ends are square cut with smooth finish. COREX Sound ise more then 35% heavier compared with standart COREX plasterboards. COREX Sound with 100% recyled blue facer folds around the long edges and the back is covered by strong gray paper liner. | 0.17881 | 0.21888 | -0.040925
Corex | 5/8’’ COREX Type X Gypsumboard | 1.88 | 2.71 | -0.84 | 2021-09-27 | 2026-09-26 | S-P-04067 | Version 1 | Turkey | m² | 680 |  | https://api.environdec.com/api/v1/EPDLibrary/Files/43baeff4-a80b-44f6-eb57-08d98d4c9ead/Data | Plasterboard |  |  | COREX Type X Gypsum Board is a type of interior gypsum board which has additional fire resistance over regular gypsum boards. COREX Type X has a fiber reinforced core which has increased strength and improved fire resistance ratings in higher fire rate assemblies. COREX Type X’s improved gypsum core encased in 100% recyled back and front paper. The ivory facer folds around the long edges and the back is covered by strong gray paper liner. Houses, office and administration buildings, business and shopping centers, hotels, repair and renewal works.
Corex | Falcon COREX Green 12.5 mm Plasterboard | 1.24 | 1.74 | -0.503 | 2021-09-27 | 2026-09-26 | S-P-04060 | Version 1 | Turkey | m² | 530 | 6.625 | https://api.environdec.com/api/v1/EPDLibrary/Files/4cc8edc8-9abe-4545-ac7a-08d9952442c5/Data | Plasterboard |  |  | Falcon COREX Green is 17% lighter than standard COREX Green. With Falcon COREX Green, the weight of the suspended ceiling can be reduced by 17% and in the double layer partition wall by up to 5.4 kg per square meter. The Falcon COREX Green, which weighs 6.66 kg/m2 is manufactured with advanced COREX technology. For water and moisture resistance, the core of Falcon COREX Green is strengthened with water repellent agents. Falcon COREX Green, is a plasterboard that is used in the construction of partition walls, drywall linings and suspended ceilings where water and moisture resistance are required. | 0.18717 | 0.26264 | -0.075925
Plasterboard
Knauf Orbond | Fire-Resistant Board - Knauf Orbond | 1.51 | 1.68 | -0.187 | 2023-06-29 | 2028-06-29 | S-P-09128 |  | Sweden | m² |  | 9.5 | https://api.environdec.com/api/v1/EPDLibrary/Files/c68012f9-c42c-4734-8e11-08db7203e99c/Data | Plasterboard |  |  |  | 0.15895 | 0.17684 | -0.019684
Knauf Orbond | Water-Resistant Board - Knauf Orbond | 1.51 | 1.68 | -0.187 | 2023-06-29 | 2028-06-29 | S-P-09491 |  | Sweden | m² |  | 9.2 | https://api.environdec.com/api/v1/EPDLibrary/Files/c68012f9-c42c-4734-8e11-08db7203e99c/Data | Plasterboard |  |  |  | 0.16413 | 0.18261 | -0.020326
Knauf Orbond | Regular Plasterboard | 1.32 | 1.49 | -0.184 | 2023-06-29 | 2028-06-29 | S-P-09656 |  | Sweden | m² |  | 8 | https://api.environdec.com/api/v1/EPDLibrary/Files/43c64dfc-1b96-4881-8e10-08db7203e99c/Data | Plasterboard |  |  |  | 0.165 | 0.18625 | -0.023
Knauf Orbond | Piano HD Board | 1.96 | 2.19 | -0.25 | 2023-06-29 | 2028-06-29 | S-P-09657 |  | Sweden | m² |  | 12.5 | https://api.environdec.com/api/v1/EPDLibrary/Files/86e1a6f9-6e9e-40ce-8df4-08db7203e99c/Data | Plasterboard |  |  |  | 0.1568 | 0.1752 | -0.02
Knauf Orbond | Blue EX Board | 2.01 | 2.24 | -0.24 | 2023-06-29 | 2028-06-29 | S-P-09658 |  | Sweden | m² |  | 12 | https://api.environdec.com/api/v1/EPDLibrary/Files/2e7e5134-fc8f-449e-8df3-08db7203e99c/Data | Plasterboard |  |  |  | 0.1675 | 0.18667 | -0.02
Knauf Orbond | Fire Plus+2.0 | 2.7 | 3.02 | -0.338 | 2023-06-29 | 2028-06-29 | S-P-09659 |  | Sweden | m² |  | 17 | https://api.environdec.com/api/v1/EPDLibrary/Files/ca4f7e40-3cc3-4d80-8df2-08db7203e99c/Data | Plasterboard |  |  |  | 0.15882 | 0.17765 | -0.019882

## CLTPlasterboard_litrev (hidden)
Lit rev | Ref | EPD
Our CEO Ian Tyson said “CLT and GLT products are used as the structural elements for building residential housing, medium density and high-rise timber buildings. With around half of all CLT currently used in Australia being imported and strong growth in demand expected over the next decade, this investment in local production is great news for Australian manufacturing, the forestry sector and Timberlink.” | https://timberlinkaustralia.com.au/news/what-is-clt-glt/#:~:text=With%20around%20half%20of%20all,the%20forestry%20sector%20and%20Timberlink.%E2%80%9D
Crosslam Australia supplies CLT manufactured from local WA sustainable forest resources as well as LVL cassette floor and roof systems. We design and integrate the best timber and hybrid building solutions to give our clients the best possible value on their project. Crosslam Australia commenced manufacturing and testing CLT panels in Yangebup Perth in 2015. We have designed and developed our own press technology, glue line technology and processing capability. | https://www.woodsolutions.com.au/suppliers/crosslam-australia#:~:text=Crosslam%20Australia%20commenced%20manufacturing%20and,line%20technology%20and%20processing%20capability.
Cross Laminated Timber (CLT) is the engineered wood of the future and is making the construction of entire buildings from timber a reality. First developed in Switzerland in the 1970s, CLT is an extension of the technology that began with plywood and may be best described as a 'jumbo plywood'. Having gained popularity in Europe, CLT - also referred to as 'tilt up timber' or 'pre-cast timber panels' - is slowly being adopted more widely as a viable alternative to more traditional building practices. Layers of timber, known as lamellas, are glued together with the grain alternating at 90 degree angles for each layer. The exterior layers' grains run lengthways, giving optimum strength. CLT is manufactured in a similar way to glulam, except that glulam is layered with the grain. Cross-laminating layers of wood veneer improves the structural properties of wood by distributing the along-the-grain strength of wood in both directions, and this means that CLT panels can be used to form complete floors, walls and roofs. While CLT is a timber product, it should not be thought of as a timber frame product - it is a timber panel product that actually has similar characteristics to that of a pre cast concrete panel. The advantages this offers new buildings is quite exciting - timber panels are much lighter than concrete, more easily worked and easier to erect. The potential of CLT as a sustainable building material is only just being realised around the globe. CLT is available in Europe and has only recently entered the North American market. In 2017 work commenced on a manufacturing plant in Australia, there are also CLT importers serving the Australian market. You'll find some of these in the Supplier section of WoodSolutions. | https://www.woodsolutions.com.au/wood-species/wood-products/cross-laminated-timber-clt
International Suppliers: Italy - Rubner Holzbau; Germany - HESS TIMBER GmbH; Austria - Binderholz Bausysteme GmbH | https://www.woodsolutions.com.au/suppliers?supplies_to%5B%5D=1196&business_type%5B%5D=1226&services%5B%5D=1281&products%5B%5D=2005&title=
Local suppliers: Multiple manufacturers in Australia - Australian Sustainable Hardwoods (ASH), VIC; Crosslam Australia, WA; Timberbuilt Australia, WA; RAICO Pacific, ACT; | https://www.woodsolutions.com.au/suppliers?supplies_to%5B%5D=1196&business_type%5B%5D=1226&services%5B%5D=1281&products%5B%5D=2005&title= | XLAM and Timberling is there

## Holcim_Conc. (hidden)
https://epd-australasia.com/wp-content/uploads/2019/07/Holcim-ViroDecs-EPD_-2021-update_v2.pdf | [10 empty] | Holcim
(Holcim) (NSW)(ACT)
Column1 | Column2 | Column3 | Column4 | Column5 | Column6 | Column7 | Column8 | Column9 | Column10 | Column11 | [6 empty] | Table heading |  | Material
| PRIMARY INDICATORS |  | GWP | ODP | AP | EP | POCP | ADPE | ADPF
Strength (MPa) | Blend | Cement content^{†} (kg/m^{3} ) | kg CO_{2} eq | kg CFC-11 eq | kg SO_{2} eq | kg PO_{4}^{3-} eq | kg C_{2} H_{4} eq | kg Sb eq | MJ
20 | G | 245 - 280 | 2.73E+02 | 3.05E-06 | 6.08E-01 | 1.28E-01 | 1.87E-02 | 1.25E-04 | 1.84E+03 | (General) |  | 273 |  |  |  |  | 20 MPa in-situ, no reinforcement - Holcim |  | Concrete, 20 MPa, in-situ, no reinforcement, (General) (Holcim) (NSW)(ACT) | https://epd-australasia.com/wp-content/uploads/2019/07/Holcim-ViroDecs-EPD_-2021-update_v2.pdf
20 | F | 180 - 224 | 2.20E+02 | 2.97E-06 | 5.04E-01 | 1.07E-01 | 1.64E-02 | 1.14E-04 | 1.55E+03 | (Fly Ash) | [6 empty] | 20 MPa in-situ, no reinforcement - Holcim |  | Concrete, 20 MPa, in-situ, no reinforcement, (Fly Ash) (Holcim) (NSW)(ACT) | https://epd-australasia.com/wp-content/uploads/2019/07/Holcim-ViroDecs-EPD_-2021-update_v2.pdf
20 | B | 118 - 145 | 1.71E+02 | 2.70E-06 | 3.89E-01 | 8.31E-02 | 1.52E-02 | 1.04E-04 | 1.41E+03 | (GGBS Slag) | [6 empty] | 20 MPa in-situ, no reinforcement - Holcim |  | Concrete, 20 MPa, in-situ, no reinforcement, (GGBS Slag) (Holcim) (NSW)(ACT) | https://epd-australasia.com/wp-content/uploads/2019/07/Holcim-ViroDecs-EPD_-2021-update_v2.pdf
20 | T | 100 - 123 | 1.52E+02 | 2.84E-06 | 3.54E-01 | 7.59E-02 | 1.43E-02 | 1.04E-04 | 1.30E+03 | (Triple Blend) | [6 empty] | 20 MPa in-situ, no reinforcement - Holcim |  | Concrete, 20 MPa, in-situ, no reinforcement, (Triple Blend) (Holcim) (NSW)(ACT) | https://epd-australasia.com/wp-content/uploads/2019/07/Holcim-ViroDecs-EPD_-2021-update_v2.pdf
25 | G | 255 - 315 | 2.97E+02 | 3.21E-06 | 6.55E-01 | 1.38E-01 | 1.99E-02 | 1.32E-04 | 1.97E+03 | (General) | [6 empty] | 25 MPa in-situ, no reinforcement - Holcim |  | Concrete, 25 MPa, in-situ, no reinforcement, (General) (Holcim) (NSW)(ACT) | https://epd-australasia.com/wp-content/uploads/2019/07/Holcim-ViroDecs-EPD_-2021-update_v2.pdf
25 | F | 200 - 249 | 2.41E+02 | 3.09E-06 | 5.45E-01 | 1.16E-01 | 1.75E-02 | 1.19E-04 | 1.67E+03 | (Fly Ash) | [6 empty] | 25 MPa in-situ, no reinforcement - Holcim |  | Concrete, 25 MPa, in-situ, no reinforcement, (Fly Ash) (Holcim) (NSW)(ACT) | https://epd-australasia.com/wp-content/uploads/2019/07/Holcim-ViroDecs-EPD_-2021-update_v2.pdf
25 | B | 130 - 159 | 1.85E+02 | 2.85E-06 | 4.17E-01 | 8.88E-02 | 1.61E-02 | 1.10E-04 | 1.51E+03 | (GGBS Slag) | [6 empty] | 25 MPa in-situ, no reinforcement - Holcim |  | Concrete, 25 MPa, in-situ, no reinforcement, (GGBS Slag) (Holcim) (NSW)(ACT) | https://epd-australasia.com/wp-content/uploads/2019/07/Holcim-ViroDecs-EPD_-2021-update_v2.pdf
25 | T | 106 - 124 | 1.54E+02 | 2.87E-06 | 3.61E-01 | 7.74E-02 | 1.46E-02 | 1.05E-04 | 1.32E+03 | (Triple Blend) | [6 empty] | 25 MPa in-situ, no reinforcement - Holcim |  | Concrete, 25 MPa, in-situ, no reinforcement, (Triple Blend) (Holcim) (NSW)(ACT) | https://epd-australasia.com/wp-content/uploads/2019/07/Holcim-ViroDecs-EPD_-2021-update_v2.pdf
32 | G | 298 - 355 | 3.43E+02 | 3.53E-06 | 7.50E-01 | 1.58E-01 | 2.23E-02 | 1.48E-04 | 2.24E+03 | (General) | [6 empty] | 32 MPa in-situ, no reinforcement - Holcim |  | Concrete, 32 MPa, in-situ, no reinforcement, (General) (Holcim) (NSW)(ACT) | https://epd-australasia.com/wp-content/uploads/2019/07/Holcim-ViroDecs-EPD_-2021-update_v2.pdf
32 | F | 227 - 285 | 2.73E+02 | 3.40E-06 | 6.07E-01 | 1.28E-01 | 1.89E-02 | 1.34E-04 | 1.86E+03 | (Fly Ash) | [6 empty] | 32 MPa in-situ, no reinforcement - Holcim |  | Concrete, 32 MPa, in-situ, no reinforcement, (Fly Ash) (Holcim) (NSW)(ACT) | https://epd-australasia.com/wp-content/uploads/2019/07/Holcim-ViroDecs-EPD_-2021-update_v2.pdf
32 | B | 138 - 170 | 1.96E+02 | 2.95E-06 | 4.36E-01 | 9.29E-02 | 1.67E-02 | 1.15E-04 | 1.58E+03 | (GGBS Slag) | [6 empty] | 32 MPa in-situ, no reinforcement - Holcim |  | Concrete, 32 MPa, in-situ, no reinforcement, (GGBS Slag) (Holcim) (NSW)(ACT) | https://epd-australasia.com/wp-content/uploads/2019/07/Holcim-ViroDecs-EPD_-2021-update_v2.pdf
32 | T | 122 - 147 | 1.76E+02 | 3.01E-06 | 3.99E-01 | 8.53E-02 | 1.56E-02 | 1.13E-04 | 1.46E+03 | (Triple Blend) | [6 empty] | 32 MPa in-situ, no reinforcement - Holcim |  | Concrete, 32 MPa, in-situ, no reinforcement, (Triple Blend) (Holcim) (NSW)(ACT) | https://epd-australasia.com/wp-content/uploads/2019/07/Holcim-ViroDecs-EPD_-2021-update_v2.pdf
40 | G | 380 - 430 | 4.05E+02 | 3.97E-06 | 8.73E-01 | 1.83E-01 | 2.55E-02 | 1.69E-04 | 2.61E+03 | (General) | [6 empty] | 40 MPa in-situ, no reinforcement - Holcim |  | Concrete, 40 MPa, in-situ, no reinforcement, (General) (Holcim) (NSW)(ACT) | https://epd-australasia.com/wp-content/uploads/2019/07/Holcim-ViroDecs-EPD_-2021-update_v2.pdf
40 | F | 279 - 347 | 3.28E+02 | 3.85E-06 | 7.17E-01 | 1.51E-01 | 2.19E-02 | 1.54E-04 | 2.19E+03 | (Fly Ash) | [6 empty] | 40 MPa in-situ, no reinforcement - Holcim |  | Concrete, 40 MPa, in-situ, no reinforcement, (Fly Ash) (Holcim) (NSW)(ACT) | https://epd-australasia.com/wp-content/uploads/2019/07/Holcim-ViroDecs-EPD_-2021-update_v2.pdf
40 | B | 177 - 216 | 2.43E+02 | 3.38E-06 | 5.25E-01 | 1.11E-01 | 1.96E-02 | 1.35E-04 | 1.91E+03 | (GGBS Slag) | [6 empty] | 40 MPa in-situ, no reinforcement - Holcim |  | Concrete, 40 MPa, in-situ, no reinforcement, (GGBS Slag) (Holcim) (NSW)(ACT) | https://epd-australasia.com/wp-content/uploads/2019/07/Holcim-ViroDecs-EPD_-2021-update_v2.pdf
40 | T | 156 - 189 | 2.19E+02 | 3.51E-06 | 4.85E-01 | 1.03E-01 | 1.87E-02 | 1.33E-04 | 1.78E+03 | (Triple Blend) | [6 empty] | 40 MPa in-situ, no reinforcement - Holcim |  | Concrete, 40 MPa, in-situ, no reinforcement, (Triple Blend) (Holcim) (NSW)(ACT) | https://epd-australasia.com/wp-content/uploads/2019/07/Holcim-ViroDecs-EPD_-2021-update_v2.pdf
50 | G | 500 - 515 | 5.14E+02 | 4.74E-06 | 1.09E+00 | 2.28E-01 | 3.10E-02 | 2.05E-04 | 3.25E+03 | (General) | [6 empty] | 50 MPa in-situ, no reinforcement - Holcim |  | Concrete, 50 MPa, in-situ, no reinforcement, (General) (Holcim) (NSW)(ACT) | https://epd-australasia.com/wp-content/uploads/2019/07/Holcim-ViroDecs-EPD_-2021-update_v2.pdf
50 | F | 371 - 436 | 4.14E+02 | 4.58E-06 | 8.91E-01 | 1.87E-01 | 2.63E-02 | 1.84E-04 | 2.71E+03 | (Fly Ash) | [6 empty] | 50 MPa in-situ, no reinforcement - Holcim |  | Concrete, 50 MPa, in-situ, no reinforcement, (Fly Ash) (Holcim) (NSW)(ACT) | https://epd-australasia.com/wp-content/uploads/2019/07/Holcim-ViroDecs-EPD_-2021-update_v2.pdf
50 | B | 233 - 285 | 3.03E+02 | 3.92E-06 | 6.44E-01 | 1.36E-01 | 2.32E-02 | 1.57E-04 | 2.31E+03 | (GGBS Slag) | [6 empty] | 50 MPa in-situ, no reinforcement - Holcim |  | Concrete, 50 MPa, in-situ, no reinforcement, (GGBS Slag) (Holcim) (NSW)(ACT) | https://epd-australasia.com/wp-content/uploads/2019/07/Holcim-ViroDecs-EPD_-2021-update_v2.pdf
50 | T | 241 - 255 | 2.84E+02 | 3.99E-06 | 6.13E-01 | 1.30E-01 | 2.16E-02 | 1.55E-04 | 2.13E+03 | (Triple Blend) | [6 empty] | 50 MPa in-situ, no reinforcement - Holcim |  | Concrete, 50 MPa, in-situ, no reinforcement, (Triple Blend) (Holcim) (NSW)(ACT) | https://epd-australasia.com/wp-content/uploads/2019/07/Holcim-ViroDecs-EPD_-2021-update_v2.pdf
https://epd-australasia.com/wp-content/uploads/2019/07/Holcim-ViroDecs-EPD_-2021-update_v2.pdf
(Holcim) (QLD)
Column1 | Column2 | Column3 | Column4 | Column5 | Column6 | Column7 | Column8 | Column9 | Column10 | Column11
| PRIMARY INDICATORS |  | GWP | ODP | AP | EP | POCP | ADPE | ADPF
Strength (MPa) | Blend | Cement content^{†} (kg/m^{3} ) | kg CO_{2} eq | kg CFC-11 eq | kg SO_{2} eq | kg PO_{4}^{3-} eq | kg C_{2} H_{4} eq | kg Sb eq | MJ
20 | G | 220 - 247 | 2.42E+02 | 3.52E-06 | 5.55E-01 | 1.17E-01 | 1.82E-02 | 1.30E-04 | 1.71E+03 | (General) | [6 empty] | 20 MPa in-situ, no reinforcement - Holcim |  | Concrete, 20 MPa, in-situ, no reinforcement,(General) (Holcim) (QLD) | https://epd-australasia.com/wp-content/uploads/2019/07/Holcim-ViroDecs-EPD_-2021-update_v2.pdf
20 | F | 165 - 203 | 2.03E+02 | 3.44E-06 | 4.76E-01 | 1.01E-01 | 1.62E-02 | 1.20E-04 | 1.49E+03 | (Fly Ash) | [6 empty] | 20 MPa in-situ, no reinforcement - Holcim |  | Concrete, 20 MPa, in-situ, no reinforcement,(Fly Ash) (Holcim) (QLD) | https://epd-australasia.com/wp-content/uploads/2019/07/Holcim-ViroDecs-EPD_-2021-update_v2.pdf
20 | B | Unspecified^{‡} | 1.63E+02 | 3.78E-06 | 5.63E-01 | 9.53E-02 | 2.09E-02 | 1.05E-04 | 1.44E+03 | (GGBS Slag) | [6 empty] | 20 MPa in-situ, no reinforcement - Holcim |  | Concrete, 20 MPa, in-situ, no reinforcement,(GGBS Slag) (Holcim) (QLD) | https://epd-australasia.com/wp-content/uploads/2019/07/Holcim-ViroDecs-EPD_-2021-update_v2.pdf
20 | T | 110 - 122 | 1.54E+02 | 3.44E-06 | 4.65E-01 | 8.68E-02 | 1.73E-02 | 1.04E-04 | 1.31E+03 | (Triple Blend) | [6 empty] | 20 MPa in-situ, no reinforcement - Holcim |  | Concrete, 20 MPa, in-situ, no reinforcement,(Triple Blend) (Holcim) (QLD) | https://epd-australasia.com/wp-content/uploads/2019/07/Holcim-ViroDecs-EPD_-2021-update_v2.pdf
25 | G | 230 - 261 | 2.57E+02 | 3.61E-06 | 5.88E-01 | 1.24E-01 | 1.91E-02 | 1.34E-04 | 1.80E+03 | (General) | [6 empty] | 25 MPa in-situ, no reinforcement - Holcim |  | Concrete, 25 MPa, in-situ, no reinforcement,(General) (Holcim) (QLD) | https://epd-australasia.com/wp-content/uploads/2019/07/Holcim-ViroDecs-EPD_-2021-update_v2.pdf
25 | F | 177 - 218 | 2.19E+02 | 3.46E-06 | 5.07E-01 | 1.08E-01 | 1.69E-02 | 1.23E-04 | 1.58E+03 | (Fly Ash) | [6 empty] | 25 MPa in-situ, no reinforcement - Holcim |  | Concrete, 25 MPa, in-situ, no reinforcement,(Fly Ash) (Holcim) (QLD) | https://epd-australasia.com/wp-content/uploads/2019/07/Holcim-ViroDecs-EPD_-2021-update_v2.pdf
25 | B | Unspecified^{‡} | 1.72E+02 | 3.95E-06 | 5.95E-01 | 1.00E-01 | 2.19E-02 | 1.09E-04 | 1.51E+03 | (GGBS Slag) | [6 empty] | 25 MPa in-situ, no reinforcement - Holcim |  | Concrete, 25 MPa, in-situ, no reinforcement,(GGBS Slag) (Holcim) (QLD) | https://epd-australasia.com/wp-content/uploads/2019/07/Holcim-ViroDecs-EPD_-2021-update_v2.pdf
25 | T | 115 - 139 | 1.67E+02 | 3.60E-06 | 4.98E-01 | 9.25E-02 | 1.83E-02 | 1.10E-04 | 1.39E+03 | (Triple Blend) | [6 empty] | 25 MPa in-situ, no reinforcement - Holcim |  | Concrete, 25 MPa, in-situ, no reinforcement,(Triple Blend) (Holcim) (QLD) | https://epd-australasia.com/wp-content/uploads/2019/07/Holcim-ViroDecs-EPD_-2021-update_v2.pdf
32 | G | 270 - 314 | 3.03E+02 | 4.00E-06 | 6.81E-01 | 1.44E-01 | 2.16E-02 | 1.52E-04 | 2.08E+03 | (General) | [6 empty] | 32 MPa in-situ, no reinforcement - Holcim |  | Concrete, 32 MPa, in-situ, no reinforcement,(General) (Holcim) (QLD) | https://epd-australasia.com/wp-content/uploads/2019/07/Holcim-ViroDecs-EPD_-2021-update_v2.pdf
32 | F | 202 - 251 | 2.47E+02 | 3.72E-06 | 5.66E-01 | 1.20E-01 | 1.85E-02 | 1.34E-04 | 1.75E+03 | (Fly Ash) | [6 empty] | 32 MPa in-situ, no reinforcement - Holcim |  | Concrete, 32 MPa, in-situ, no reinforcement,(Fly Ash) (Holcim) (QLD) | https://epd-australasia.com/wp-content/uploads/2019/07/Holcim-ViroDecs-EPD_-2021-update_v2.pdf
32 | T | 135 - 154 | 1.86E+02 | 3.93E-06 | 5.52E-01 | 1.02E-01 | 2.01E-02 | 1.20E-04 | 1.54E+03 | (Triple Blend) | [6 empty] | 32 MPa in-situ, no reinforcement - Holcim |  | Concrete, 32 MPa, in-situ, no reinforcement,(Triple Blend) (Holcim) (QLD) | https://epd-australasia.com/wp-content/uploads/2019/07/Holcim-ViroDecs-EPD_-2021-update_v2.pdf
40 | G | 340 - 367 | 3.55E+02 | 4.32E-06 | 7.85E-01 | 1.65E-01 | 2.42E-02 | 1.68E-04 | 2.38E+03 | (General) | [6 empty] | 40 MPa in-situ, no reinforcement - Holcim |  | Concrete, 40 MPa, in-situ, no reinforcement,(General) (Holcim) (QLD) | https://epd-australasia.com/wp-content/uploads/2019/07/Holcim-ViroDecs-EPD_-2021-update_v2.pdf
40 | F | 252 - 299 | 2.97E+02 | 4.31E-06 | 6.68E-01 | 1.41E-01 | 2.15E-02 | 1.58E-04 | 2.07E+03 | (Fly Ash) | [6 empty] | 40 MPa in-situ, no reinforcement - Holcim |  | Concrete, 40 MPa, in-situ, no reinforcement,(Fly Ash) (Holcim) (QLD) | https://epd-australasia.com/wp-content/uploads/2019/07/Holcim-ViroDecs-EPD_-2021-update_v2.pdf
40 | T | 170 - 191 | 2.18E+02 | 4.35E-06 | 6.38E-01 | 1.16E-01 | 2.26E-02 | 1.32E-04 | 1.75E+03 | (Triple Blend) | [6 empty] | 40 MPa in-situ, no reinforcement - Holcim |  | Concrete, 40 MPa, in-situ, no reinforcement,(Triple Blend) (Holcim) (QLD) | https://epd-australasia.com/wp-content/uploads/2019/07/Holcim-ViroDecs-EPD_-2021-update_v2.pdf
50 | F | 329 - 387 | 3.63E+02 | 4.30E-06 | 7.94E-01 | 1.67E-01 | 2.41E-02 | 1.68E-04 | 2.42E+03 | (Fly Ash) | [6 empty] | 50 MPa in-situ, no reinforcement - Holcim |  | Concrete, 50 MPa, in-situ, no reinforcement,(Fly Ash) (Holcim) (QLD) | https://epd-australasia.com/wp-content/uploads/2019/07/Holcim-ViroDecs-EPD_-2021-update_v2.pdf
50 | T | 237 - 258 | 2.96E+02 | 5.65E-06 | 8.52E-01 | 1.53E-01 | 2.94E-02 | 1.71E-04 | 2.31E+03 | (Triple Blend) | [6 empty] | 50 MPa in-situ, no reinforcement - Holcim |  | Concrete, 50 MPa, in-situ, no reinforcement,(Triple Blend) (Holcim) (QLD) | https://epd-australasia.com/wp-content/uploads/2019/07/Holcim-ViroDecs-EPD_-2021-update_v2.pdf
https://epd-australasia.com/wp-content/uploads/2019/07/Holcim-ViroDecs-EPD_-2021-update_v2.pdf
(Holcim) (VIC)
Column1 | Column2 | Column3 | Column4 | Column5 | Column6 | Column7 | Column8 | Column9 | Column10 | Column11
| PRIMARY INDICATORS |  | GWP | ODP | AP | EP | POCP | ADPE | ADPF
Strength (MPa) | Blend | Cement content^{†} (kg/m^{3} ) | kg CO_{2} eq | kg CFC-11 eq | kg SO_{2} eq | kg PO_{4}^{3-} eq | kg C_{2} H_{4} eq | kg Sb eq | MJ
20 | G | 220 - 258 | 2.57E+02 | 3.42E-06 | 5.87E-01 | 1.24E-01 | 1.98E-02 | 1.40E-04 | 1.85E+03 | (General) | [6 empty] | 20 MPa in-situ, no reinforcement - Holcim |  | Concrete, 20 MPa, in-situ, no reinforcement, (General) (Holcim) (VIC) | https://epd-australasia.com/wp-content/uploads/2019/07/Holcim-ViroDecs-EPD_-2021-update_v2.pdf
20 | F | 179 - 198 | 2.21E+02 | 3.18E-06 | 5.10E-01 | 1.08E-01 | 1.78E-02 | 1.28E-04 | 1.64E+03 | (Fly Ash) | [6 empty] | 20 MPa in-situ, no reinforcement - Holcim |  | Concrete, 20 MPa, in-situ, no reinforcement, (Fly Ash) (Holcim) (VIC) | https://epd-australasia.com/wp-content/uploads/2019/07/Holcim-ViroDecs-EPD_-2021-update_v2.pdf
20 | T | 170 - 179 | 2.09E+02 | 3.19E-06 | 4.86E-01 | 1.03E-01 | 1.75E-02 | 1.27E-04 | 1.60E+03 | (Triple Blend) | [6 empty] | 20 MPa in-situ, no reinforcement - Holcim |  | Concrete, 20 MPa, in-situ, no reinforcement, (Triple Blend) (Holcim) (VIC) | https://epd-australasia.com/wp-content/uploads/2019/07/Holcim-ViroDecs-EPD_-2021-update_v2.pdf
25 | G | 240 - 292 | 2.86E+02 | 3.61E-06 | 6.43E-01 | 1.36E-01 | 2.12E-02 | 1.49E-04 | 2.02E+03 | (General) | [6 empty] | 25 MPa in-situ, no reinforcement - Holcim |  | Concrete, 25 MPa, in-situ, no reinforcement, (General) (Holcim) (VIC) | https://epd-australasia.com/wp-content/uploads/2019/07/Holcim-ViroDecs-EPD_-2021-update_v2.pdf
25 | F | 193 - 228 | 2.40E+02 | 3.33E-06 | 5.48E-01 | 1.16E-01 | 1.88E-02 | 1.35E-04 | 1.75E+03 | (Fly Ash) | [6 empty] | 25 MPa in-situ, no reinforcement - Holcim |  | Concrete, 25 MPa, in-situ, no reinforcement, (Fly Ash) (Holcim) (VIC) | https://epd-australasia.com/wp-content/uploads/2019/07/Holcim-ViroDecs-EPD_-2021-update_v2.pdf
25 | T | 180 - 204 | 2.15E+02 | 3.21E-06 | 4.93E-01 | 1.05E-01 | 1.74E-02 | 1.23E-04 | 1.62E+03 | (Triple Blend) | [6 empty] | 25 MPa in-situ, no reinforcement - Holcim |  | Concrete, 25 MPa, in-situ, no reinforcement, (Triple Blend) (Holcim) (VIC) | https://epd-australasia.com/wp-content/uploads/2019/07/Holcim-ViroDecs-EPD_-2021-update_v2.pdf
32 | G | 279 - 338 | 3.28E+02 | 3.92E-06 | 7.29E-01 | 1.54E-01 | 2.34E-02 | 1.64E-04 | 2.27E+03 | (General) | [6 empty] | 32 MPa in-situ, no reinforcement - Holcim |  | Concrete, 32 MPa, in-situ, no reinforcement, (General) (Holcim) (VIC) | https://epd-australasia.com/wp-content/uploads/2019/07/Holcim-ViroDecs-EPD_-2021-update_v2.pdf
32 | F | 219 - 259 | 2.65E+02 | 3.60E-06 | 6.02E-01 | 1.27E-01 | 2.02E-02 | 1.46E-04 | 1.91E+03 | (Fly Ash) | [6 empty] | 32 MPa in-situ, no reinforcement - Holcim |  | Concrete, 32 MPa, in-situ, no reinforcement, (Fly Ash) (Holcim) (VIC) | https://epd-australasia.com/wp-content/uploads/2019/07/Holcim-ViroDecs-EPD_-2021-update_v2.pdf
32 | T | 203 - 223 | 2.52E+02 | 3.56E-06 | 5.62E-01 | 1.19E-01 | 1.95E-02 | 1.39E-04 | 1.87E+03 | (Triple Blend) | [6 empty] | 32 MPa in-situ, no reinforcement - Holcim |  | Concrete, 32 MPa, in-situ, no reinforcement, (Triple Blend) (Holcim) (VIC) | https://epd-australasia.com/wp-content/uploads/2019/07/Holcim-ViroDecs-EPD_-2021-update_v2.pdf
40 | G | 335 - 395 | 3.86E+02 | 4.28E-06 | 8.41E-01 | 1.77E-01 | 2.58E-02 | 1.77E-04 | 2.58E+03 | (General) | [6 empty] | 40 MPa in-situ, no reinforcement - Holcim |  | Concrete, 40 MPa, in-situ, no reinforcement, (General) (Holcim) (VIC) | https://epd-australasia.com/wp-content/uploads/2019/07/Holcim-ViroDecs-EPD_-2021-update_v2.pdf
40 | F | 252 - 290 | 3.02E+02 | 3.96E-06 | 6.73E-01 | 1.42E-01 | 2.18E-02 | 1.56E-04 | 2.11E+03 | (Fly Ash) | [6 empty] | 40 MPa in-situ, no reinforcement - Holcim |  | Concrete, 40 MPa, in-situ, no reinforcement, (Fly Ash) (Holcim) (VIC) | https://epd-australasia.com/wp-content/uploads/2019/07/Holcim-ViroDecs-EPD_-2021-update_v2.pdf
40 | T | 230 - 238 | 2.72E+02 | 3.84E-06 | 6.11E-01 | 1.29E-01 | 2.13E-02 | 1.55E-04 | 2.02E+03 | (Triple Blend) | [6 empty] | 40 MPa in-situ, no reinforcement - Holcim |  | Concrete, 40 MPa, in-situ, no reinforcement, (Triple Blend) (Holcim) (VIC) | https://epd-australasia.com/wp-content/uploads/2019/07/Holcim-ViroDecs-EPD_-2021-update_v2.pdf
50 | G | 438 - 454 | 4.54E+02 | 4.93E-06 | 9.81E-01 | 2.06E-01 | 2.96E-02 | 2.04E-04 | 2.99E+03 | (General) | [6 empty] | 50 MPa in-situ, no reinforcement - Holcim |  | Concrete, 50 MPa, in-situ, no reinforcement, (General) (Holcim) (VIC) | https://epd-australasia.com/wp-content/uploads/2019/07/Holcim-ViroDecs-EPD_-2021-update_v2.pdf
50 | F | 325 - 360 | 3.63E+02 | 4.64E-06 | 7.92E-01 | 1.67E-01 | 2.47E-02 | 1.82E-04 | 2.48E+03 | (Fly Ash) | [6 empty] | 50 MPa in-situ, no reinforcement - Holcim |  | Concrete, 50 MPa, in-situ, no reinforcement, (Fly Ash) (Holcim) (VIC) | https://epd-australasia.com/wp-content/uploads/2019/07/Holcim-ViroDecs-EPD_-2021-update_v2.pdf
50 | T | 260 - 296 | 3.02E+02 | 4.33E-06 | 6.62E-01 | 1.40E-01 | 2.31E-02 | 1.68E-04 | 2.26E+03 | (Triple Blend) | [6 empty] | 50 MPa in-situ, no reinforcement - Holcim |  | Concrete, 50 MPa, in-situ, no reinforcement, (Triple Blend) (Holcim) (VIC) | https://epd-australasia.com/wp-content/uploads/2019/07/Holcim-ViroDecs-EPD_-2021-update_v2.pdf
https://epd-australasia.com/wp-content/uploads/2019/07/Holcim-ViroDecs-EPD_-2021-update_v2.pdf
(Holcim) (SA)
Column1 | Column2 | Column3 | Column4 | Column5 | Column6 | Column7 | Column8 | Column9 | Column10 | Column11
| PRIMARY INDICATORS |  | GWP | ODP | AP | EP | POCP | ADPE | ADPF
Strength (MPa) | Blend | Cement content^{†} (kg/m^{3} ) | kg CO_{2} eq | kg CFC-11 eq | kg SO_{2} eq | kg PO_{4}^{3-} eq | kg C_{2} H_{4} eq | kg Sb eq | MJ
20 | G | Unspecified^{‡} | 2.65E+02 | 2.99E-06 | 5.88E-01 | 1.24E-01 | 1.80E-02 | 1.20E-04 | 1.77E+03 | (General) | [6 empty] | 20 MPa in-situ, no reinforcement - Holcim |  | Concrete, 20 MPa, in-situ, no reinforcement, (General) (Holcim) (SA) | https://epd-australasia.com/wp-content/uploads/2019/07/Holcim-ViroDecs-EPD_-2021-update_v2.pdf
| F | 180 - 188 | 1.98E+02 | 2.78E-06 | 4.57E-01 | 9.72E-02 | 1.52E-02 | 1.04E-04 | 1.41E+03 | (Fly Ash) | [6 empty] | MPa in-situ, no reinforcement - Holcim |  | Concrete, MPa, in-situ, no reinforcement, (Fly Ash) (Holcim) (SA) | https://epd-australasia.com/wp-content/uploads/2019/07/Holcim-ViroDecs-EPD_-2021-update_v2.pdf
| B | 155 - 210 | 2.00E+02 | 3.29E-06 | 4.63E-01 | 9.80E-02 | 1.74E-02 | 1.26E-04 | 1.57E+03 | (GGBS Slag) | [6 empty] | MPa in-situ, no reinforcement - Holcim |  | Concrete, MPa, in-situ, no reinforcement, (GGBS Slag) (Holcim) (SA) | https://epd-australasia.com/wp-content/uploads/2019/07/Holcim-ViroDecs-EPD_-2021-update_v2.pdf
25 | G | 295 - 305 | 3.03E+02 | 3.26E-06 | 6.65E-01 | 1.40E-01 | 2.01E-02 | 1.33E-04 | 2.00E+03 | (General) | [6 empty] | 25 MPa in-situ, no reinforcement - Holcim |  | Concrete, 25 MPa, in-situ, no reinforcement, (General) (Holcim) (SA) | https://epd-australasia.com/wp-content/uploads/2019/07/Holcim-ViroDecs-EPD_-2021-update_v2.pdf
| F | 206 - 218 | 2.27E+02 | 3.03E-06 | 5.15E-01 | 1.09E-01 | 1.68E-02 | 1.15E-04 | 1.59E+03 | (Fly Ash) | [6 empty] | MPa in-situ, no reinforcement - Holcim |  | Concrete, MPa, in-situ, no reinforcement, (Fly Ash) (Holcim) (SA) | https://epd-australasia.com/wp-content/uploads/2019/07/Holcim-ViroDecs-EPD_-2021-update_v2.pdf
| B | 174 - 229 | 2.20E+02 | 3.47E-06 | 5.02E-01 | 1.06E-01 | 1.86E-02 | 1.34E-04 | 1.70E+03 | (GGBS Slag) | [6 empty] | MPa in-situ, no reinforcement - Holcim |  | Concrete, MPa, in-situ, no reinforcement, (GGBS Slag) (Holcim) (SA) | https://epd-australasia.com/wp-content/uploads/2019/07/Holcim-ViroDecs-EPD_-2021-update_v2.pdf
32 | G | 345 - 355 | 3.51E+02 | 3.61E-06 | 7.62E-01 | 1.60E-01 | 2.26E-02 | 1.49E-04 | 2.28E+03 | (General) | [6 empty] | 32 MPa in-situ, no reinforcement - Holcim |  | Concrete, 32 MPa, in-situ, no reinforcement, (General) (Holcim) (SA) | https://epd-australasia.com/wp-content/uploads/2019/07/Holcim-ViroDecs-EPD_-2021-update_v2.pdf
| F | 238 - 255 | 2.63E+02 | 3.34E-06 | 5.88E-01 | 1.24E-01 | 1.86E-02 | 1.29E-04 | 1.80E+03 | (Fly Ash) | [6 empty] | MPa in-situ, no reinforcement - Holcim |  | Concrete, MPa, in-situ, no reinforcement, (Fly Ash) (Holcim) (SA) | https://epd-australasia.com/wp-content/uploads/2019/07/Holcim-ViroDecs-EPD_-2021-update_v2.pdf
| B | 197 - 217 | 2.38E+02 | 3.67E-06 | 5.38E-01 | 1.14E-01 | 1.96E-02 | 1.40E-04 | 1.82E+03 | (GGBS Slag) | [6 empty] | MPa in-situ, no reinforcement - Holcim |  | Concrete, MPa, in-situ, no reinforcement, (GGBS Slag) (Holcim) (SA) | https://epd-australasia.com/wp-content/uploads/2019/07/Holcim-ViroDecs-EPD_-2021-update_v2.pdf
40 | G | 410 - 420 | 4.13E+02 | 4.04E-06 | 8.86E-01 | 1.86E-01 | 2.58E-02 | 1.70E-04 | 2.65E+03 | (General) | [6 empty] | 40 MPa in-situ, no reinforcement - Holcim |  | Concrete, 40 MPa, in-situ, no reinforcement, (General) (Holcim) (SA) | https://epd-australasia.com/wp-content/uploads/2019/07/Holcim-ViroDecs-EPD_-2021-update_v2.pdf
| F | 290 - 301 | 3.08E+02 | 3.78E-06 | 6.76E-01 | 1.43E-01 | 2.10E-02 | 1.47E-04 | 2.08E+03 | (Fly Ash) | [6 empty] | MPa in-situ, no reinforcement - Holcim |  | Concrete, MPa, in-situ, no reinforcement, (Fly Ash) (Holcim) (SA) | https://epd-australasia.com/wp-content/uploads/2019/07/Holcim-ViroDecs-EPD_-2021-update_v2.pdf
| B | 217 - 243 | 2.62E+02 | 3.93E-06 | 5.83E-01 | 1.23E-01 | 2.12E-02 | 1.52E-04 | 2.00E+03 | (GGBS Slag) | [6 empty] | MPa in-situ, no reinforcement - Holcim |  | Concrete, MPa, in-situ, no reinforcement, (GGBS Slag) (Holcim) (SA) | https://epd-australasia.com/wp-content/uploads/2019/07/Holcim-ViroDecs-EPD_-2021-update_v2.pdf
50 | B | 250 - 260 | 3.03E+02 | 4.45E-06 | 6.57E-01 | 1.38E-01 | 2.43E-02 | 1.74E-04 | 2.35E+03 | (GGBS Slag) | [6 empty] | 50 MPa in-situ, no reinforcement - Holcim |  | Concrete, 50 MPa, in-situ, no reinforcement, (GGBS Slag) (Holcim) (SA) | https://epd-australasia.com/wp-content/uploads/2019/07/Holcim-ViroDecs-EPD_-2021-update_v2.pdf
https://epd-australasia.com/wp-content/uploads/2019/07/Holcim-ViroDecs-EPD_-2021-update_v2.pdf
(Holcim) (WA)
Column1 | Column2 | Column3 | Column4 | Column5 | Column6 | Column7 | Column8 | Column9 | Column10 | Column11
| PRIMARY INDICATORS |  | GWP | ODP | AP | EP | POCP | ADPE | ADPF
Strength (MPa) | Blend | Cement content^{†} (kg/m^{3} ) | kg CO_{2} eq | kg CFC-11 eq | kg SO_{2} eq | kg PO_{4}^{3-} eq | kg C_{2} H_{4} eq | kg Sb eq | MJ
20 | G | 235 - 273 | 2.65E+02 | 3.10E-06 | 6.24E-01 | 1.27E-01 | 1.93E-02 | 1.20E-04 | 1.80E+03 | (General) | [6 empty] | 20 MPa in-situ, no reinforcement - Holcim |  | Concrete, 20 MPa, in-situ, no reinforcement, (General) (Holcim) (WA) | https://epd-australasia.com/wp-content/uploads/2019/07/Holcim-ViroDecs-EPD_-2021-update_v2.pdf
| B | 156 - 204 | 2.07E+02 | 2.83E-06 | 4.73E-01 | 1.01E-01 | 1.62E-02 | 1.09E-04 | 1.53E+03 | (GGBS Slag) | [6 empty] | MPa in-situ, no reinforcement - Holcim |  | Concrete, MPa, in-situ, no reinforcement, (GGBS Slag) (Holcim) (WA) | https://epd-australasia.com/wp-content/uploads/2019/07/Holcim-ViroDecs-EPD_-2021-update_v2.pdf
25 | G | 240 - 286 | 2.80E+02 | 3.84E-06 | 6.65E-01 | 1.35E-01 | 2.11E-02 | 1.40E-04 | 1.94E+03 | (General) | [6 empty] | 25 MPa in-situ, no reinforcement - Holcim |  | Concrete, 25 MPa, in-situ, no reinforcement, (General) (Holcim) (WA) | https://epd-australasia.com/wp-content/uploads/2019/07/Holcim-ViroDecs-EPD_-2021-update_v2.pdf
| B | 175 - 209 | 2.21E+02 | 3.43E-06 | 5.08E-01 | 1.08E-01 | 1.76E-02 | 1.26E-04 | 1.64E+03 | (GGBS Slag) | [6 empty] | MPa in-situ, no reinforcement - Holcim |  | Concrete, MPa, in-situ, no reinforcement, (GGBS Slag) (Holcim) (WA) | https://epd-australasia.com/wp-content/uploads/2019/07/Holcim-ViroDecs-EPD_-2021-update_v2.pdf
32 | G | 275 - 337 | 3.21E+02 | 3.63E-06 | 7.82E-01 | 1.53E-01 | 2.37E-02 | 1.38E-04 | 2.14E+03 | (General) | [6 empty] | 32 MPa in-situ, no reinforcement - Holcim |  | Concrete, 32 MPa, in-situ, no reinforcement, (General) (Holcim) (WA) | https://epd-australasia.com/wp-content/uploads/2019/07/Holcim-ViroDecs-EPD_-2021-update_v2.pdf
| B | 185 - 211 | 2.37E+02 | 3.76E-06 | 5.35E-01 | 1.13E-01 | 1.92E-02 | 1.38E-04 | 1.81E+03 | (GGBS Slag) | [6 empty] | MPa in-situ, no reinforcement - Holcim |  | Concrete, MPa, in-situ, no reinforcement, (GGBS Slag) (Holcim) (WA) | https://epd-australasia.com/wp-content/uploads/2019/07/Holcim-ViroDecs-EPD_-2021-update_v2.pdf
40 | G | 320 - 404 | 3.70E+02 | 3.92E-06 | 8.52E-01 | 1.72E-01 | 2.52E-02 | 1.57E-04 | 2.42E+03 | (General) | [6 empty] | 40 MPa in-situ, no reinforcement - Holcim |  | Concrete, 40 MPa, in-situ, no reinforcement, (General) (Holcim) (WA) | https://epd-australasia.com/wp-content/uploads/2019/07/Holcim-ViroDecs-EPD_-2021-update_v2.pdf
| B | 208 - 247 | 2.67E+02 | 4.00E-06 | 5.94E-01 | 1.25E-01 | 2.10E-02 | 1.50E-04 | 2.01E+03 | (GGBS Slag) | [6 empty] | MPa in-situ, no reinforcement - Holcim |  | Concrete, MPa, in-situ, no reinforcement, (GGBS Slag) (Holcim) (WA) | https://epd-australasia.com/wp-content/uploads/2019/07/Holcim-ViroDecs-EPD_-2021-update_v2.pdf
50 | B | 292 - 299 | 3.34E+02 | 4.59E-06 | 7.27E-01 | 1.53E-01 | 2.50E-02 | 1.77E-04 | 2.46E+03 | (GGBS Slag) | [6 empty] | 50 MPa in-situ, no reinforcement - Holcim |  | Concrete, 50 MPa, in-situ, no reinforcement, (GGBS Slag) (Holcim) (WA) | https://epd-australasia.com/wp-content/uploads/2019/07/Holcim-ViroDecs-EPD_-2021-update_v2.pdf
(Holcim) (WA) Column1: https://epd-australasia.com/wp-content/uploads/2023/05/SP05496-Holcim-EPD-ViroDecs%E2%84%A2-QLD-GoldCoast-ECOPact_Apr23.pdf | [6 empty] | MPa in-situ, no reinforcement - Holcim | MPa in-situ, with reinforcement - Holcim | Concrete, 20 MPa, in-situ, no reinforcement, (General Mix) (Holcim) (NSW & ACT)
(Holcim) (WA) Column1: (QLD), Gold Coast | [6 empty] | Table heading | Table heading | Material
Column1 | Column2 | Column3 | Column4 | Column5 | Column6 | Column7 | Column8 | Column9 | Column10 | Column11 | Column12 | Column13 | Column14 | Column15 | Column16 | Column17 |  |  | Concrete,
PRIMARY ENVIRONMENTAL INDICATORS |  | GWPT | GWPF | GWPB | GWPL | ODP | AP | EP -freshwater | EP -freshwater2 | EP -marine | EP – terrestrial | POCP | ADPE | ADPF | WDP |  |  |  | MPa,
in-situ, no reinforcement, | bar: (QLD), Gold Coast Column13
Strength | Mix Code | kg CO2 | kg CO2 | kg CO2 | kg CO2 | kg CFC 11 | mol H+ | kg PO43- | kg P eq. | kg N eq. | mol N eq. | NMVOC | kg Sb eq. | MJ | m3 |  |  |  | (Ecopact) (Holcim) (QLD), Gold Coast
(MPa) |  | eq. | eq. | eq. | eq. | eq. | eq. | eq. |  |  |  | eq.
20 | QE202E | 157 | 156 | 0.11 | 7.77E-04 | 4.39E-06 | 8.72E-01 | 6.06E-01 | 1.92E-03 | 2.41E-01 | 2.70E+00 | 7.02E-01 | 9.60E-05 | 7.41E+02 | 8.44E+02 | Ecopact | 20 MPa in-situ, no reinforcement - Holcim | 20 MPa in-situ, with reinforcement - Holcim | Concrete, 20 MPa, in-situ, no reinforcement, (QE202E) (Ecopact) (Holcim) (QLD), Gold Coast | https://epd-australasia.com/wp-content/uploads/2023/05/SP05496-Holcim-EPD-ViroDecs%E2%84%A2-QLD-GoldCoast-ECOPact_Apr23.pdf
20 | QE202E100 | 159 | 159 | 0.11 | 7.87E-04 | 4.41E-06 | 8.84E-01 | 6.18E-01 | 1.90E-03 | 2.45E-01 | 2.73E+00 | 7.11E-01 | 9.69E-05 | 7.50E+02 | 8.57E+02 | Ecopact | 20 MPa in-situ, no reinforcement - Holcim | 20 MPa in-situ, with reinforcement - Holcim | Concrete, 20 MPa, in-situ, no reinforcement, (QE202E100) (Ecopact) (Holcim) (QLD), Gold Coast | https://epd-australasia.com/wp-content/uploads/2023/05/SP05496-Holcim-EPD-ViroDecs%E2%84%A2-QLD-GoldCoast-ECOPact_Apr23.pdf
20 | QE202EEZY | 164 | 164 | 0.12 | 8.17E-04 | 4.52E-06 | 9.10E-01 | 6.41E-01 | 2.00E-03 | 2.51E-01 | 2.81E+00 | 7.30E-01 | 9.89E-05 | 7.73E+02 | 8.83E+02 | Ecopact | 20 MPa in-situ, no reinforcement - Holcim | 20 MPa in-situ, with reinforcement - Holcim | Concrete, 20 MPa, in-situ, no reinforcement, (QE202EEZY) (Ecopact) (Holcim) (QLD), Gold Coast | https://epd-australasia.com/wp-content/uploads/2023/05/SP05496-Holcim-EPD-ViroDecs%E2%84%A2-QLD-GoldCoast-ECOPact_Apr23.pdf
20 | QE201E | 157 | 156 | 0.11 | 7.76E-04 | 4.37E-06 | 8.72E-01 | 6.06E-01 | 1.92E-03 | 2.41E-01 | 2.70E+00 | 7.02E-01 | 9.57E-05 | 7.40E+02 | 8.43E+02 | Ecopact | 20 MPa in-situ, no reinforcement - Holcim | 20 MPa in-situ, with reinforcement - Holcim | Concrete, 20 MPa, in-situ, no reinforcement, (QE201E) (Ecopact) (Holcim) (QLD), Gold Coast | https://epd-australasia.com/wp-content/uploads/2023/05/SP05496-Holcim-EPD-ViroDecs%E2%84%A2-QLD-GoldCoast-ECOPact_Apr23.pdf
20 | QE201E100 | 164 | 164 | 0.12 | 8.12E-04 | 4.50E-06 | 9.07E-01 | 6.37E-01 | 2.00E-03 | 2.51E-01 | 2.80E+00 | 7.28E-01 | 9.86E-05 | 7.70E+02 | 8.80E+02 | Ecopact | 20 MPa in-situ, no reinforcement - Holcim | 20 MPa in-situ, with reinforcement - Holcim | Concrete, 20 MPa, in-situ, no reinforcement, (QE201E100) (Ecopact) (Holcim) (QLD), Gold Coast | https://epd-australasia.com/wp-content/uploads/2023/05/SP05496-Holcim-EPD-ViroDecs%E2%84%A2-QLD-GoldCoast-ECOPact_Apr23.pdf
20 | QE201EEZY | 170 | 170 | 0.12 | 1.01E-03 | 4.74E-06 | 9.48E-01 | 9.22E-01 | 2.35E-03 | 2.60E-01 | 2.92E+00 | 7.56E-01 | 1.02E-04 | 8.09E+02 | 9.11E+02 | Ecopact | 20 MPa in-situ, no reinforcement - Holcim | 20 MPa in-situ, with reinforcement - Holcim | Concrete, 20 MPa, in-situ, no reinforcement, (QE201EEZY) (Ecopact) (Holcim) (QLD), Gold Coast | https://epd-australasia.com/wp-content/uploads/2023/05/SP05496-Holcim-EPD-ViroDecs%E2%84%A2-QLD-GoldCoast-ECOPact_Apr23.pdf
20 | QE201EL21 | 168 | 168 | 0.12 | 8.32E-04 | 4.55E-06 | 9.27E-01 | 6.55E-01 | 2.03E-03 | 2.56E-01 | 2.86E+00 | 7.43E-01 | 9.97E-05 | 7.85E+02 | 8.98E+02 | Ecopact | 20 MPa in-situ, no reinforcement - Holcim | 20 MPa in-situ, with reinforcement - Holcim | Concrete, 20 MPa, in-situ, no reinforcement, (QE201EL21) (Ecopact) (Holcim) (QLD), Gold Coast | https://epd-australasia.com/wp-content/uploads/2023/05/SP05496-Holcim-EPD-ViroDecs%E2%84%A2-QLD-GoldCoast-ECOPact_Apr23.pdf
20 | QE203EBMX | 208 | 208 | 0.16 | 1.47E-03 | 5.44E-06 | 1.14E+00 | 1.48E+00 | 3.35E-03 | 3.07E-01 | 3.48E+00 | 8.95E-01 | 1.13E-04 | 9.71E+02 | 1.08E+03 | Ecopact | 20 MPa in-situ, no reinforcement - Holcim | 20 MPa in-situ, with reinforcement - Holcim | Concrete, 20 MPa, in-situ, no reinforcement, (QE203EBMX) (Ecopact) (Holcim) (QLD), Gold Coast | https://epd-australasia.com/wp-content/uploads/2023/05/SP05496-Holcim-EPD-ViroDecs%E2%84%A2-QLD-GoldCoast-ECOPact_Apr23.pdf
20 | QE207EBMX | 187 | 187 | 0.14 | 1.34E-03 | 5.01E-06 | 1.01E+00 | 1.34E+00 | 3.07E-03 | 2.75E-01 | 3.12E+00 | 8.01E-01 | 1.07E-04 | 8.73E+02 | 9.68E+02 | Ecopact | 20 MPa in-situ, no reinforcement - Holcim | 20 MPa in-situ, with reinforcement - Holcim | Concrete, 20 MPa, in-situ, no reinforcement, (QE207EBMX) (Ecopact) (Holcim) (QLD), Gold Coast | https://epd-australasia.com/wp-content/uploads/2023/05/SP05496-Holcim-EPD-ViroDecs%E2%84%A2-QLD-GoldCoast-ECOPact_Apr23.pdf
25 | QE252E | 160 | 160 | 0.11 | 7.92E-04 | 4.46E-06 | 8.88E-01 | 6.18E-01 | 1.96E-03 | 2.46E-01 | 2.75E+00 | 7.15E-01 | 9.78E-05 | 7.55E+02 | 8.61E+02 | Ecopact | 25 MPa in-situ, no reinforcement - Holcim | 25 MPa in-situ, with reinforcement - Holcim | Concrete, 25 MPa, in-situ, no reinforcement, (QE252E) (Ecopact) (Holcim) (QLD), Gold Coast | https://epd-australasia.com/wp-content/uploads/2023/05/SP05496-Holcim-EPD-ViroDecs%E2%84%A2-QLD-GoldCoast-ECOPact_Apr23.pdf
25 | QE252E100 | 173 | 173 | 0.12 | 8.61E-04 | 4.73E-06 | 9.58E-01 | 6.79E-01 | 2.06E-03 | 2.64E-01 | 2.95E+00 | 7.66E-01 | 1.04E-04 | 8.14E+02 | 9.32E+02 | Ecopact | 25 MPa in-situ, no reinforcement - Holcim | 25 MPa in-situ, with reinforcement - Holcim | Concrete, 25 MPa, in-situ, no reinforcement, (QE252E100) (Ecopact) (Holcim) (QLD), Gold Coast | https://epd-australasia.com/wp-content/uploads/2023/05/SP05496-Holcim-EPD-ViroDecs%E2%84%A2-QLD-GoldCoast-ECOPact_Apr23.pdf
25 | QE252EEZY | 179 | 179 | 0.13 | 9.24E-04 | 4.95E-06 | 9.94E-01 | 7.03E-01 | 2.47E-03 | 2.71E-01 | 3.05E+00 | 7.90E-01 | 1.06E-04 | 8.47E+02 | 9.60E+02 | Ecopact | 25 MPa in-situ, no reinforcement - Holcim | 25 MPa in-situ, with reinforcement - Holcim | Concrete, 25 MPa, in-situ, no reinforcement, (QE252EEZY) (Ecopact) (Holcim) (QLD), Gold Coast | https://epd-australasia.com/wp-content/uploads/2023/05/SP05496-Holcim-EPD-ViroDecs%E2%84%A2-QLD-GoldCoast-ECOPact_Apr23.pdf
25 | QE251E | 167 | 167 | 0.12 | 8.26E-04 | 4.56E-06 | 9.21E-01 | 6.48E-01 | 2.03E-03 | 2.54E-01 | 2.84E+00 | 7.39E-01 | 9.98E-05 | 7.82E+02 | 8.94E+02 | Ecopact | 25 MPa in-situ, no reinforcement - Holcim | 25 MPa in-situ, with reinforcement - Holcim | Concrete, 25 MPa, in-situ, no reinforcement, (QE251E) (Ecopact) (Holcim) (QLD), Gold Coast | https://epd-australasia.com/wp-content/uploads/2023/05/SP05496-Holcim-EPD-ViroDecs%E2%84%A2-QLD-GoldCoast-ECOPact_Apr23.pdf
25 | QE251E100 | 167 | 167 | 0.13 | 8.55E-04 | 4.15E-06 | 9.00E-01 | 6.91E-01 | 1.95E-03 | 2.41E-01 | 2.70E+00 | 7.01E-01 | 9.10E-05 | 7.74E+02 | 9.03E+02 | Ecopact | 25 MPa in-situ, no reinforcement - Holcim | 25 MPa in-situ, with reinforcement - Holcim | Concrete, 25 MPa, in-situ, no reinforcement, (QE251E100) (Ecopact) (Holcim) (QLD), Gold Coast | https://epd-australasia.com/wp-content/uploads/2023/05/SP05496-Holcim-EPD-ViroDecs%E2%84%A2-QLD-GoldCoast-ECOPact_Apr23.pdf
25 | QE251EEZY | 185 | 184 | 0.14 | 1.11E-03 | 5.03E-06 | 1.02E+00 | 1.01E+00 | 2.54E-03 | 2.78E-01 | 3.13E+00 | 8.10E-01 | 1.08E-04 | 8.73E+02 | 9.85E+02 | Ecopact | 25 MPa in-situ, no reinforcement - Holcim | 25 MPa in-situ, with reinforcement - Holcim | Concrete, 25 MPa, in-situ, no reinforcement, (QE251EEZY) (Ecopact) (Holcim) (QLD), Gold Coast | https://epd-australasia.com/wp-content/uploads/2023/05/SP05496-Holcim-EPD-ViroDecs%E2%84%A2-QLD-GoldCoast-ECOPact_Apr23.pdf
25 | QE251EL21 | 184 | 184 | 0.13 | 9.14E-04 | 4.90E-06 | 1.01E+00 | 7.26E-01 | 2.16E-03 | 2.78E-01 | 3.10E+00 | 8.07E-01 | 1.07E-04 | 8.57E+02 | 9.82E+02 | Ecopact | 25 MPa in-situ, no reinforcement - Holcim | 25 MPa in-situ, with reinforcement - Holcim | Concrete, 25 MPa, in-situ, no reinforcement, (QE251EL21) (Ecopact) (Holcim) (QLD), Gold Coast | https://epd-australasia.com/wp-content/uploads/2023/05/SP05496-Holcim-EPD-ViroDecs%E2%84%A2-QLD-GoldCoast-ECOPact_Apr23.pdf
25 | QE253EBMX | 222 | 222 | 0.17 | 1.57E-03 | 5.71E-06 | 1.21E+00 | 1.58E+00 | 3.56E-03 | 3.25E-01 | 3.68E+00 | 9.46E-01 | 1.19E-04 | 1.03E+03 | 1.15E+03 | Ecopact | 25 MPa in-situ, no reinforcement - Holcim | 25 MPa in-situ, with reinforcement - Holcim | Concrete, 25 MPa, in-situ, no reinforcement, (QE253EBMX) (Ecopact) (Holcim) (QLD), Gold Coast | https://epd-australasia.com/wp-content/uploads/2023/05/SP05496-Holcim-EPD-ViroDecs%E2%84%A2-QLD-GoldCoast-ECOPact_Apr23.pdf
25 | QE257EBMX | 204 | 204 | 0.16 | 1.47E-03 | 5.40E-06 | 1.11E+00 | 1.47E+00 | 3.34E-03 | 2.98E-01 | 3.38E+00 | 8.70E-01 | 1.14E-04 | 9.56E+02 | 1.06E+03 | Ecopact | 25 MPa in-situ, no reinforcement - Holcim | 25 MPa in-situ, with reinforcement - Holcim | Concrete, 25 MPa, in-situ, no reinforcement, (QE257EBMX) (Ecopact) (Holcim) (QLD), Gold Coast | https://epd-australasia.com/wp-content/uploads/2023/05/SP05496-Holcim-EPD-ViroDecs%E2%84%A2-QLD-GoldCoast-ECOPact_Apr23.pdf
25 | QE252L700 | 223 | 223 | 0.14 | 8.27E-04 | 3.91E-06 | 9.09E-01 | 6.58E-01 | 2.36E-03 | 2.91E-01 | 3.26E+00 | 8.29E-01 | 1.13E-04 | 7.49E+02 | 9.35E+02 | Ecopact | 25 MPa in-situ, no reinforcement - Holcim | 25 MPa in-situ, with reinforcement - Holcim | Concrete, 25 MPa, in-situ, no reinforcement, (QE252L700) (Ecopact) (Holcim) (QLD), Gold Coast | https://epd-australasia.com/wp-content/uploads/2023/05/SP05496-Holcim-EPD-ViroDecs%E2%84%A2-QLD-GoldCoast-ECOPact_Apr23.pdf
32 | QE322E | 191 | 191 | 0.14 | 9.55E-04 | 5.08E-06 | 1.05E+00 | 7.58E-01 | 2.25E-03 | 2.87E-01 | 3.21E+00 | 8.33E-01 | 1.11E-04 | 8.92E+02 | 1.02E+03 | Ecopact | 32 MPa in-situ, no reinforcement - Holcim | 32 MPa in-situ, with reinforcement - Holcim | Concrete, 32 MPa, in-situ, no reinforcement, (QE322E) (Ecopact) (Holcim) (QLD), Gold Coast | https://epd-australasia.com/wp-content/uploads/2023/05/SP05496-Holcim-EPD-ViroDecs%E2%84%A2-QLD-GoldCoast-ECOPact_Apr23.pdf
32 | QE322E100 | 190 | 190 | 0.14 | 9.54E-04 | 5.06E-06 | 1.04E+00 | 7.58E-01 | 2.25E-03 | 2.86E-01 | 3.20E+00 | 8.30E-01 | 1.11E-04 | 8.90E+02 | 1.02E+03 | Ecopact | 32 MPa in-situ, no reinforcement - Holcim | 32 MPa in-situ, with reinforcement - Holcim | Concrete, 32 MPa, in-situ, no reinforcement, (QE322E100) (Ecopact) (Holcim) (QLD), Gold Coast | https://epd-australasia.com/wp-content/uploads/2023/05/SP05496-Holcim-EPD-ViroDecs%E2%84%A2-QLD-GoldCoast-ECOPact_Apr23.pdf
32 | QE322EEZY | 197 | 197 | 0.14 | 1.02E-03 | 5.30E-06 | 1.08E+00 | 7.82E-01 | 2.71E-03 | 2.94E-01 | 3.31E+00 | 8.57E-01 | 1.14E-04 | 9.25E+02 | 1.05E+03 | Ecopact | 32 MPa in-situ, no reinforcement - Holcim | 32 MPa in-situ, with reinforcement - Holcim | Concrete, 32 MPa, in-situ, no reinforcement, (QE322EEZY) (Ecopact) (Holcim) (QLD), Gold Coast | https://epd-australasia.com/wp-content/uploads/2023/05/SP05496-Holcim-EPD-ViroDecs%E2%84%A2-QLD-GoldCoast-ECOPact_Apr23.pdf
32 | QE321E | 199 | 198 | 0.15 | 9.90E-04 | 5.20E-06 | 1.08E+00 | 7.89E-01 | 2.33E-03 | 2.97E-01 | 3.32E+00 | 8.62E-01 | 1.14E-04 | 9.22E+02 | 1.06E+03 | Ecopact | 32 MPa in-situ, no reinforcement - Holcim | 32 MPa in-situ, with reinforcement - Holcim | Concrete, 32 MPa, in-situ, no reinforcement, (QE321E) (Ecopact) (Holcim) (QLD), Gold Coast | https://epd-australasia.com/wp-content/uploads/2023/05/SP05496-Holcim-EPD-ViroDecs%E2%84%A2-QLD-GoldCoast-ECOPact_Apr23.pdf
32 | QE321E100 | 203 | 203 | 0.15 | 1.02E-03 | 5.30E-06 | 1.11E+00 | 8.12E-01 | 2.38E-03 | 3.03E-01 | 3.38E+00 | 8.79E-01 | 1.16E-04 | 9.44E+02 | 1.09E+03 | Ecopact | 32 MPa in-situ, no reinforcement - Holcim | 32 MPa in-situ, with reinforcement - Holcim | Concrete, 32 MPa, in-situ, no reinforcement, (QE321E100) (Ecopact) (Holcim) (QLD), Gold Coast | https://epd-australasia.com/wp-content/uploads/2023/05/SP05496-Holcim-EPD-ViroDecs%E2%84%A2-QLD-GoldCoast-ECOPact_Apr23.pdf
32 | QE321EEZY | 202 | 202 | 0.15 | 1.22E-03 | 5.39E-06 | 1.11E+00 | 1.13E+00 | 2.77E-03 | 3.01E-01 | 3.38E+00 | 8.75E-01 | 1.15E-04 | 9.51E+02 | 1.08E+03 | Ecopact | 32 MPa in-situ, no reinforcement - Holcim | 32 MPa in-situ, with reinforcement - Holcim | Concrete, 32 MPa, in-situ, no reinforcement, (QE321EEZY) (Ecopact) (Holcim) (QLD), Gold Coast | https://epd-australasia.com/wp-content/uploads/2023/05/SP05496-Holcim-EPD-ViroDecs%E2%84%A2-QLD-GoldCoast-ECOPact_Apr23.pdf
32 | QE321EL21 | 209 | 209 | 0.16 | 1.05E-03 | 5.39E-06 | 1.14E+00 | 8.40E-01 | 2.44E-03 | 3.11E-01 | 3.47E+00 | 9.02E-01 | 1.18E-04 | 9.68E+02 | 1.11E+03 | Ecopact | 32 MPa in-situ, no reinforcement - Holcim | 32 MPa in-situ, with reinforcement - Holcim | Concrete, 32 MPa, in-situ, no reinforcement, (QE321EL21) (Ecopact) (Holcim) (QLD), Gold Coast | https://epd-australasia.com/wp-content/uploads/2023/05/SP05496-Holcim-EPD-ViroDecs%E2%84%A2-QLD-GoldCoast-ECOPact_Apr23.pdf
32 | QE323EBMX | 248 | 248 | 0.20 | 1.77E-03 | 6.28E-06 | 1.35E+00 | 1.80E+00 | 4.00E-03 | 3.59E-01 | 4.08E+00 | 1.05E+00 | 1.30E-04 | 1.15E+03 | 1.28E+03 | Ecopact | 32 MPa in-situ, no reinforcement - Holcim | 32 MPa in-situ, with reinforcement - Holcim | Concrete, 32 MPa, in-situ, no reinforcement, (QE323EBMX) (Ecopact) (Holcim) (QLD), Gold Coast | https://epd-australasia.com/wp-content/uploads/2023/05/SP05496-Holcim-EPD-ViroDecs%E2%84%A2-QLD-GoldCoast-ECOPact_Apr23.pdf
32 | QE327EBMX | 230 | 230 | 0.18 | 1.65E-03 | 6.00E-06 | 1.25E+00 | 1.67E+00 | 3.76E-03 | 3.34E-01 | 3.79E+00 | 9.74E-01 | 1.25E-04 | 1.08E+03 | 1.21E+03 | Ecopact | 32 MPa in-situ, no reinforcement - Holcim | 32 MPa in-situ, with reinforcement - Holcim | Concrete, 32 MPa, in-situ, no reinforcement, (QE327EBMX) (Ecopact) (Holcim) (QLD), Gold Coast | https://epd-australasia.com/wp-content/uploads/2023/05/SP05496-Holcim-EPD-ViroDecs%E2%84%A2-QLD-GoldCoast-ECOPact_Apr23.pdf
32 | QE322LPN2 | 259 | 259 | 0.16 | 1.01E-03 | 4.48E-06 | 1.05E+00 | 7.68E-01 | 3.25E-03 | 3.31E-01 | 3.75E+00 | 9.45E-01 | 1.26E-04 | 8.68E+02 | 1.07E+03 | Ecopact | 32 MPa in-situ, no reinforcement - Holcim | 32 MPa in-situ, with reinforcement - Holcim | Concrete, 32 MPa, in-situ, no reinforcement, (QE322LPN2) (Ecopact) (Holcim) (QLD), Gold Coast | https://epd-australasia.com/wp-content/uploads/2023/05/SP05496-Holcim-EPD-ViroDecs%E2%84%A2-QLD-GoldCoast-ECOPact_Apr23.pdf
32 | QE322L652 | 261 | 261 | 0.16 | 1.02E-03 | 4.50E-06 | 1.05E+00 | 7.75E-01 | 3.28E-03 | 3.34E-01 | 3.77E+00 | 9.51E-01 | 1.27E-04 | 8.74E+02 | 1.08E+03 | Ecopact | 32 MPa in-situ, no reinforcement - Holcim | 32 MPa in-situ, with reinforcement - Holcim | Concrete, 32 MPa, in-situ, no reinforcement, (QE322L652) (Ecopact) (Holcim) (QLD), Gold Coast | https://epd-australasia.com/wp-content/uploads/2023/05/SP05496-Holcim-EPD-ViroDecs%E2%84%A2-QLD-GoldCoast-ECOPact_Apr23.pdf
32 | QE322LOX | 248 | 248 | 0.15 | 9.49E-04 | 4.23E-06 | 1.00E+00 | 7.64E-01 | 2.56E-03 | 3.19E-01 | 3.58E+00 | 9.08E-01 | 1.23E-04 | 8.28E+02 | 1.03E+03 | Ecopact | 32 MPa in-situ, no reinforcement - Holcim | 32 MPa in-situ, with reinforcement - Holcim | Concrete, 32 MPa, in-situ, no reinforcement, (QE322LOX) (Ecopact) (Holcim) (QLD), Gold Coast | https://epd-australasia.com/wp-content/uploads/2023/05/SP05496-Holcim-EPD-ViroDecs%E2%84%A2-QLD-GoldCoast-ECOPact_Apr23.pdf
32 | QE327ETOP | 230 | 230 | 0.17 | 1.15E-03 | 5.62E-06 | 1.19E+00 | 8.72E-01 | 3.29E-03 | 3.30E-01 | 3.72E+00 | 9.56E-01 | 1.24E-04 | 1.01E+03 | 1.16E+03 | Ecopact | 32 MPa in-situ, no reinforcement - Holcim | 32 MPa in-situ, with reinforcement - Holcim | Concrete, 32 MPa, in-situ, no reinforcement, (QE327ETOP) (Ecopact) (Holcim) (QLD), Gold Coast | https://epd-australasia.com/wp-content/uploads/2023/05/SP05496-Holcim-EPD-ViroDecs%E2%84%A2-QLD-GoldCoast-ECOPact_Apr23.pdf
32 | QE327LSPR | 259 | 258 | 0.64 | 1.12E-03 | 4.49E-06 | 1.04E+00 | 8.50E-01 | 3.37E-03 | 3.28E-01 | 3.72E+00 | 9.43E-01 | 1.26E-04 | 8.74E+02 | 1.06E+03 | Ecopact | 32 MPa in-situ, no reinforcement - Holcim | 32 MPa in-situ, with reinforcement - Holcim | Concrete, 32 MPa, in-situ, no reinforcement, (QE327LSPR) (Ecopact) (Holcim) (QLD), Gold Coast | https://epd-australasia.com/wp-content/uploads/2023/05/SP05496-Holcim-EPD-ViroDecs%E2%84%A2-QLD-GoldCoast-ECOPact_Apr23.pdf
40 | QE402E | 228 | 228 | 0.17 | 1.15E-03 | 5.74E-06 | 1.23E+00 | 9.27E-01 | 2.65E-03 | 3.33E-01 | 3.73E+00 | 9.67E-01 | 1.26E-04 | 1.05E+03 | 1.22E+03 | Ecopact | 40 MPa in-situ, no reinforcement - Holcim | 40 MPa in-situ, with reinforcement - Holcim | Concrete, 40 MPa, in-situ, no reinforcement, (QE402E) (Ecopact) (Holcim) (QLD), Gold Coast | https://epd-australasia.com/wp-content/uploads/2023/05/SP05496-Holcim-EPD-ViroDecs%E2%84%A2-QLD-GoldCoast-ECOPact_Apr23.pdf
40 | QE402E100 | 234 | 234 | 0.18 | 1.18E-03 | 5.91E-06 | 1.27E+00 | 9.52E-01 | 2.72E-03 | 3.43E-01 | 3.84E+00 | 9.96E-01 | 1.29E-04 | 1.08E+03 | 1.25E+03 | Ecopact | 40 MPa in-situ, no reinforcement - Holcim | 40 MPa in-situ, with reinforcement - Holcim | Concrete, 40 MPa, in-situ, no reinforcement, (QE402E100) (Ecopact) (Holcim) (QLD), Gold Coast | https://epd-australasia.com/wp-content/uploads/2023/05/SP05496-Holcim-EPD-ViroDecs%E2%84%A2-QLD-GoldCoast-ECOPact_Apr23.pdf
40 | QE402EEZY | 235 | 235 | 0.18 | 1.23E-03 | 6.07E-06 | 1.28E+00 | 9.52E-01 | 3.21E-03 | 3.44E-01 | 3.87E+00 | 1.00E+00 | 1.30E-04 | 1.09E+03 | 1.25E+03 | Ecopact | 40 MPa in-situ, no reinforcement - Holcim | 40 MPa in-situ, with reinforcement - Holcim | Concrete, 40 MPa, in-situ, no reinforcement, (QE402EEZY) (Ecopact) (Holcim) (QLD), Gold Coast | https://epd-australasia.com/wp-content/uploads/2023/05/SP05496-Holcim-EPD-ViroDecs%E2%84%A2-QLD-GoldCoast-ECOPact_Apr23.pdf
40 | QE401E | 220 | 220 | 0.18 | 1.13E-03 | 4.76E-06 | 1.15E+00 | 9.41E-01 | 2.44E-03 | 3.03E-01 | 3.40E+00 | 8.79E-01 | 1.04E-04 | 9.77E+02 | 1.15E+03 | Ecopact | 40 MPa in-situ, no reinforcement - Holcim | 40 MPa in-situ, with reinforcement - Holcim | Concrete, 40 MPa, in-situ, no reinforcement, (QE401E) (Ecopact) (Holcim) (QLD), Gold Coast | https://epd-australasia.com/wp-content/uploads/2023/05/SP05496-Holcim-EPD-ViroDecs%E2%84%A2-QLD-GoldCoast-ECOPact_Apr23.pdf
40 | QE401E100 | 240 | 240 | 0.18 | 1.21E-03 | 6.02E-06 | 1.30E+00 | 9.80E-01 | 2.78E-03 | 3.51E-01 | 3.92E+00 | 1.02E+00 | 1.32E-04 | 1.11E+03 | 1.28E+03 | Ecopact | 40 MPa in-situ, no reinforcement - Holcim | 40 MPa in-situ, with reinforcement - Holcim | Concrete, 40 MPa, in-situ, no reinforcement, (QE401E100) (Ecopact) (Holcim) (QLD), Gold Coast | https://epd-australasia.com/wp-content/uploads/2023/05/SP05496-Holcim-EPD-ViroDecs%E2%84%A2-QLD-GoldCoast-ECOPact_Apr23.pdf
40 | QE401EEZY | 241 | 241 | 0.19 | 1.47E-03 | 6.17E-06 | 1.31E+00 | 1.37E+00 | 3.28E-03 | 3.51E-01 | 3.96E+00 | 1.02E+00 | 1.32E-04 | 1.13E+03 | 1.28E+03 | Ecopact | 40 MPa in-situ, no reinforcement - Holcim | 40 MPa in-situ, with reinforcement - Holcim | Concrete, 40 MPa, in-situ, no reinforcement, (QE401EEZY) (Ecopact) (Holcim) (QLD), Gold Coast | https://epd-australasia.com/wp-content/uploads/2023/05/SP05496-Holcim-EPD-ViroDecs%E2%84%A2-QLD-GoldCoast-ECOPact_Apr23.pdf
40 | QE401E200 | 242 | 242 | 0.18 | 1.34E-03 | 6.39E-06 | 1.32E+00 | 9.80E-01 | 3.99E-03 | 3.52E-01 | 4.00E+00 | 1.03E+00 | 1.32E-04 | 1.14E+03 | 1.28E+03 | Ecopact | 40 MPa in-situ, no reinforcement - Holcim | 40 MPa in-situ, with reinforcement - Holcim | Concrete, 40 MPa, in-situ, no reinforcement, (QE401E200) (Ecopact) (Holcim) (QLD), Gold Coast | https://epd-australasia.com/wp-content/uploads/2023/05/SP05496-Holcim-EPD-ViroDecs%E2%84%A2-QLD-GoldCoast-ECOPact_Apr23.pdf
40 | QE401EL21 | 250 | 250 | 0.19 | 1.38E-03 | 6.50E-06 | 1.36E+00 | 1.01E+00 | 4.10E-03 | 3.61E-01 | 4.10E+00 | 1.05E+00 | 1.35E-04 | 1.17E+03 | 1.32E+03 | Ecopact | 40 MPa in-situ, no reinforcement - Holcim | 40 MPa in-situ, with reinforcement - Holcim | Concrete, 40 MPa, in-situ, no reinforcement, (QE401EL21) (Ecopact) (Holcim) (QLD), Gold Coast | https://epd-australasia.com/wp-content/uploads/2023/05/SP05496-Holcim-EPD-ViroDecs%E2%84%A2-QLD-GoldCoast-ECOPact_Apr23.pdf
40 | QE407EBMX | 258 | 258 | 0.20 | 1.86E-03 | 6.66E-06 | 1.40E+00 | 1.88E+00 | 4.22E-03 | 3.72E-01 | 4.22E+00 | 1.09E+00 | 1.38E-04 | 1.21E+03 | 1.36E+03 | Ecopact | 40 MPa in-situ, no reinforcement - Holcim | 40 MPa in-situ, with reinforcement - Holcim | Concrete, 40 MPa, in-situ, no reinforcement, (QE407EBMX) (Ecopact) (Holcim) (QLD), Gold Coast | https://epd-australasia.com/wp-content/uploads/2023/05/SP05496-Holcim-EPD-ViroDecs%E2%84%A2-QLD-GoldCoast-ECOPact_Apr23.pdf
40 | QE401EDUF | 259 | 259 | 0.20 | 2.32E-03 | 5.98E-06 | 1.27E+00 | 2.68E+00 | 4.75E-03 | 3.52E-01 | 4.04E+00 | 1.02E+00 | 1.35E-04 | 1.11E+03 | 1.23E+03 | Ecopact | 40 MPa in-situ, no reinforcement - Holcim | 40 MPa in-situ, with reinforcement - Holcim | Concrete, 40 MPa, in-situ, no reinforcement, (QE401EDUF) (Ecopact) (Holcim) (QLD), Gold Coast | https://epd-australasia.com/wp-content/uploads/2023/05/SP05496-Holcim-EPD-ViroDecs%E2%84%A2-QLD-GoldCoast-ECOPact_Apr23.pdf
40 | QE402PT1 | 312 | 312 | 0.22 | 1.43E-03 | 4.85E-06 | 1.22E+00 | 9.69E-01 | 3.14E-03 | 3.90E-01 | 4.37E+00 | 1.11E+00 | 1.45E-04 | 1.04E+03 | 1.28E+03 | Ecopact | 40 MPa in-situ, no reinforcement - Holcim | 40 MPa in-situ, with reinforcement - Holcim | Concrete, 40 MPa, in-situ, no reinforcement, (QE402PT1) (Ecopact) (Holcim) (QLD), Gold Coast | https://epd-australasia.com/wp-content/uploads/2023/05/SP05496-Holcim-EPD-ViroDecs%E2%84%A2-QLD-GoldCoast-ECOPact_Apr23.pdf
40 | QE402PT2 | 305 | 305 | 0.23 | 1.46E-03 | 5.48E-06 | 1.33E+00 | 9.92E-01 | 3.18E-03 | 3.99E-01 | 4.48E+00 | 1.14E+00 | 1.47E-04 | 1.13E+03 | 1.36E+03 | Ecopact | 40 MPa in-situ, no reinforcement - Holcim | 40 MPa in-situ, with reinforcement - Holcim | Concrete, 40 MPa, in-situ, no reinforcement, (QE402PT2) (Ecopact) (Holcim) (QLD), Gold Coast | https://epd-australasia.com/wp-content/uploads/2023/05/SP05496-Holcim-EPD-ViroDecs%E2%84%A2-QLD-GoldCoast-ECOPact_Apr23.pdf
40 | QE402PT3 | 312 | 312 | 0.20 | 1.22E-03 | 5.07E-06 | 1.24E+00 | 9.38E-01 | 3.89E-03 | 3.90E-01 | 4.42E+00 | 1.11E+00 | 1.46E-04 | 1.03E+03 | 1.28E+03 | Ecopact | 40 MPa in-situ, no reinforcement - Holcim | 40 MPa in-situ, with reinforcement - Holcim | Concrete, 40 MPa, in-situ, no reinforcement, (QE402PT3) (Ecopact) (Holcim) (QLD), Gold Coast | https://epd-australasia.com/wp-content/uploads/2023/05/SP05496-Holcim-EPD-ViroDecs%E2%84%A2-QLD-GoldCoast-ECOPact_Apr23.pdf
40 | QE4022A31 | 311 | 311 | 0.20 | 1.22E-03 | 5.06E-06 | 1.23E+00 | 9.37E-01 | 3.88E-03 | 3.89E-01 | 4.40E+00 | 1.11E+00 | 1.45E-04 | 1.02E+03 | 1.28E+03 | Ecopact | 40 MPa in-situ, no reinforcement - Holcim | 40 MPa in-situ, with reinforcement - Holcim | Concrete, 40 MPa, in-situ, no reinforcement, (QE4022A31) (Ecopact) (Holcim) (QLD), Gold Coast | https://epd-australasia.com/wp-content/uploads/2023/05/SP05496-Holcim-EPD-ViroDecs%E2%84%A2-QLD-GoldCoast-ECOPact_Apr23.pdf
40 | QE4022A32 | 312 | 312 | 0.20 | 1.22E-03 | 5.06E-06 | 1.24E+00 | 9.38E-01 | 3.89E-03 | 3.90E-01 | 4.41E+00 | 1.11E+00 | 1.46E-04 | 1.03E+03 | 1.28E+03 | Ecopact | 40 MPa in-situ, no reinforcement - Holcim | 40 MPa in-situ, with reinforcement - Holcim | Concrete, 40 MPa, in-situ, no reinforcement, (QE4022A32) (Ecopact) (Holcim) (QLD), Gold Coast | https://epd-australasia.com/wp-content/uploads/2023/05/SP05496-Holcim-EPD-ViroDecs%E2%84%A2-QLD-GoldCoast-ECOPact_Apr23.pdf
40 | QE4022A41 | 311 | 311 | 0.20 | 1.22E-03 | 5.06E-06 | 1.23E+00 | 9.37E-01 | 3.88E-03 | 3.89E-01 | 4.40E+00 | 1.11E+00 | 1.45E-04 | 1.02E+03 | 1.28E+03 | Ecopact | 40 MPa in-situ, no reinforcement - Holcim | 40 MPa in-situ, with reinforcement - Holcim | Concrete, 40 MPa, in-situ, no reinforcement, (QE4022A41) (Ecopact) (Holcim) (QLD), Gold Coast | https://epd-australasia.com/wp-content/uploads/2023/05/SP05496-Holcim-EPD-ViroDecs%E2%84%A2-QLD-GoldCoast-ECOPact_Apr23.pdf
40 | QE4022A42 | 312 | 312 | 0.20 | 1.22E-03 | 5.06E-06 | 1.24E+00 | 9.38E-01 | 3.89E-03 | 3.90E-01 | 4.41E+00 | 1.11E+00 | 1.46E-04 | 1.03E+03 | 1.28E+03 | Ecopact | 40 MPa in-situ, no reinforcement - Holcim | 40 MPa in-situ, with reinforcement - Holcim | Concrete, 40 MPa, in-situ, no reinforcement, (QE4022A42) (Ecopact) (Holcim) (QLD), Gold Coast | https://epd-australasia.com/wp-content/uploads/2023/05/SP05496-Holcim-EPD-ViroDecs%E2%84%A2-QLD-GoldCoast-ECOPact_Apr23.pdf
40 | QE4022A51 | 311 | 311 | 0.20 | 1.22E-03 | 5.05E-06 | 1.23E+00 | 9.37E-01 | 3.88E-03 | 3.89E-01 | 4.40E+00 | 1.11E+00 | 1.45E-04 | 1.02E+03 | 1.28E+03 | Ecopact | 40 MPa in-situ, no reinforcement - Holcim | 40 MPa in-situ, with reinforcement - Holcim | Concrete, 40 MPa, in-situ, no reinforcement, (QE4022A51) (Ecopact) (Holcim) (QLD), Gold Coast | https://epd-australasia.com/wp-content/uploads/2023/05/SP05496-Holcim-EPD-ViroDecs%E2%84%A2-QLD-GoldCoast-ECOPact_Apr23.pdf
40 | QE4022A52 | 312 | 312 | 0.20 | 1.22E-03 | 5.06E-06 | 1.24E+00 | 9.38E-01 | 3.89E-03 | 3.90E-01 | 4.41E+00 | 1.11E+00 | 1.46E-04 | 1.03E+03 | 1.28E+03 | Ecopact | 40 MPa in-situ, no reinforcement - Holcim | 40 MPa in-situ, with reinforcement - Holcim | Concrete, 40 MPa, in-situ, no reinforcement, (QE4022A52) (Ecopact) (Holcim) (QLD), Gold Coast | https://epd-australasia.com/wp-content/uploads/2023/05/SP05496-Holcim-EPD-ViroDecs%E2%84%A2-QLD-GoldCoast-ECOPact_Apr23.pdf
40 | QE4022A53 | 312 | 312 | 0.20 | 1.22E-03 | 5.07E-06 | 1.24E+00 | 9.38E-01 | 3.89E-03 | 3.90E-01 | 4.42E+00 | 1.11E+00 | 1.46E-04 | 1.03E+03 | 1.28E+03 | Ecopact | 40 MPa in-situ, no reinforcement - Holcim | 40 MPa in-situ, with reinforcement - Holcim | Concrete, 40 MPa, in-situ, no reinforcement, (QE4022A53) (Ecopact) (Holcim) (QLD), Gold Coast | https://epd-australasia.com/wp-content/uploads/2023/05/SP05496-Holcim-EPD-ViroDecs%E2%84%A2-QLD-GoldCoast-ECOPact_Apr23.pdf
40 | QE402LPN2 | 308 | 308 | 0.19 | 1.21E-03 | 5.02E-06 | 1.22E+00 | 9.24E-01 | 3.84E-03 | 3.86E-01 | 4.37E+00 | 1.10E+00 | 1.44E-04 | 1.01E+03 | 1.26E+03 | Ecopact | 40 MPa in-situ, no reinforcement - Holcim | 40 MPa in-situ, with reinforcement - Holcim | Concrete, 40 MPa, in-situ, no reinforcement, (QE402LPN2) (Ecopact) (Holcim) (QLD), Gold Coast | https://epd-australasia.com/wp-content/uploads/2023/05/SP05496-Holcim-EPD-ViroDecs%E2%84%A2-QLD-GoldCoast-ECOPact_Apr23.pdf
40 | QE402L652 | 312 | 312 | 0.20 | 1.22E-03 | 5.06E-06 | 1.24E+00 | 9.38E-01 | 3.89E-03 | 3.90E-01 | 4.41E+00 | 1.11E+00 | 1.46E-04 | 1.03E+03 | 1.28E+03 | Ecopact | 40 MPa in-situ, no reinforcement - Holcim | 40 MPa in-situ, with reinforcement - Holcim | Concrete, 40 MPa, in-situ, no reinforcement, (QE402L652) (Ecopact) (Holcim) (QLD), Gold Coast | https://epd-australasia.com/wp-content/uploads/2023/05/SP05496-Holcim-EPD-ViroDecs%E2%84%A2-QLD-GoldCoast-ECOPact_Apr23.pdf
40 | QE401LMO1 | 311 | 311 | 0.20 | 1.22E-03 | 5.06E-06 | 1.23E+00 | 9.37E-01 | 3.88E-03 | 3.89E-01 | 4.40E+00 | 1.11E+00 | 1.45E-04 | 1.02E+03 | 1.28E+03 | Ecopact | 40 MPa in-situ, no reinforcement - Holcim | 40 MPa in-situ, with reinforcement - Holcim | Concrete, 40 MPa, in-situ, no reinforcement, (QE401LMO1) (Ecopact) (Holcim) (QLD), Gold Coast | https://epd-australasia.com/wp-content/uploads/2023/05/SP05496-Holcim-EPD-ViroDecs%E2%84%A2-QLD-GoldCoast-ECOPact_Apr23.pdf
40 | QE407LSPR | 296 | 295 | 0.67 | 1.26E-03 | 4.91E-06 | 1.18E+00 | 9.69E-01 | 3.81E-03 | 3.69E-01 | 4.18E+00 | 1.06E+00 | 1.39E-04 | 9.84E+02 | 1.21E+03 | Ecopact | 40 MPa in-situ, no reinforcement - Holcim | 40 MPa in-situ, with reinforcement - Holcim | Concrete, 40 MPa, in-situ, no reinforcement, (QE407LSPR) (Ecopact) (Holcim) (QLD), Gold Coast | https://epd-australasia.com/wp-content/uploads/2023/05/SP05496-Holcim-EPD-ViroDecs%E2%84%A2-QLD-GoldCoast-ECOPact_Apr23.pdf
50 | QE502E | 290 | 289 | 0.22 | 1.38E-03 | 7.25E-06 | 1.56E+00 | 8.57E-01 | 4.21E-03 | 4.14E-01 | 4.68E+00 | 1.21E+00 | 1.53E-04 | 1.34E+03 | 1.54E+03 | Ecopact | 50 MPa in-situ, no reinforcement - Holcim | 50 MPa in-situ, with reinforcement - Holcim | Concrete, 50 MPa, in-situ, no reinforcement, (QE502E) (Ecopact) (Holcim) (QLD), Gold Coast | https://epd-australasia.com/wp-content/uploads/2023/05/SP05496-Holcim-EPD-ViroDecs%E2%84%A2-QLD-GoldCoast-ECOPact_Apr23.pdf
50 | QE502E100 | 288 | 288 | 0.22 | 1.47E-03 | 6.98E-06 | 1.54E+00 | 1.19E+00 | 3.31E-03 | 4.13E-01 | 4.63E+00 | 1.20E+00 | 1.53E-04 | 1.32E+03 | 1.53E+03 | Ecopact | 50 MPa in-situ, no reinforcement - Holcim | 50 MPa in-situ, with reinforcement - Holcim | Concrete, 50 MPa, in-situ, no reinforcement, (QE502E100) (Ecopact) (Holcim) (QLD), Gold Coast | https://epd-australasia.com/wp-content/uploads/2023/05/SP05496-Holcim-EPD-ViroDecs%E2%84%A2-QLD-GoldCoast-ECOPact_Apr23.pdf
50 | QE502EEZY | 290 | 289 | 0.22 | 1.53E-03 | 7.16E-06 | 1.55E+00 | 1.19E+00 | 3.93E-03 | 4.14E-01 | 4.67E+00 | 1.21E+00 | 1.53E-04 | 1.34E+03 | 1.53E+03 | Ecopact | 50 MPa in-situ, no reinforcement - Holcim | 50 MPa in-situ, with reinforcement - Holcim | Concrete, 50 MPa, in-situ, no reinforcement, (QE502EEZY) (Ecopact) (Holcim) (QLD), Gold Coast | https://epd-australasia.com/wp-content/uploads/2023/05/SP05496-Holcim-EPD-ViroDecs%E2%84%A2-QLD-GoldCoast-ECOPact_Apr23.pdf
50 | QE501E | 289 | 288 | 0.22 | 1.47E-03 | 6.96E-06 | 1.54E+00 | 1.19E+00 | 3.31E-03 | 4.13E-01 | 4.63E+00 | 1.20E+00 | 1.52E-04 | 1.32E+03 | 1.53E+03 | Ecopact | 50 MPa in-situ, no reinforcement - Holcim | 50 MPa in-situ, with reinforcement - Holcim | Concrete, 50 MPa, in-situ, no reinforcement, (QE501E) (Ecopact) (Holcim) (QLD), Gold Coast | https://epd-australasia.com/wp-content/uploads/2023/05/SP05496-Holcim-EPD-ViroDecs%E2%84%A2-QLD-GoldCoast-ECOPact_Apr23.pdf
50 | QE501E100 | 301 | 301 | 0.23 | 1.59E-03 | 7.36E-06 | 1.61E+00 | 1.24E+00 | 4.07E-03 | 4.28E-01 | 4.83E+00 | 1.25E+00 | 1.57E-04 | 1.38E+03 | 1.59E+03 | Ecopact | 50 MPa in-situ, no reinforcement - Holcim | 50 MPa in-situ, with reinforcement - Holcim | Concrete, 50 MPa, in-situ, no reinforcement, (QE501E100) (Ecopact) (Holcim) (QLD), Gold Coast | https://epd-australasia.com/wp-content/uploads/2023/05/SP05496-Holcim-EPD-ViroDecs%E2%84%A2-QLD-GoldCoast-ECOPact_Apr23.pdf
50 | QE501EEZY | 301 | 301 | 0.24 | 1.86E-03 | 7.36E-06 | 1.61E+00 | 1.75E+00 | 4.07E-03 | 4.29E-01 | 4.83E+00 | 1.25E+00 | 1.57E-04 | 1.39E+03 | 1.59E+03 | Ecopact | 50 MPa in-situ, no reinforcement - Holcim | 50 MPa in-situ, with reinforcement - Holcim | Concrete, 50 MPa, in-situ, no reinforcement, (QE501EEZY) (Ecopact) (Holcim) (QLD), Gold Coast | https://epd-australasia.com/wp-content/uploads/2023/05/SP05496-Holcim-EPD-ViroDecs%E2%84%A2-QLD-GoldCoast-ECOPact_Apr23.pdf
50 | QE501E200 | 327 | 327 | 0.23 | 1.62E-03 | 7.09E-06 | 1.58E+00 | 1.21E+00 | 5.01E-03 | 4.41E-01 | 5.02E+00 | 1.28E+00 | 1.61E-04 | 1.35E+03 | 1.58E+03 | Ecopact | 50 MPa in-situ, no reinforcement - Holcim | 50 MPa in-situ, with reinforcement - Holcim | Concrete, 50 MPa, in-situ, no reinforcement, (QE501E200) (Ecopact) (Holcim) (QLD), Gold Coast | https://epd-australasia.com/wp-content/uploads/2023/05/SP05496-Holcim-EPD-ViroDecs%E2%84%A2-QLD-GoldCoast-ECOPact_Apr23.pdf
50 | QE501EL21 | 308 | 308 | 0.24 | 1.71E-03 | 7.71E-06 | 1.66E+00 | 1.27E+00 | 5.05E-03 | 4.36E-01 | 4.96E+00 | 1.27E+00 | 1.59E-04 | 1.43E+03 | 1.62E+03 | Ecopact | 50 MPa in-situ, no reinforcement - Holcim | 50 MPa in-situ, with reinforcement - Holcim | Concrete, 50 MPa, in-situ, no reinforcement, (QE501EL21) (Ecopact) (Holcim) (QLD), Gold Coast | https://epd-australasia.com/wp-content/uploads/2023/05/SP05496-Holcim-EPD-ViroDecs%E2%84%A2-QLD-GoldCoast-ECOPact_Apr23.pdf
50 | QE501EDUF | 309 | 309 | 0.24 | 2.49E-03 | 6.83E-06 | 1.52E+00 | 2.89E+00 | 5.38E-03 | 4.20E-01 | 4.81E+00 | 1.22E+00 | 1.54E-04 | 1.32E+03 | 1.49E+03 | Ecopact | 50 MPa in-situ, no reinforcement - Holcim | 50 MPa in-situ, with reinforcement - Holcim | Concrete, 50 MPa, in-situ, no reinforcement, (QE501EDUF) (Ecopact) (Holcim) (QLD), Gold Coast | https://epd-australasia.com/wp-content/uploads/2023/05/SP05496-Holcim-EPD-ViroDecs%E2%84%A2-QLD-GoldCoast-ECOPact_Apr23.pdf
50 | QE502LPN2 | 363 | 363 | 0.23 | 1.43E-03 | 5.64E-06 | 1.42E+00 | 1.10E+00 | 4.50E-03 | 4.46E-01 | 5.06E+00 | 1.27E+00 | 1.64E-04 | 1.18E+03 | 1.48E+03 | Ecopact | 50 MPa in-situ, no reinforcement - Holcim | 50 MPa in-situ, with reinforcement - Holcim | Concrete, 50 MPa, in-situ, no reinforcement, (QE502LPN2) (Ecopact) (Holcim) (QLD), Gold Coast | https://epd-australasia.com/wp-content/uploads/2023/05/SP05496-Holcim-EPD-ViroDecs%E2%84%A2-QLD-GoldCoast-ECOPact_Apr23.pdf
65 | QE651E200 | 348 | 348 | 0.25 | 1.72E-03 | 7.65E-06 | 1.69E+00 | 1.28E+00 | 5.34E-03 | 4.72E-01 | 5.37E+00 | 1.37E+00 | 1.74E-04 | 1.44E+03 | 1.68E+03 | Ecopact | 65 MPa in-situ, no reinforcement - Holcim | 65 MPa in-situ, with reinforcement - Holcim | Concrete, 65 MPa, in-situ, no reinforcement, (QE651E200) (Ecopact) (Holcim) (QLD), Gold Coast | https://epd-australasia.com/wp-content/uploads/2023/05/SP05496-Holcim-EPD-ViroDecs%E2%84%A2-QLD-GoldCoast-ECOPact_Apr23.pdf
65 | QE651EDUF | 340 | 339 | 0.27 | 2.73E-03 | 6.17E-06 | 1.54E+00 | 3.22E+00 | 5.75E-03 | 4.28E-01 | 4.93E+00 | 1.24E+00 | 1.48E-04 | 1.33E+03 | 1.54E+03 | Ecopact | 65 MPa in-situ, no reinforcement - Holcim | 65 MPa in-situ, with reinforcement - Holcim | Concrete, 65 MPa, in-situ, no reinforcement, (QE651EDUF) (Ecopact) (Holcim) (QLD), Gold Coast | https://epd-australasia.com/wp-content/uploads/2023/05/SP05496-Holcim-EPD-ViroDecs%E2%84%A2-QLD-GoldCoast-ECOPact_Apr23.pdf
80 | QE801E200 | 418 | 417 | 0.31 | 2.09E-03 | 8.69E-06 | 2.00E+00 | 1.57E+00 | 6.39E-03 | 5.52E-01 | 6.29E+00 | 1.60E+00 | 1.98E-04 | 1.71E+03 | 2.01E+03 | Ecopact | 80 MPa in-situ, no reinforcement - Holcim | 80 MPa in-situ, with reinforcement - Holcim | Concrete, 80 MPa, in-situ, no reinforcement, (QE801E200) (Ecopact) (Holcim) (QLD), Gold Coast | https://epd-australasia.com/wp-content/uploads/2023/05/SP05496-Holcim-EPD-ViroDecs%E2%84%A2-QLD-GoldCoast-ECOPact_Apr23.pdf
80 | QE801EDUF | 432 | 432 | 0.33 | 3.43E-03 | 8.42E-06 | 1.99E+00 | 4.01E+00 | 7.34E-03 | 5.58E-01 | 6.41E+00 | 1.61E+00 | 2.00E-04 | 1.72E+03 | 1.98E+03 | Ecopact | 80 MPa in-situ, no reinforcement - Holcim | 80 MPa in-situ, with reinforcement - Holcim | Concrete, 80 MPa, in-situ, no reinforcement, (QE801EDUF) (Ecopact) (Holcim) (QLD), Gold Coast | https://epd-australasia.com/wp-content/uploads/2023/05/SP05496-Holcim-EPD-ViroDecs%E2%84%A2-QLD-GoldCoast-ECOPact_Apr23.pdf
https://epd-australasia.com/wp-content/uploads/2022/09/SP04663-Holcim-ViroDecs%E2%84%A2-Special_QLD-Sunshine-Coast-ECOPact_Sep22.pdf
Queensland – Sunshine Coast – ECOPact Range
Column1 | Column2 | Column3 | Column4 | Column5 | Column6 | Column7 | Column8 | Column9 | Column10 | Column11 | Column12 | Column13 | Column14 | Column15 | Column16 | Column17
PRIMARY ENVIRONMENTAL INDICATORS |  | GWPT | GWPF | GWPB | GWPL | ODP | AP | EP -freshwater | EP -freshwater2 | EP -marine | EP – terrestrial | POCP | ADPE | ADPF | WDP
kg
Strength | Mix Code | kg CO2 | kg CO2 | kg CO2 | kg CO2 | kg CFC | mol H+ | kg PO43- | kg P eq. | kg N eq. | mol N eq. | NMVOC | kg Sb eq. | MJ | m3 |  |  |  | (Ecopact) (Holcim) (QLD) (Sunshine Coast)
(MPa) |  | eq. | eq. | eq. | eq. | 11 eq. | eq. | eq. |  |  |  | eq.
20 | QE202L | 194 | 194 | 0.17 | 1.09E-03 | 3.57E-06 | 8.00E-01 | 1.99E-01 | 2.00E-03 | 2.56E-01 | 2.87E+00 | 7.31E-01 | 1.02E-04 | 7.20E+02 | 8.12E+02 | Ecopact | 20 MPa in-situ, no reinforcement - Holcim |  | Concrete, 20 MPa, in-situ, no reinforcement, (QE202L)(Ecopact) (Holcim) (QLD) (Sunshine Coast) | https://epd-australasia.com/wp-content/uploads/2022/09/SP04663-Holcim-ViroDecs%E2%84%A2-Special_QLD-Sunshine-Coast-ECOPact_Sep22.pdf
20 | QE202L100 | 198 | 198 | 0.17 | 1.11E-03 | 3.60E-06 | 8.12E-01 | 2.03E-01 | 2.03E-03 | 2.60E-01 | 2.91E+00 | 7.41E-01 | 1.03E-04 | 7.31E+02 | 8.27E+02 | Ecopact | 20 MPa in-situ, no reinforcement - Holcim |  | Concrete, 20 MPa, in-situ, no reinforcement, (QE202L100)(Ecopact) (Holcim) (QLD) (Sunshine Coast) | https://epd-australasia.com/wp-content/uploads/2022/09/SP04663-Holcim-ViroDecs%E2%84%A2-Special_QLD-Sunshine-Coast-ECOPact_Sep22.pdf
25 | QE252L | 213 | 213 | 0.19 | 1.20E-03 | 3.76E-06 | 8.64E-01 | 2.18E-01 | 2.16E-03 | 2.77E-01 | 3.10E+00 | 7.88E-01 | 1.08E-04 | 7.80E+02 | 8.84E+02 | Ecopact | 25 MPa in-situ, no reinforcement - Holcim |  | Concrete, 25 MPa, in-situ, no reinforcement, (QE252L)(Ecopact) (Holcim) (QLD) (Sunshine Coast) | https://epd-australasia.com/wp-content/uploads/2022/09/SP04663-Holcim-ViroDecs%E2%84%A2-Special_QLD-Sunshine-Coast-ECOPact_Sep22.pdf
25 | QE252L100 | 217 | 216 | 0.19 | 1.22E-03 | 3.79E-06 | 8.76E-01 | 2.22E-01 | 2.20E-03 | 2.80E-01 | 3.14E+00 | 7.98E-01 | 1.09E-04 | 7.92E+02 | 8.98E+02 | Ecopact | 25 MPa in-situ, no reinforcement - Holcim |  | Concrete, 25 MPa, in-situ, no reinforcement, (QE252L100)(Ecopact) (Holcim) (QLD) (Sunshine Coast) | https://epd-australasia.com/wp-content/uploads/2022/09/SP04663-Holcim-ViroDecs%E2%84%A2-Special_QLD-Sunshine-Coast-ECOPact_Sep22.pdf
32 | QE322L | 242 | 242 | 0.22 | 1.36E-03 | 4.10E-06 | 9.68E-01 | 2.48E-01 | 2.43E-03 | 3.09E-01 | 3.46E+00 | 8.80E-01 | 1.19E-04 | 8.76E+02 | 9.98E+02 | Ecopact | 32 MPa in-situ, no reinforcement - Holcim |  | Concrete, 32 MPa, in-situ, no reinforcement, (QE322L)(Ecopact) (Holcim) (QLD) (Sunshine Coast) | https://epd-australasia.com/wp-content/uploads/2022/09/SP04663-Holcim-ViroDecs%E2%84%A2-Special_QLD-Sunshine-Coast-ECOPact_Sep22.pdf
32 | QE322L100 | 248 | 248 | 0.22 | 1.41E-03 | 4.16E-06 | 9.90E-01 | 2.55E-01 | 2.49E-03 | 3.16E-01 | 3.54E+00 | 9.00E-01 | 1.22E-04 | 8.98E+02 | 1.02E+03 | Ecopact | 32 MPa in-situ, no reinforcement - Holcim |  | Concrete, 32 MPa, in-situ, no reinforcement, (QE322L100)(Ecopact) (Holcim) (QLD) (Sunshine Coast) | https://epd-australasia.com/wp-content/uploads/2022/09/SP04663-Holcim-ViroDecs%E2%84%A2-Special_QLD-Sunshine-Coast-ECOPact_Sep22.pdf
40 | QE402L | 287 | 287 | 0.26 | 1.64E-03 | 4.57E-06 | 1.13E+00 | 2.95E-01 | 2.84E-03 | 3.59E-01 | 4.03E+00 | 1.02E+00 | 1.36E-04 | 1.03E+03 | 1.17E+03 | Ecopact | 40 MPa in-situ, no reinforcement - Holcim |  | Concrete, 40 MPa, in-situ, no reinforcement, (QE402L)(Ecopact) (Holcim) (QLD) (Sunshine Coast) | https://epd-australasia.com/wp-content/uploads/2022/09/SP04663-Holcim-ViroDecs%E2%84%A2-Special_QLD-Sunshine-Coast-ECOPact_Sep22.pdf
40 | QE402L100 | 295 | 295 | 0.27 | 1.68E-03 | 4.63E-06 | 1.15E+00 | 3.02E-01 | 2.91E-03 | 3.67E-01 | 4.12E+00 | 1.04E+00 | 1.39E-04 | 1.05E+03 | 1.20E+03 | Ecopact | 40 MPa in-situ, no reinforcement - Holcim |  | Concrete, 40 MPa, in-situ, no reinforcement, (QE402L100)(Ecopact) (Holcim) (QLD) (Sunshine Coast) | https://epd-australasia.com/wp-content/uploads/2022/09/SP04663-Holcim-ViroDecs%E2%84%A2-Special_QLD-Sunshine-Coast-ECOPact_Sep22.pdf
20 | QE202E | 157 | 157 | 0.15 | 1.04E-03 | 3.84E-06 | 7.80E-01 | 1.84E-01 | 1.75E-03 | 2.29E-01 | 2.55E+00 | 6.60E-01 | 9.20E-05 | 7.12E+02 | 7.62E+02 | Ecopact | 20 MPa in-situ, no reinforcement - Holcim |  | Concrete, 20 MPa, in-situ, no reinforcement, (QE202E)(Ecopact) (Holcim) (QLD) (Sunshine Coast) | https://epd-australasia.com/wp-content/uploads/2022/09/SP04663-Holcim-ViroDecs%E2%84%A2-Special_QLD-Sunshine-Coast-ECOPact_Sep22.pdf
20 | QE202E100 | 160 | 160 | 0.16 | 1.06E-03 | 3.89E-06 | 7.95E-01 | 1.88E-01 | 1.78E-03 | 2.33E-01 | 2.60E+00 | 6.71E-01 | 9.32E-05 | 7.27E+02 | 7.79E+02 | Ecopact | 20 MPa in-situ, no reinforcement - Holcim |  | Concrete, 20 MPa, in-situ, no reinforcement, (QE202E100)(Ecopact) (Holcim) (QLD) (Sunshine Coast) | https://epd-australasia.com/wp-content/uploads/2022/09/SP04663-Holcim-ViroDecs%E2%84%A2-Special_QLD-Sunshine-Coast-ECOPact_Sep22.pdf
25 | QE252E | 172 | 172 | 0.17 | 1.15E-03 | 4.07E-06 | 8.46E-01 | 2.03E-01 | 1.90E-03 | 2.47E-01 | 2.76E+00 | 7.12E-01 | 9.80E-05 | 7.76E+02 | 8.32E+02 | Ecopact | 25 MPa in-situ, no reinforcement - Holcim |  | Concrete, 25 MPa, in-situ, no reinforcement, (QE252E)(Ecopact) (Holcim) (QLD) (Sunshine Coast) | https://epd-australasia.com/wp-content/uploads/2022/09/SP04663-Holcim-ViroDecs%E2%84%A2-Special_QLD-Sunshine-Coast-ECOPact_Sep22.pdf
25 | QE252E100 | 174 | 174 | 0.17 | 1.17E-03 | 4.10E-06 | 8.55E-01 | 2.06E-01 | 1.92E-03 | 2.49E-01 | 2.78E+00 | 7.19E-01 | 9.88E-05 | 7.85E+02 | 8.43E+02 | Ecopact | 25 MPa in-situ, no reinforcement - Holcim |  | Concrete, 25 MPa, in-situ, no reinforcement, (QE252E100)(Ecopact) (Holcim) (QLD) (Sunshine Coast) | https://epd-australasia.com/wp-content/uploads/2022/09/SP04663-Holcim-ViroDecs%E2%84%A2-Special_QLD-Sunshine-Coast-ECOPact_Sep22.pdf
32 | QE322E | 183 | 183 | 0.19 | 1.30E-03 | 4.49E-06 | 9.30E-01 | 2.25E-01 | 2.04E-03 | 2.65E-01 | 2.95E+00 | 7.66E-01 | 1.05E-04 | 8.61E+02 | 9.13E+02 | Ecopact | 32 MPa in-situ, no reinforcement - Holcim |  | Concrete, 32 MPa, in-situ, no reinforcement, (QE322E)(Ecopact) (Holcim) (QLD) (Sunshine Coast) | https://epd-australasia.com/wp-content/uploads/2022/09/SP04663-Holcim-ViroDecs%E2%84%A2-Special_QLD-Sunshine-Coast-ECOPact_Sep22.pdf
32 | QE322E100 | 188 | 187 | 0.20 | 1.34E-03 | 4.57E-06 | 9.52E-01 | 2.32E-01 | 2.09E-03 | 2.70E-01 | 3.02E+00 | 7.82E-01 | 1.06E-04 | 8.83E+02 | 9.36E+02 | Ecopact | 32 MPa in-situ, no reinforcement - Holcim |  | Concrete, 32 MPa, in-situ, no reinforcement, (QE322E100)(Ecopact) (Holcim) (QLD) (Sunshine Coast) | https://epd-australasia.com/wp-content/uploads/2022/09/SP04663-Holcim-ViroDecs%E2%84%A2-Special_QLD-Sunshine-Coast-ECOPact_Sep22.pdf
40 | QE402E | 216 | 215 | 0.23 | 1.56E-03 | 5.04E-06 | 1.08E+00 | 2.67E-01 | 2.37E-03 | 3.05E-01 | 3.40E+00 | 8.81E-01 | 1.18E-04 | 1.01E+03 | 1.07E+03 | Ecopact | 40 MPa in-situ, no reinforcement - Holcim |  | Concrete, 40 MPa, in-situ, no reinforcement, (QE402E)(Ecopact) (Holcim) (QLD) (Sunshine Coast) | https://epd-australasia.com/wp-content/uploads/2022/09/SP04663-Holcim-ViroDecs%E2%84%A2-Special_QLD-Sunshine-Coast-ECOPact_Sep22.pdf
40 | QE402E100 | 221 | 221 | 0.24 | 1.60E-03 | 5.13E-06 | 1.10E+00 | 2.74E-01 | 2.43E-03 | 3.11E-01 | 3.48E+00 | 9.00E-01 | 1.20E-04 | 1.03E+03 | 1.10E+03 | Ecopact | 40 MPa in-situ, no reinforcement - Holcim |  | Concrete, 40 MPa, in-situ, no reinforcement, (QE402E100)(Ecopact) (Holcim) (QLD) (Sunshine Coast) | https://epd-australasia.com/wp-content/uploads/2022/09/SP04663-Holcim-ViroDecs%E2%84%A2-Special_QLD-Sunshine-Coast-ECOPact_Sep22.pdf
20 | QE201L | 200 | 200 | 0.18 | 1.12E-03 | 3.62E-06 | 8.21E-01 | 2.05E-01 | 2.04E-03 | 2.63E-01 | 2.94E+00 | 7.49E-01 | 1.03E-04 | 7.37E+02 | 8.33E+02 | Ecopact | 20 MPa in-situ, no reinforcement - Holcim |  | Concrete, 20 MPa, in-situ, no reinforcement, (QE201L)(Ecopact) (Holcim) (QLD) (Sunshine Coast) | https://epd-australasia.com/wp-content/uploads/2022/09/SP04663-Holcim-ViroDecs%E2%84%A2-Special_QLD-Sunshine-Coast-ECOPact_Sep22.pdf
20 | QE201L100 | 204 | 204 | 0.18 | 1.14E-03 | 3.64E-06 | 8.33E-01 | 2.09E-01 | 2.08E-03 | 2.67E-01 | 2.99E+00 | 7.60E-01 | 1.04E-04 | 7.48E+02 | 8.47E+02 | Ecopact | 20 MPa in-situ, no reinforcement - Holcim |  | Concrete, 20 MPa, in-situ, no reinforcement, (QE201L100)(Ecopact) (Holcim) (QLD) (Sunshine Coast) | https://epd-australasia.com/wp-content/uploads/2022/09/SP04663-Holcim-ViroDecs%E2%84%A2-Special_QLD-Sunshine-Coast-ECOPact_Sep22.pdf
25 | QE201L | 221 | 220 | 0.20 | 1.24E-03 | 3.86E-06 | 8.94E-01 | 2.26E-01 | 2.23E-03 | 2.86E-01 | 3.20E+00 | 8.15E-01 | 1.11E-04 | 8.06E+02 | 9.13E+02 | Ecopact | 25 MPa in-situ, no reinforcement - Holcim |  | Concrete, 25 MPa, in-situ, no reinforcement, (QE201L)(Ecopact) (Holcim) (QLD) (Sunshine Coast) | https://epd-australasia.com/wp-content/uploads/2022/09/SP04663-Holcim-ViroDecs%E2%84%A2-Special_QLD-Sunshine-Coast-ECOPact_Sep22.pdf
25 | QE251L100 | 223 | 223 | 0.20 | 1.26E-03 | 3.88E-06 | 9.03E-01 | 2.29E-01 | 2.26E-03 | 2.89E-01 | 3.23E+00 | 8.22E-01 | 1.12E-04 | 8.15E+02 | 9.24E+02 | Ecopact | 25 MPa in-situ, no reinforcement - Holcim |  | Concrete, 25 MPa, in-situ, no reinforcement, (QE251L100)(Ecopact) (Holcim) (QLD) (Sunshine Coast) | https://epd-australasia.com/wp-content/uploads/2022/09/SP04663-Holcim-ViroDecs%E2%84%A2-Special_QLD-Sunshine-Coast-ECOPact_Sep22.pdf
32 | QE321L | 245 | 245 | 0.15 | 6.22E-04 | 4.14E-06 | 9.88E-01 | 1.65E-01 | 2.49E-03 | 3.16E-01 | 3.54E+00 | 8.99E-01 | 1.21E-04 | 8.09E+02 | 1.02E+03 | Ecopact | 32 MPa in-situ, no reinforcement - Holcim |  | Concrete, 32 MPa, in-situ, no reinforcement, (QE321L)(Ecopact) (Holcim) (QLD) (Sunshine Coast) | https://epd-australasia.com/wp-content/uploads/2022/09/SP04663-Holcim-ViroDecs%E2%84%A2-Special_QLD-Sunshine-Coast-ECOPact_Sep22.pdf
32 | QE321L100 | 256 | 256 | 0.23 | 1.46E-03 | 4.22E-06 | 1.02E+00 | 2.63E-01 | 2.55E-03 | 3.25E-01 | 3.64E+00 | 9.24E-01 | 1.24E-04 | 9.23E+02 | 1.05E+03 | Ecopact | 32 MPa in-situ, no reinforcement - Holcim |  | Concrete, 32 MPa, in-situ, no reinforcement, (QE321L100)(Ecopact) (Holcim) (QLD) (Sunshine Coast) | https://epd-australasia.com/wp-content/uploads/2022/09/SP04663-Holcim-ViroDecs%E2%84%A2-Special_QLD-Sunshine-Coast-ECOPact_Sep22.pdf
40 | QE401L | 297 | 297 | 0.27 | 1.70E-03 | 4.66E-06 | 1.16E+00 | 3.05E-01 | 2.93E-03 | 3.70E-01 | 4.15E+00 | 1.05E+00 | 1.39E-04 | 1.06E+03 | 1.21E+03 | Ecopact | 40 MPa in-situ, no reinforcement - Holcim |  | Concrete, 40 MPa, in-situ, no reinforcement, (QE401L)(Ecopact) (Holcim) (QLD) (Sunshine Coast) | https://epd-australasia.com/wp-content/uploads/2022/09/SP04663-Holcim-ViroDecs%E2%84%A2-Special_QLD-Sunshine-Coast-ECOPact_Sep22.pdf
40 | QE401L100 | 305 | 305 | 0.28 | 1.74E-03 | 4.72E-06 | 1.19E+00 | 3.12E-01 | 2.99E-03 | 3.78E-01 | 4.24E+00 | 1.07E+00 | 1.42E-04 | 1.08E+03 | 1.24E+03 | Ecopact | 40 MPa in-situ, no reinforcement - Holcim |  | Concrete, 40 MPa, in-situ, no reinforcement, (QE401L100)(Ecopact) (Holcim) (QLD) (Sunshine Coast) | https://epd-australasia.com/wp-content/uploads/2022/09/SP04663-Holcim-ViroDecs%E2%84%A2-Special_QLD-Sunshine-Coast-ECOPact_Sep22.pdf
20 | QE201E | 151 | 151 | 0.16 | 1.07E-03 | 4.16E-06 | 8.30E-01 | 1.89E-01 | 1.75E-03 | 2.32E-01 | 2.58E+00 | 6.72E-01 | 9.17E-05 | 7.59E+02 | 7.97E+02 | Ecopact | 20 MPa in-situ, no reinforcement - Holcim |  | Concrete, 20 MPa, in-situ, no reinforcement, (QE201E)(Ecopact) (Holcim) (QLD) (Sunshine Coast) | https://epd-australasia.com/wp-content/uploads/2022/09/SP04663-Holcim-ViroDecs%E2%84%A2-Special_QLD-Sunshine-Coast-ECOPact_Sep22.pdf
20 | QE201E100 | 153 | 153 | 0.16 | 1.09E-03 | 4.20E-06 | 8.42E-01 | 1.92E-01 | 1.77E-03 | 2.34E-01 | 2.61E+00 | 6.80E-01 | 9.25E-05 | 7.71E+02 | 8.10E+02 | Ecopact | 20 MPa in-situ, no reinforcement - Holcim |  | Concrete, 20 MPa, in-situ, no reinforcement, (QE201E100)(Ecopact) (Holcim) (QLD) (Sunshine Coast) | https://epd-australasia.com/wp-content/uploads/2022/09/SP04663-Holcim-ViroDecs%E2%84%A2-Special_QLD-Sunshine-Coast-ECOPact_Sep22.pdf
25 | QE251E | 165 | 165 | 0.18 | 1.19E-03 | 4.44E-06 | 9.02E-01 | 2.08E-01 | 1.90E-03 | 2.50E-01 | 2.79E+00 | 7.26E-01 | 9.77E-05 | 8.29E+02 | 8.72E+02 | Ecopact | 25 MPa in-situ, no reinforcement - Holcim |  | Concrete, 25 MPa, in-situ, no reinforcement, (QE251E)(Ecopact) (Holcim) (QLD) (Sunshine Coast) | https://epd-australasia.com/wp-content/uploads/2022/09/SP04663-Holcim-ViroDecs%E2%84%A2-Special_QLD-Sunshine-Coast-ECOPact_Sep22.pdf
25 | QE251E100 | 168 | 168 | 0.18 | 1.21E-03 | 4.47E-06 | 9.14E-01 | 2.11E-01 | 1.92E-03 | 2.53E-01 | 2.82E+00 | 7.35E-01 | 9.87E-05 | 8.41E+02 | 8.85E+02 | Ecopact | 25 MPa in-situ, no reinforcement - Holcim |  | Concrete, 25 MPa, in-situ, no reinforcement, (QE251E100)(Ecopact) (Holcim) (QLD) (Sunshine Coast) | https://epd-australasia.com/wp-content/uploads/2022/09/SP04663-Holcim-ViroDecs%E2%84%A2-Special_QLD-Sunshine-Coast-ECOPact_Sep22.pdf
32 | QE321E | 192 | 192 | 0.21 | 1.40E-03 | 4.97E-06 | 1.04E+00 | 2.42E-01 | 2.17E-03 | 2.85E-01 | 3.18E+00 | 8.27E-01 | 1.10E-04 | 9.57E+02 | 1.01E+03 | Ecopact | 32 MPa in-situ, no reinforcement - Holcim |  | Concrete, 32 MPa, in-situ, no reinforcement, (QE321E)(Ecopact) (Holcim) (QLD) (Sunshine Coast) | https://epd-australasia.com/wp-content/uploads/2022/09/SP04663-Holcim-ViroDecs%E2%84%A2-Special_QLD-Sunshine-Coast-ECOPact_Sep22.pdf
32 | QE321E100 | 197 | 196 | 0.22 | 1.44E-03 | 5.06E-06 | 1.06E+00 | 2.49E-01 | 2.22E-03 | 2.91E-01 | 3.24E+00 | 8.44E-01 | 1.11E-04 | 9.82E+02 | 1.04E+03 | Ecopact | 32 MPa in-situ, no reinforcement - Holcim |  | Concrete, 32 MPa, in-situ, no reinforcement, (QE321E100)(Ecopact) (Holcim) (QLD) (Sunshine Coast) | https://epd-australasia.com/wp-content/uploads/2022/09/SP04663-Holcim-ViroDecs%E2%84%A2-Special_QLD-Sunshine-Coast-ECOPact_Sep22.pdf
40 | QE401E | 221 | 221 | 0.25 | 1.62E-03 | 5.52E-06 | 1.18E+00 | 2.80E-01 | 2.47E-03 | 3.22E-01 | 3.60E+00 | 9.35E-01 | 1.22E-04 | 1.10E+03 | 1.16E+03 | Ecopact | 40 MPa in-situ, no reinforcement - Holcim |  | Concrete, 40 MPa, in-situ, no reinforcement, (QE401E)(Ecopact) (Holcim) (QLD) (Sunshine Coast) | https://epd-australasia.com/wp-content/uploads/2022/09/SP04663-Holcim-ViroDecs%E2%84%A2-Special_QLD-Sunshine-Coast-ECOPact_Sep22.pdf
40 | QE401E100 | 226 | 225 | 0.25 | 1.66E-03 | 5.60E-06 | 1.20E+00 | 2.86E-01 | 2.52E-03 | 3.28E-01 | 3.66E+00 | 9.51E-01 | 1.23E-04 | 1.12E+03 | 1.18E+03 | Ecopact | 40 MPa in-situ, no reinforcement - Holcim |  | Concrete, 40 MPa, in-situ, no reinforcement, (QE401E100)(Ecopact) (Holcim) (QLD) (Sunshine Coast) | https://epd-australasia.com/wp-content/uploads/2022/09/SP04663-Holcim-ViroDecs%E2%84%A2-Special_QLD-Sunshine-Coast-ECOPact_Sep22.pdf
32 | QE321EF1 | 203 | 203 | 0.22 | 1.48E-03 | 5.16E-06 | 1.09E+00 | 2.56E-01 | 2.28E-03 | 2.99E-01 | 3.34E+00 | 8.68E-01 | 1.14E-04 | 1.01E+03 | 1.06E+03 | Ecopact | 32 MPa in-situ, no reinforcement - Holcim |  | Concrete, 32 MPa, in-situ, no reinforcement, (QE321EF1)(Ecopact) (Holcim) (QLD) (Sunshine Coast) | https://epd-australasia.com/wp-content/uploads/2022/09/SP04663-Holcim-ViroDecs%E2%84%A2-Special_QLD-Sunshine-Coast-ECOPact_Sep22.pdf
32 | QE321EF2 | 203 | 203 | 0.22 | 1.48E-03 | 5.17E-06 | 1.09E+00 | 2.57E-01 | 2.29E-03 | 3.00E-01 | 3.34E+00 | 8.69E-01 | 1.13E-04 | 1.01E+03 | 1.06E+03 | Ecopact | 32 MPa in-situ, no reinforcement - Holcim |  | Concrete, 32 MPa, in-situ, no reinforcement, (QE321EF2)(Ecopact) (Holcim) (QLD) (Sunshine Coast) | https://epd-australasia.com/wp-content/uploads/2022/09/SP04663-Holcim-ViroDecs%E2%84%A2-Special_QLD-Sunshine-Coast-ECOPact_Sep22.pdf
32 | QE322EF2 | 199 | 199 | 0.21 | 1.43E-03 | 4.76E-06 | 1.00E+00 | 2.46E-01 | 2.22E-03 | 2.84E-01 | 3.17E+00 | 8.22E-01 | 1.11E-04 | 9.32E+02 | 9.88E+02 | Ecopact | 32 MPa in-situ, no reinforcement - Holcim |  | Concrete, 32 MPa, in-situ, no reinforcement, (QE322EF2)(Ecopact) (Holcim) (QLD) (Sunshine Coast) | https://epd-australasia.com/wp-content/uploads/2022/09/SP04663-Holcim-ViroDecs%E2%84%A2-Special_QLD-Sunshine-Coast-ECOPact_Sep22.pdf
32 | QE322RFB2 | 218 | 218 | 0.30 | 1.49E-03 | 4.77E-06 | 1.01E+00 | 2.56E-01 | 2.31E-03 | 2.90E-01 | 3.24E+00 | 8.38E-01 | 1.14E-04 | 1.04E+03 | 9.94E+02 | Ecopact | 32 MPa in-situ, no reinforcement - Holcim |  | Concrete, 32 MPa, in-situ, no reinforcement, (QE322RFB2)(Ecopact) (Holcim) (QLD) (Sunshine Coast) | https://epd-australasia.com/wp-content/uploads/2022/09/SP04663-Holcim-ViroDecs%E2%84%A2-Special_QLD-Sunshine-Coast-ECOPact_Sep22.pdf
32 | QE322TMR2 | 210 | 210 | 0.22 | 1.51E-03 | 4.74E-06 | 1.01E+00 | 2.57E-01 | 2.31E-03 | 2.92E-01 | 3.26E+00 | 8.43E-01 | 1.14E-04 | 9.44E+02 | 1.00E+03 | Ecopact | 32 MPa in-situ, no reinforcement - Holcim |  | Concrete, 32 MPa, in-situ, no reinforcement, (QE322TMR2)(Ecopact) (Holcim) (QLD) (Sunshine Coast) | https://epd-australasia.com/wp-content/uploads/2022/09/SP04663-Holcim-ViroDecs%E2%84%A2-Special_QLD-Sunshine-Coast-ECOPact_Sep22.pdf
https://epd-australasia.com/wp-content/uploads/2022/02/SP04660-Holcim-EPD-ViroDecs-Special-SA-Adelaide-ECOPact-Range-V2_Mar23.pdf
South Australia – Adelaide – ECOPact Range
Column1 | Column2 | Column3 | Column4 | Column5 | Column6 | Column7 | Column8 | Column9 | Column10 | Column11 | Column12 | Column13 | Column14 | Column15 | Column16 | Column17
PRIMARY ENVIRONMENTAL INDICATORS |  | GWPT | GWPF | GWPB | GWPL | ODP | AP | EP -freshwater | EP -freshwater2 | EP -marine | EP – terrestrial | POCP | ADPE | ADPF | WDP
(Ecopact) (Holcim) (SA) (Adelaide) | bar: South Australia – Adelaide – ECOPact Range Column13
Strength | Code | kg CO2 | kg CO2 | kg CO2 | kg CO2 | kg CFC | mol H+ | kg PO43- | kg P eq. | kg N eq. | mol N eq. | NMVOC | kg Sb eq. | MJ | m3
(MPa) |  | eq. | eq. | eq. | eq. | 11 eq. | eq. | eq. |  |  |  | eq.
20 | SE202E | 207 | 207 | 0.41 | 2.69E-03 | 3.76E-06 | 7.99E-01 | 9.23E-01 | 2.09E-03 | 2.48E-01 | 2.77E+00 | 7.13E-01 | 1.06E-04 | 1.06E+03 | 8.32E+02 | Ecopact | 20 MPa in-situ, no reinforcement - Holcim |  | Concrete, 20 MPa, in-situ, no reinforcement, (SE202E) (Ecopact) (Holcim) (SA) (Adelaide) | https://epd-australasia.com/wp-content/uploads/2022/02/SP04660-Holcim-EPD-ViroDecs-Special-SA-Adelaide-ECOPact-Range-V2_Mar23.pdf
20 | SE202E2 | 195 | 195 | 0.31 | 2.74E-03 | 3.85E-06 | 7.98E-01 | 9.20E-01 | 2.62E-03 | 2.48E-01 | 2.80E+00 | 7.14E-01 | 1.05E-04 | 9.35E+02 | 8.31E+02 | Ecopact | 20 MPa in-situ, no reinforcement - Holcim |  | Concrete, 20 MPa, in-situ, no reinforcement, (SE202E2) (Ecopact) (Holcim) (SA) (Adelaide) | https://epd-australasia.com/wp-content/uploads/2022/02/SP04660-Holcim-EPD-ViroDecs-Special-SA-Adelaide-ECOPact-Range-V2_Mar23.pdf
20 | SE202E3 | 196 | 195 | 0.31 | 2.76E-03 | 3.92E-06 | 8.03E-01 | 9.20E-01 | 2.86E-03 | 2.49E-01 | 2.81E+00 | 7.16E-01 | 1.05E-04 | 9.41E+02 | 8.31E+02 | Ecopact | 20 MPa in-situ, no reinforcement - Holcim |  | Concrete, 20 MPa, in-situ, no reinforcement, (SE202E3) (Ecopact) (Holcim) (SA) (Adelaide) | https://epd-australasia.com/wp-content/uploads/2022/02/SP04660-Holcim-EPD-ViroDecs-Special-SA-Adelaide-ECOPact-Range-V2_Mar23.pdf
25 | SE252E | 213 | 212 | 0.32 | 2.75E-03 | 3.92E-06 | 8.53E-01 | 1.02E+00 | 2.27E-03 | 2.68E-01 | 2.99E+00 | 7.68E-01 | 1.13E-04 | 9.82E+02 | 9.13E+02 | Ecopact | 25 MPa in-situ, no reinforcement - Holcim |  | Concrete, 25 MPa, in-situ, no reinforcement, (SE252E) (Ecopact) (Holcim) (SA) (Adelaide) | https://epd-australasia.com/wp-content/uploads/2022/02/SP04660-Holcim-EPD-ViroDecs-Special-SA-Adelaide-ECOPact-Range-V2_Mar23.pdf
25 | SE252E2 | 213 | 213 | 0.32 | 2.81E-03 | 4.09E-06 | 8.66E-01 | 1.02E+00 | 2.85E-03 | 2.68E-01 | 3.02E+00 | 7.72E-01 | 1.13E-04 | 9.96E+02 | 9.13E+02 | Ecopact | 25 MPa in-situ, no reinforcement - Holcim |  | Concrete, 25 MPa, in-situ, no reinforcement, (SE252E2) (Ecopact) (Holcim) (SA) (Adelaide) | https://epd-australasia.com/wp-content/uploads/2022/02/SP04660-Holcim-EPD-ViroDecs-Special-SA-Adelaide-ECOPact-Range-V2_Mar23.pdf
25 | SE252E3 | 214 | 214 | 0.32 | 2.85E-03 | 4.20E-06 | 8.74E-01 | 1.02E+00 | 3.24E-03 | 2.69E-01 | 3.05E+00 | 7.75E-01 | 1.13E-04 | 1.01E+03 | 9.13E+02 | Ecopact | 25 MPa in-situ, no reinforcement - Holcim |  | Concrete, 25 MPa, in-situ, no reinforcement, (SE252E3) (Ecopact) (Holcim) (SA) (Adelaide) | https://epd-australasia.com/wp-content/uploads/2022/02/SP04660-Holcim-EPD-ViroDecs-Special-SA-Adelaide-ECOPact-Range-V2_Mar23.pdf
32 | SE322E | 238 | 238 | 0.33 | 2.87E-03 | 4.42E-06 | 9.56E-01 | 1.13E+00 | 2.98E-03 | 2.96E-01 | 3.33E+00 | 8.50E-01 | 1.24E-04 | 1.08E+03 | 1.02E+03 | Ecopact | 32 MPa in-situ, no reinforcement - Holcim |  | Concrete, 32 MPa, in-situ, no reinforcement, (SE322E) (Ecopact) (Holcim) (SA) (Adelaide) | https://epd-australasia.com/wp-content/uploads/2022/02/SP04660-Holcim-EPD-ViroDecs-Special-SA-Adelaide-ECOPact-Range-V2_Mar23.pdf
32 | SE322E2 | 239 | 238 | 0.33 | 2.92E-03 | 4.56E-06 | 9.66E-01 | 1.13E+00 | 3.46E-03 | 2.96E-01 | 3.36E+00 | 8.53E-01 | 1.24E-04 | 1.09E+03 | 1.02E+03 | Ecopact | 32 MPa in-situ, no reinforcement - Holcim |  | Concrete, 32 MPa, in-situ, no reinforcement, (SE322E2) (Ecopact) (Holcim) (SA) (Adelaide) | https://epd-australasia.com/wp-content/uploads/2022/02/SP04660-Holcim-EPD-ViroDecs-Special-SA-Adelaide-ECOPact-Range-V2_Mar23.pdf
32 | SE322E3 | 239 | 239 | 0.33 | 2.97E-03 | 4.70E-06 | 9.76E-01 | 1.13E+00 | 3.95E-03 | 2.97E-01 | 3.38E+00 | 8.56E-01 | 1.24E-04 | 1.10E+03 | 1.02E+03 | Ecopact | 32 MPa in-situ, no reinforcement - Holcim |  | Concrete, 32 MPa, in-situ, no reinforcement, (SE322E3) (Ecopact) (Holcim) (SA) (Adelaide) | https://epd-australasia.com/wp-content/uploads/2022/02/SP04660-Holcim-EPD-ViroDecs-Special-SA-Adelaide-ECOPact-Range-V2_Mar23.pdf
40 | SE402E | 263 | 263 | 0.31 | 2.63E-03 | 4.75E-06 | 1.05E+00 | 1.29E+00 | 3.25E-03 | 3.24E-01 | 3.65E+00 | 9.32E-01 | 1.36E-04 | 1.12E+03 | 1.15E+03 | Ecopact | 40 MPa in-situ, no reinforcement - Holcim |  | Concrete, 40 MPa, in-situ, no reinforcement, (SE402E) (Ecopact) (Holcim) (SA) (Adelaide) | https://epd-australasia.com/wp-content/uploads/2022/02/SP04660-Holcim-EPD-ViroDecs-Special-SA-Adelaide-ECOPact-Range-V2_Mar23.pdf
40 | SE402E2 | 264 | 264 | 0.31 | 2.68E-03 | 4.90E-06 | 1.06E+00 | 1.29E+00 | 3.75E-03 | 3.25E-01 | 3.68E+00 | 9.35E-01 | 1.36E-04 | 1.14E+03 | 1.15E+03 | Ecopact | 40 MPa in-situ, no reinforcement - Holcim |  | Concrete, 40 MPa, in-situ, no reinforcement, (SE402E2) (Ecopact) (Holcim) (SA) (Adelaide) | https://epd-australasia.com/wp-content/uploads/2022/02/SP04660-Holcim-EPD-ViroDecs-Special-SA-Adelaide-ECOPact-Range-V2_Mar23.pdf
40 | SE402E3 | 265 | 264 | 0.31 | 2.73E-03 | 5.05E-06 | 1.07E+00 | 1.29E+00 | 4.24E-03 | 3.25E-01 | 3.71E+00 | 9.39E-01 | 1.36E-04 | 1.15E+03 | 1.15E+03 | Ecopact | 40 MPa in-situ, no reinforcement - Holcim |  | Concrete, 40 MPa, in-situ, no reinforcement, (SE402E3) (Ecopact) (Holcim) (SA) (Adelaide) | https://epd-australasia.com/wp-content/uploads/2022/02/SP04660-Holcim-EPD-ViroDecs-Special-SA-Adelaide-ECOPact-Range-V2_Mar23.pdf
50 | SE502E | 304 | 303 | 0.33 | 2.68E-03 | 5.36E-06 | 1.21E+00 | 1.31E+00 | 3.80E-03 | 3.68E-01 | 4.15E+00 | 1.06E+00 | 1.54E-04 | 1.27E+03 | 1.35E+03 | Ecopact | 50 MPa in-situ, no reinforcement - Holcim |  | Concrete, 50 MPa, in-situ, no reinforcement, (SE502E) (Ecopact) (Holcim) (SA) (Adelaide) | https://epd-australasia.com/wp-content/uploads/2022/02/SP04660-Holcim-EPD-ViroDecs-Special-SA-Adelaide-ECOPact-Range-V2_Mar23.pdf
50 | SE502E2 | 304 | 304 | 0.33 | 2.73E-03 | 5.49E-06 | 1.22E+00 | 1.31E+00 | 4.28E-03 | 3.68E-01 | 4.17E+00 | 1.06E+00 | 1.54E-04 | 1.28E+03 | 1.35E+03 | Ecopact | 50 MPa in-situ, no reinforcement - Holcim |  | Concrete, 50 MPa, in-situ, no reinforcement, (SE502E2) (Ecopact) (Holcim) (SA) (Adelaide) | https://epd-australasia.com/wp-content/uploads/2022/02/SP04660-Holcim-EPD-ViroDecs-Special-SA-Adelaide-ECOPact-Range-V2_Mar23.pdf
50 | SE502E3 | 305 | 305 | 0.33 | 2.78E-03 | 5.66E-06 | 1.23E+00 | 1.31E+00 | 4.87E-03 | 3.68E-01 | 4.21E+00 | 1.06E+00 | 1.54E-04 | 1.30E+03 | 1.35E+03 | Ecopact | 50 MPa in-situ, no reinforcement - Holcim |  | Concrete, 50 MPa, in-situ, no reinforcement, (SE502E3) (Ecopact) (Holcim) (SA) (Adelaide) | https://epd-australasia.com/wp-content/uploads/2022/02/SP04660-Holcim-EPD-ViroDecs-Special-SA-Adelaide-ECOPact-Range-V2_Mar23.pdf
50 | SE502E5 | 309 | 308 | 0.33 | 2.86E-03 | 5.91E-06 | 1.25E+00 | 1.31E+00 | 5.67E-03 | 3.71E-01 | 4.27E+00 | 1.08E+00 | 1.55E-04 | 1.32E+03 | 1.36E+03 | Ecopact | 50 MPa in-situ, no reinforcement - Holcim |  | Concrete, 50 MPa, in-situ, no reinforcement, (SE502E5) (Ecopact) (Holcim) (SA) (Adelaide) | https://epd-australasia.com/wp-content/uploads/2022/02/SP04660-Holcim-EPD-ViroDecs-Special-SA-Adelaide-ECOPact-Range-V2_Mar23.pdf
40 | SE401E3 | 272 | 271 | 0.31 | 2.63E-03 | 5.13E-06 | 1.10E+00 | 1.10E+00 | 4.31E-03 | 3.33E-01 | 3.80E+00 | 9.61E-01 | 1.38E-04 | 1.17E+03 | 1.18E+03 | Ecopact | 40 MPa in-situ, no reinforcement - Holcim |  | Concrete, 40 MPa, in-situ, no reinforcement, (SE401E3) (Ecopact) (Holcim) (SA) (Adelaide) | https://epd-australasia.com/wp-content/uploads/2022/02/SP04660-Holcim-EPD-ViroDecs-Special-SA-Adelaide-ECOPact-Range-V2_Mar23.pdf
40 | SE401E5 | 272 | 272 | 0.31 | 2.66E-03 | 5.20E-06 | 1.11E+00 | 1.10E+00 | 4.59E-03 | 3.34E-01 | 3.82E+00 | 9.63E-01 | 1.38E-04 | 1.17E+03 | 1.18E+03 | Ecopact | 40 MPa in-situ, no reinforcement - Holcim |  | Concrete, 40 MPa, in-situ, no reinforcement, (SE401E5) (Ecopact) (Holcim) (SA) (Adelaide) | https://epd-australasia.com/wp-content/uploads/2022/02/SP04660-Holcim-EPD-ViroDecs-Special-SA-Adelaide-ECOPact-Range-V2_Mar23.pdf
50 | SE501E2 | 314 | 313 | 0.34 | 2.83E-03 | 5.61E-06 | 1.25E+00 | 1.51E+00 | 4.30E-03 | 3.79E-01 | 4.29E+00 | 1.09E+00 | 1.58E-04 | 1.32E+03 | 1.39E+03 | Ecopact | 50 MPa in-situ, no reinforcement - Holcim |  | Concrete, 50 MPa, in-situ, no reinforcement, (SE501E2) (Ecopact) (Holcim) (SA) (Adelaide) | https://epd-australasia.com/wp-content/uploads/2022/02/SP04660-Holcim-EPD-ViroDecs-Special-SA-Adelaide-ECOPact-Range-V2_Mar23.pdf
50 | SE501E3 | 312 | 312 | 0.34 | 2.77E-03 | 5.72E-06 | 1.25E+00 | 1.31E+00 | 4.76E-03 | 3.76E-01 | 4.28E+00 | 1.09E+00 | 1.57E-04 | 1.32E+03 | 1.38E+03 | Ecopact | 50 MPa in-situ, no reinforcement - Holcim |  | Concrete, 50 MPa, in-situ, no reinforcement, (SE501E3) (Ecopact) (Holcim) (SA) (Adelaide) | https://epd-australasia.com/wp-content/uploads/2022/02/SP04660-Holcim-EPD-ViroDecs-Special-SA-Adelaide-ECOPact-Range-V2_Mar23.pdf
50 | SE501E5 | 313 | 313 | 0.34 | 2.87E-03 | 6.00E-06 | 1.27E+00 | 1.31E+00 | 5.74E-03 | 3.77E-01 | 4.34E+00 | 1.09E+00 | 1.57E-04 | 1.34E+03 | 1.38E+03 | Ecopact | 50 MPa in-situ, no reinforcement - Holcim |  | Concrete, 50 MPa, in-situ, no reinforcement, (SE501E5) (Ecopact) (Holcim) (SA) (Adelaide) | https://epd-australasia.com/wp-content/uploads/2022/02/SP04660-Holcim-EPD-ViroDecs-Special-SA-Adelaide-ECOPact-Range-V2_Mar23.pdf
65 | SE651E3 | 339 | 339 | 0.35 | 2.97E-03 | 6.31E-06 | 1.37E+00 | 1.52E+00 | 5.75E-03 | 4.04E-01 | 4.64E+00 | 1.17E+00 | 1.70E-04 | 1.44E+03 | 1.52E+03 | Ecopact | 65 MPa in-situ, no reinforcement - Holcim |  | Concrete, 65 MPa, in-situ, no reinforcement, (SE651E3) (Ecopact) (Holcim) (SA) (Adelaide) | https://epd-australasia.com/wp-content/uploads/2022/02/SP04660-Holcim-EPD-ViroDecs-Special-SA-Adelaide-ECOPact-Range-V2_Mar23.pdf
65 | SE651E5 | 340 | 340 | 0.35 | 3.05E-03 | 6.53E-06 | 1.38E+00 | 1.52E+00 | 6.53E-03 | 4.05E-01 | 4.68E+00 | 1.18E+00 | 1.70E-04 | 1.46E+03 | 1.52E+03 | Ecopact | 65 MPa in-situ, no reinforcement - Holcim |  | Concrete, 65 MPa, in-situ, no reinforcement, (SE651E5) (Ecopact) (Holcim) (SA) (Adelaide) | https://epd-australasia.com/wp-content/uploads/2022/02/SP04660-Holcim-EPD-ViroDecs-Special-SA-Adelaide-ECOPact-Range-V2_Mar23.pdf
40 | SE401EAV | 291 | 291 | 0.37 | 3.34E-03 | 5.93E-06 | 1.20E+00 | 1.54E+00 | 5.66E-03 | 3.47E-01 | 4.01E+00 | 1.01E+00 | 1.53E-04 | 1.36E+03 | 1.33E+03 | Ecopact | 40 MPa in-situ, no reinforcement - Holcim |  | Concrete, 40 MPa, in-situ, no reinforcement, (SE401EAV) (Ecopact) (Holcim) (SA) (Adelaide) | https://epd-australasia.com/wp-content/uploads/2022/02/SP04660-Holcim-EPD-ViroDecs-Special-SA-Adelaide-ECOPact-Range-V2_Mar23.pdf
50 | SE501EAV | 330 | 330 | 0.38 | 3.42E-03 | 6.24E-06 | 1.34E+00 | 1.65E+00 | 6.17E-03 | 3.93E-01 | 4.53E+00 | 1.14E+00 | 1.63E-04 | 1.45E+03 | 1.45E+03 | Ecopact | 50 MPa in-situ, no reinforcement - Holcim |  | Concrete, 50 MPa, in-situ, no reinforcement, (SE501EAV) (Ecopact) (Holcim) (SA) (Adelaide) | https://epd-australasia.com/wp-content/uploads/2022/02/SP04660-Holcim-EPD-ViroDecs-Special-SA-Adelaide-ECOPact-Range-V2_Mar23.pdf
65 | SE651EAV | 355 | 355 | 0.40 | 3.61E-03 | 6.72E-06 | 1.44E+00 | 1.85E+00 | 7.10E-03 | 4.21E-01 | 4.88E+00 | 1.22E+00 | 1.73E-04 | 1.53E+03 | 1.55E+03 | Ecopact | 65 MPa in-situ, no reinforcement - Holcim |  | Concrete, 65 MPa, in-situ, no reinforcement, (SE651EAV) (Ecopact) (Holcim) (SA) (Adelaide) | https://epd-australasia.com/wp-content/uploads/2022/02/SP04660-Holcim-EPD-ViroDecs-Special-SA-Adelaide-ECOPact-Range-V2_Mar23.pdf
20 | SE202E56 | 201 | 201 | 0.31 | 3.16E-03 | 3.74E-06 | 8.09E-01 | 1.79E+00 | 2.15E-03 | 2.57E-01 | 2.87E+00 | 7.36E-01 | 1.06E-04 | 9.18E+02 | 8.09E+02 | Ecopact | 20 MPa in-situ, no reinforcement - Holcim |  | Concrete, 20 MPa, in-situ, no reinforcement, (SE202E56) (Ecopact) (Holcim) (SA) (Adelaide) | https://epd-australasia.com/wp-content/uploads/2022/02/SP04660-Holcim-EPD-ViroDecs-Special-SA-Adelaide-ECOPact-Range-V2_Mar23.pdf
25 | SE252E56 | 221 | 221 | 0.32 | 3.22E-03 | 3.96E-06 | 8.81E-01 | 1.90E+00 | 2.33E-03 | 2.80E-01 | 3.13E+00 | 7.99E-01 | 1.14E-04 | 9.75E+02 | 8.89E+02 | Ecopact | 25 MPa in-situ, no reinforcement - Holcim |  | Concrete, 25 MPa, in-situ, no reinforcement, (SE252E56) (Ecopact) (Holcim) (SA) (Adelaide) | https://epd-australasia.com/wp-content/uploads/2022/02/SP04660-Holcim-EPD-ViroDecs-Special-SA-Adelaide-ECOPact-Range-V2_Mar23.pdf
32 | SE322FE56 | 245 | 244 | 0.34 | 3.44E-03 | 4.25E-06 | 9.67E-01 | 2.29E+00 | 2.52E-03 | 3.06E-01 | 3.42E+00 | 8.73E-01 | 1.23E-04 | 1.05E+03 | 9.81E+02 | Ecopact | 32 MPa in-situ, no reinforcement - Holcim |  | Concrete, 32 MPa, in-situ, no reinforcement, (SE322FE56) (Ecopact) (Holcim) (SA) (Adelaide) | https://epd-australasia.com/wp-content/uploads/2022/02/SP04660-Holcim-EPD-ViroDecs-Special-SA-Adelaide-ECOPact-Range-V2_Mar23.pdf
32 | SE322FE562 | 246 | 246 | 0.34 | 3.54E-03 | 4.54E-06 | 9.88E-01 | 2.29E+00 | 3.50E-03 | 3.06E-01 | 3.47E+00 | 8.80E-01 | 1.23E-04 | 1.07E+03 | 9.81E+02 | Ecopact | 32 MPa in-situ, no reinforcement - Holcim |  | Concrete, 32 MPa, in-situ, no reinforcement, (SE322FE562) (Ecopact) (Holcim) (SA) (Adelaide) | https://epd-australasia.com/wp-content/uploads/2022/02/SP04660-Holcim-EPD-ViroDecs-Special-SA-Adelaide-ECOPact-Range-V2_Mar23.pdf
40 | SE402E56 | 274 | 274 | 0.35 | 3.47E-03 | 4.65E-06 | 1.08E+00 | 2.30E+00 | 2.85E-03 | 3.39E-01 | 3.79E+00 | 9.67E-01 | 1.35E-04 | 1.13E+03 | 1.10E+03 | Ecopact | 40 MPa in-situ, no reinforcement - Holcim |  | Concrete, 40 MPa, in-situ, no reinforcement, (SE402E56) (Ecopact) (Holcim) (SA) (Adelaide) | https://epd-australasia.com/wp-content/uploads/2022/02/SP04660-Holcim-EPD-ViroDecs-Special-SA-Adelaide-ECOPact-Range-V2_Mar23.pdf
40 | SE402E562 | 276 | 276 | 0.35 | 3.57E-03 | 4.93E-06 | 1.10E+00 | 2.30E+00 | 3.83E-03 | 3.39E-01 | 3.84E+00 | 9.73E-01 | 1.35E-04 | 1.16E+03 | 1.10E+03 | Ecopact | 40 MPa in-situ, no reinforcement - Holcim |  | Concrete, 40 MPa, in-situ, no reinforcement, (SE402E562) (Ecopact) (Holcim) (SA) (Adelaide) | https://epd-australasia.com/wp-content/uploads/2022/02/SP04660-Holcim-EPD-ViroDecs-Special-SA-Adelaide-ECOPact-Range-V2_Mar23.pdf
50 | SE502E56 | 328 | 328 | 0.38 | 3.72E-03 | 5.28E-06 | 1.27E+00 | 2.71E+00 | 3.38E-03 | 3.98E-01 | 4.46E+00 | 1.14E+00 | 1.56E-04 | 1.29E+03 | 1.32E+03 | Ecopact | 50 MPa in-situ, no reinforcement - Holcim |  | Concrete, 50 MPa, in-situ, no reinforcement, (SE502E56) (Ecopact) (Holcim) (SA) (Adelaide) | https://epd-australasia.com/wp-content/uploads/2022/02/SP04660-Holcim-EPD-ViroDecs-Special-SA-Adelaide-ECOPact-Range-V2_Mar23.pdf
40 | SE401EAV6 | 295 | 294 | 0.37 | 4.25E-03 | 5.72E-06 | 1.20E+00 | 3.27E+00 | 5.46E-03 | 3.55E-01 | 4.10E+00 | 1.03E+00 | 1.45E-04 | 1.26E+03 | 1.17E+03 | Ecopact | 40 MPa in-situ, no reinforcement - Holcim |  | Concrete, 40 MPa, in-situ, no reinforcement, (SE401EAV6) (Ecopact) (Holcim) (SA) (Adelaide) | https://epd-australasia.com/wp-content/uploads/2022/02/SP04660-Holcim-EPD-ViroDecs-Special-SA-Adelaide-ECOPact-Range-V2_Mar23.pdf
40 | SE401EWC | 268 | 268 | 0.37 | 4.29E-03 | 5.67E-06 | 1.12E+00 | 3.26E+00 | 5.81E-03 | 3.24E-01 | 3.77E+00 | 9.47E-01 | 1.40E-04 | 1.29E+03 | 1.17E+03 | Ecopact | 40 MPa in-situ, no reinforcement - Holcim |  | Concrete, 40 MPa, in-situ, no reinforcement, (SE401EWC) (Ecopact) (Holcim) (SA) (Adelaide) | https://epd-australasia.com/wp-content/uploads/2022/02/SP04660-Holcim-EPD-ViroDecs-Special-SA-Adelaide-ECOPact-Range-V2_Mar23.pdf
50 | SE501EWC | 300 | 299 | 0.38 | 4.31E-03 | 6.08E-06 | 1.24E+00 | 3.28E+00 | 6.12E-03 | 3.58E-01 | 4.15E+00 | 1.05E+00 | 1.54E-04 | 1.40E+03 | 1.33E+03 | Ecopact | 50 MPa in-situ, no reinforcement - Holcim |  | Concrete, 50 MPa, in-situ, no reinforcement, (SE501EWC) (Ecopact) (Holcim) (SA) (Adelaide) | https://epd-australasia.com/wp-content/uploads/2022/02/SP04660-Holcim-EPD-ViroDecs-Special-SA-Adelaide-ECOPact-Range-V2_Mar23.pdf
50 | SE501EHES | 397 | 396 | 0.42 | 4.34E-03 | 6.59E-06 | 1.56E+00 | 3.32E+00 | 6.80E-03 | 4.75E-01 | 5.48E+00 | 1.36E+00 | 1.77E-04 | 1.53E+03 | 1.56E+03 | Ecopact | 50 MPa in-situ, no reinforcement - Holcim |  | Concrete, 50 MPa, in-situ, no reinforcement, (SE501EHES) (Ecopact) (Holcim) (SA) (Adelaide) | https://epd-australasia.com/wp-content/uploads/2022/02/SP04660-Holcim-EPD-ViroDecs-Special-SA-Adelaide-ECOPact-Range-V2_Mar23.pdf
50 | SE501EPSW | 388 | 387 | 0.42 | 4.33E-03 | 6.51E-06 | 1.52E+00 | 3.31E+00 | 6.72E-03 | 4.65E-01 | 5.36E+00 | 1.33E+00 | 1.74E-04 | 1.50E+03 | 1.52E+03 | Ecopact | 50 MPa in-situ, no reinforcement - Holcim |  | Concrete, 50 MPa, in-situ, no reinforcement, (SE501EPSW) (Ecopact) (Holcim) (SA) (Adelaide) | https://epd-australasia.com/wp-content/uploads/2022/02/SP04660-Holcim-EPD-ViroDecs-Special-SA-Adelaide-ECOPact-Range-V2_Mar23.pdf
50 | SE501EDTW | 388 | 388 | 0.42 | 4.33E-03 | 6.53E-06 | 1.53E+00 | 3.31E+00 | 6.72E-03 | 4.66E-01 | 5.37E+00 | 1.34E+00 | 1.74E-04 | 1.51E+03 | 1.52E+03 | Ecopact | 50 MPa in-situ, no reinforcement - Holcim |  | Concrete, 50 MPa, in-situ, no reinforcement, (SE501EDTW) (Ecopact) (Holcim) (SA) (Adelaide) | https://epd-australasia.com/wp-content/uploads/2022/02/SP04660-Holcim-EPD-ViroDecs-Special-SA-Adelaide-ECOPact-Range-V2_Mar23.pdf
https://epd-australasia.com/wp-content/uploads/2022/01/SP04658_Holcim-ViroDecs-Special-Qld-Brisbane-ECOPact-EPD_-Mar23_v3.0.pdf
Queensland – Brisbane – ECOPact Range
Column1 | Column2 | Column3 | Column4 | Column5 | Column6 | Column7 | Column8 | Column9 | Column10 | Column11 | Column12 | Column13 | Column14 | Column15 | Column16 | Column17
PRIMARY ENVIRONMENTAL INDICATORS |  | GWPT | GWPF | GWPB | GWPL | ODP | AP | EP -freshwater | EP -freshwater2 | EP -marine | EP – terrestrial | POCP | ADPE | ADPF | WDP
(Ecopact) (Holcim) (QLD) (Brisbane) | bar: Queensland – Brisbane – ECOPact Range Column13
Strength | Mix Code | kg CO2 | kg CO2 | kg CO2 | kg CO2 | kg CFC | mol H+ | kg PO43- | kg P eq. | kg N eq. | mol N eq. | NMVOC | kg Sb eq. | MJ | m3
(MPa) |  | eq. | eq. | eq. | eq. | 11 eq. | eq. | eq. |  |  |  | eq.
20 | QE203EBMX | 210 | 209 | 0.16 | 1.08E-03 | 5.35E-06 | 1.14E+00 | 8.31E-01 | 2.93E-03 | 3.10E-01 | 3.49E+00 | 9.01E-01 | 1.14E-04 | 9.59E+02 | 1.09E+03 | Ecopact | 20 MPa in-situ, no reinforcement - Holcim |  | Concrete, 20 MPa, in-situ, no reinforcement, (QE203EBMX) (Ecopact) (Holcim) (QLD) (Brisbane) | https://epd-australasia.com/wp-content/uploads/2022/01/SP04658_Holcim-ViroDecs-Special-Qld-Brisbane-ECOPact-EPD_-Mar23_v3.0.pdf
25 | QE253EBMX | 221 | 221 | 0.17 | 1.14E-03 | 5.57E-06 | 1.20E+00 | 8.80E-01 | 3.09E-03 | 3.25E-01 | 3.66E+00 | 9.44E-01 | 1.19E-04 | 1.01E+03 | 1.15E+03 | Ecopact | 25 MPa in-situ, no reinforcement - Holcim |  | Concrete, 25 MPa, in-situ, no reinforcement, (QE253EBMX) (Ecopact) (Holcim) (QLD) (Brisbane) | https://epd-australasia.com/wp-content/uploads/2022/01/SP04658_Holcim-ViroDecs-Special-Qld-Brisbane-ECOPact-EPD_-Mar23_v3.0.pdf
32 | QE323EBMX | 258 | 258 | 0.20 | 1.40E-03 | 6.50E-06 | 1.40E+00 | 1.04E+00 | 4.17E-03 | 3.73E-01 | 4.24E+00 | 1.09E+00 | 1.35E-04 | 1.19E+03 | 1.34E+03 | Ecopact | 32 MPa in-situ, no reinforcement - Holcim |  | Concrete, 32 MPa, in-situ, no reinforcement, (QE323EBMX) (Ecopact) (Holcim) (QLD) (Brisbane) | https://epd-australasia.com/wp-content/uploads/2022/01/SP04658_Holcim-ViroDecs-Special-Qld-Brisbane-ECOPact-EPD_-Mar23_v3.0.pdf
20 | QE207EBMX | 190 | 190 | 0.14 | 9.54E-04 | 4.87E-06 | 1.01E+00 | 7.60E-01 | 2.28E-03 | 2.81E-01 | 3.14E+00 | 8.15E-01 | 1.09E-04 | 8.62E+02 | 9.92E+02 | Ecopact | 20 MPa in-situ, no reinforcement - Holcim |  | Concrete, 20 MPa, in-situ, no reinforcement, (QE207EBMX) (Ecopact) (Holcim) (QLD) (Brisbane) | https://epd-australasia.com/wp-content/uploads/2022/01/SP04658_Holcim-ViroDecs-Special-Qld-Brisbane-ECOPact-EPD_-Mar23_v3.0.pdf
25 | QE257EBMX | 206 | 206 | 0.15 | 1.03E-03 | 5.23E-06 | 1.10E+00 | 8.29E-01 | 2.46E-03 | 3.03E-01 | 3.39E+00 | 8.80E-01 | 1.16E-04 | 9.40E+02 | 1.08E+03 | Ecopact | 25 MPa in-situ, no reinforcement - Holcim |  | Concrete, 25 MPa, in-situ, no reinforcement, (QE257EBMX) (Ecopact) (Holcim) (QLD) (Brisbane) | https://epd-australasia.com/wp-content/uploads/2022/01/SP04658_Holcim-ViroDecs-Special-Qld-Brisbane-ECOPact-EPD_-Mar23_v3.0.pdf
32 | QE327EBMX | 229 | 229 | 0.17 | 1.15E-03 | 5.72E-06 | 1.23E+00 | 9.26E-01 | 2.71E-03 | 3.35E-01 | 3.75E+00 | 9.72E-01 | 1.26E-04 | 1.05E+03 | 1.21E+03 | Ecopact | 32 MPa in-situ, no reinforcement - Holcim |  | Concrete, 32 MPa, in-situ, no reinforcement, (QE327EBMX) (Ecopact) (Holcim) (QLD) (Brisbane) | https://epd-australasia.com/wp-content/uploads/2022/01/SP04658_Holcim-ViroDecs-Special-Qld-Brisbane-ECOPact-EPD_-Mar23_v3.0.pdf
40 | QE407EBMX | 258 | 258 | 0.19 | 1.42E-03 | 6.71E-06 | 1.41E+00 | 1.04E+00 | 4.23E-03 | 3.74E-01 | 4.25E+00 | 1.09E+00 | 1.40E-04 | 1.21E+03 | 1.36E+03 | Ecopact | 40 MPa in-situ, no reinforcement - Holcim |  | Concrete, 40 MPa, in-situ, no reinforcement, (QE407EBMX) (Ecopact) (Holcim) (QLD) (Brisbane) | https://epd-australasia.com/wp-content/uploads/2022/01/SP04658_Holcim-ViroDecs-Special-Qld-Brisbane-ECOPact-EPD_-Mar23_v3.0.pdf
50 | QE507EBMX | 299 | 299 | 0.23 | 1.66E-03 | 7.54E-06 | 1.62E+00 | 1.23E+00 | 4.98E-03 | 4.26E-01 | 4.85E+00 | 1.24E+00 | 1.56E-04 | 1.39E+03 | 1.57E+03 | Ecopact | 50 MPa in-situ, no reinforcement - Holcim |  | Concrete, 50 MPa, in-situ, no reinforcement, (QE507EBMX) (Ecopact) (Holcim) (QLD) (Brisbane) | https://epd-australasia.com/wp-content/uploads/2022/01/SP04658_Holcim-ViroDecs-Special-Qld-Brisbane-ECOPact-EPD_-Mar23_v3.0.pdf
20 | QE202E | 151 | 151 | 0.10 | 7.43E-04 | 4.31E-06 | 8.46E-01 | 5.77E-01 | 1.90E-03 | 2.35E-01 | 2.63E+00 | 6.85E-01 | 9.48E-05 | 7.18E+02 | 8.16E+02 | Ecopact | 20 MPa in-situ, no reinforcement - Holcim |  | Concrete, 20 MPa, in-situ, no reinforcement, (QE202E) (Ecopact) (Holcim) (QLD) (Brisbane) | https://epd-australasia.com/wp-content/uploads/2022/01/SP04658_Holcim-ViroDecs-Special-Qld-Brisbane-ECOPact-EPD_-Mar23_v3.0.pdf
25 | QE252E | 163 | 163 | 0.11 | 8.06E-04 | 4.54E-06 | 9.05E-01 | 6.30E-01 | 2.02E-03 | 2.50E-01 | 2.80E+00 | 7.28E-01 | 9.97E-05 | 7.69E+02 | 8.77E+02 | Ecopact | 25 MPa in-situ, no reinforcement - Holcim |  | Concrete, 25 MPa, in-situ, no reinforcement, (QE252E) (Ecopact) (Holcim) (QLD) (Brisbane) | https://epd-australasia.com/wp-content/uploads/2022/01/SP04658_Holcim-ViroDecs-Special-Qld-Brisbane-ECOPact-EPD_-Mar23_v3.0.pdf
32 | QE322E | 181 | 181 | 0.13 | 8.92E-04 | 4.90E-06 | 9.98E-01 | 7.08E-01 | 2.12E-03 | 2.75E-01 | 3.07E+00 | 7.99E-01 | 1.08E-04 | 8.48E+02 | 9.72E+02 | Ecopact | 32 MPa in-situ, no reinforcement - Holcim |  | Concrete, 32 MPa, in-situ, no reinforcement, (QE322E) (Ecopact) (Holcim) (QLD) (Brisbane) | https://epd-australasia.com/wp-content/uploads/2022/01/SP04658_Holcim-ViroDecs-Special-Qld-Brisbane-ECOPact-EPD_-Mar23_v3.0.pdf
40 | QE402E | 219 | 219 | 0.16 | 1.09E-03 | 5.64E-06 | 1.19E+00 | 8.81E-01 | 2.53E-03 | 3.25E-01 | 3.63E+00 | 9.43E-01 | 1.24E-04 | 1.02E+03 | 1.17E+03 | Ecopact | 40 MPa in-situ, no reinforcement - Holcim |  | Concrete, 40 MPa, in-situ, no reinforcement, (QE402E) (Ecopact) (Holcim) (QLD) (Brisbane) | https://epd-australasia.com/wp-content/uploads/2022/01/SP04658_Holcim-ViroDecs-Special-Qld-Brisbane-ECOPact-EPD_-Mar23_v3.0.pdf
50 | QE502E | 287 | 286 | 0.22 | 1.45E-03 | 6.95E-06 | 1.53E+00 | 1.18E+00 | 3.25E-03 | 4.12E-01 | 4.62E+00 | 1.20E+00 | 1.53E-04 | 1.31E+03 | 1.53E+03 | Ecopact | 50 MPa in-situ, no reinforcement - Holcim |  | Concrete, 50 MPa, in-situ, no reinforcement, (QE502E) (Ecopact) (Holcim) (QLD) (Brisbane) | https://epd-australasia.com/wp-content/uploads/2022/01/SP04658_Holcim-ViroDecs-Special-Qld-Brisbane-ECOPact-EPD_-Mar23_v3.0.pdf
20 | QE201E100 | 156 | 156 | 0.11 | 7.69E-04 | 4.34E-06 | 8.68E-01 | 6.02E-01 | 1.94E-03 | 2.41E-01 | 2.69E+00 | 6.99E-01 | 9.54E-05 | 7.36E+02 | 8.40E+02 | Ecopact | 20 MPa in-situ, no reinforcement - Holcim |  | Concrete, 20 MPa, in-situ, no reinforcement, (QE201E100) (Ecopact) (Holcim) (QLD) (Brisbane) | https://epd-australasia.com/wp-content/uploads/2022/01/SP04658_Holcim-ViroDecs-Special-Qld-Brisbane-ECOPact-EPD_-Mar23_v3.0.pdf
25 | QE251E100 | 164 | 164 | 0.12 | 8.15E-04 | 4.51E-06 | 9.11E-01 | 6.41E-01 | 2.03E-03 | 2.51E-01 | 2.81E+00 | 7.31E-01 | 9.90E-05 | 7.73E+02 | 8.84E+02 | Ecopact | 25 MPa in-situ, no reinforcement - Holcim |  | Concrete, 25 MPa, in-situ, no reinforcement, (QE251E100) (Ecopact) (Holcim) (QLD) (Brisbane) | https://epd-australasia.com/wp-content/uploads/2022/01/SP04658_Holcim-ViroDecs-Special-Qld-Brisbane-ECOPact-EPD_-Mar23_v3.0.pdf
32 | QE321E100 | 191 | 191 | 0.14 | 9.48E-04 | 5.04E-06 | 1.05E+00 | 7.58E-01 | 2.21E-03 | 2.87E-01 | 3.21E+00 | 8.33E-01 | 1.11E-04 | 8.89E+02 | 1.02E+03 | Ecopact | 32 MPa in-situ, no reinforcement - Holcim |  | Concrete, 32 MPa, in-situ, no reinforcement, (QE321E100) (Ecopact) (Holcim) (QLD) (Brisbane) | https://epd-australasia.com/wp-content/uploads/2022/01/SP04658_Holcim-ViroDecs-Special-Qld-Brisbane-ECOPact-EPD_-Mar23_v3.0.pdf
40 | QE401E100 | 231 | 231 | 0.17 | 1.16E-03 | 5.81E-06 | 1.25E+00 | 9.38E-01 | 2.65E-03 | 3.39E-01 | 3.79E+00 | 9.84E-01 | 1.28E-04 | 1.07E+03 | 1.23E+03 | Ecopact | 40 MPa in-situ, no reinforcement - Holcim |  | Concrete, 40 MPa, in-situ, no reinforcement, (QE401E100) (Ecopact) (Holcim) (QLD) (Brisbane) | https://epd-australasia.com/wp-content/uploads/2022/01/SP04658_Holcim-ViroDecs-Special-Qld-Brisbane-ECOPact-EPD_-Mar23_v3.0.pdf
50 | QE501E100 | 302 | 302 | 0.23 | 1.53E-03 | 7.19E-06 | 1.61E+00 | 1.26E+00 | 3.41E-03 | 4.32E-01 | 4.83E+00 | 1.25E+00 | 1.58E-04 | 1.38E+03 | 1.60E+03 | Ecopact | 50 MPa in-situ, no reinforcement - Holcim |  | Concrete, 50 MPa, in-situ, no reinforcement, (QE501E100) (Ecopact) (Holcim) (QLD) (Brisbane) | https://epd-australasia.com/wp-content/uploads/2022/01/SP04658_Holcim-ViroDecs-Special-Qld-Brisbane-ECOPact-EPD_-Mar23_v3.0.pdf
20 | QE202E100 | 153 | 153 | 0.11 | 7.56E-04 | 4.35E-06 | 8.57E-01 | 5.88E-01 | 1.92E-03 | 2.38E-01 | 2.66E+00 | 6.92E-01 | 9.55E-05 | 7.28E+02 | 8.28E+02 | Ecopact | 20 MPa in-situ, no reinforcement - Holcim |  | Concrete, 20 MPa, in-situ, no reinforcement, (QE202E100) (Ecopact) (Holcim) (QLD) (Brisbane) | https://epd-australasia.com/wp-content/uploads/2022/01/SP04658_Holcim-ViroDecs-Special-Qld-Brisbane-ECOPact-EPD_-Mar23_v3.0.pdf
25 | QE252E100 | 165 | 165 | 0.12 | 8.19E-04 | 4.58E-06 | 9.16E-01 | 6.42E-01 | 2.05E-03 | 2.53E-01 | 2.83E+00 | 7.36E-01 | 1.01E-04 | 7.80E+02 | 8.90E+02 | Ecopact | 25 MPa in-situ, no reinforcement - Holcim |  | Concrete, 25 MPa, in-situ, no reinforcement, (QE252E100) (Ecopact) (Holcim) (QLD) (Brisbane) | https://epd-australasia.com/wp-content/uploads/2022/01/SP04658_Holcim-ViroDecs-Special-Qld-Brisbane-ECOPact-EPD_-Mar23_v3.0.pdf
32 | QE322E100 | 185 | 185 | 0.13 | 9.19E-04 | 4.99E-06 | 1.02E+00 | 7.31E-01 | 2.17E-03 | 2.81E-01 | 3.14E+00 | 8.16E-01 | 1.10E-04 | 8.70E+02 | 9.98E+02 | Ecopact | 32 MPa in-situ, no reinforcement - Holcim |  | Concrete, 32 MPa, in-situ, no reinforcement, (QE322E100) (Ecopact) (Holcim) (QLD) (Brisbane) | https://epd-australasia.com/wp-content/uploads/2022/01/SP04658_Holcim-ViroDecs-Special-Qld-Brisbane-ECOPact-EPD_-Mar23_v3.0.pdf
40 | QE402E100 | 224 | 224 | 0.17 | 1.12E-03 | 5.73E-06 | 1.22E+00 | 9.04E-01 | 2.58E-03 | 3.31E-01 | 3.70E+00 | 9.61E-01 | 1.26E-04 | 1.04E+03 | 1.20E+03 | Ecopact | 40 MPa in-situ, no reinforcement - Holcim |  | Concrete, 40 MPa, in-situ, no reinforcement, (QE402E100) (Ecopact) (Holcim) (QLD) (Brisbane) | https://epd-australasia.com/wp-content/uploads/2022/01/SP04658_Holcim-ViroDecs-Special-Qld-Brisbane-ECOPact-EPD_-Mar23_v3.0.pdf
50 | QE502E100 | 294 | 294 | 0.23 | 1.49E-03 | 7.09E-06 | 1.57E+00 | 1.22E+00 | 3.33E-03 | 4.22E-01 | 4.72E+00 | 1.22E+00 | 1.56E-04 | 1.35E+03 | 1.57E+03 | Ecopact | 50 MPa in-situ, no reinforcement - Holcim |  | Concrete, 50 MPa, in-situ, no reinforcement, (QE502E100) (Ecopact) (Holcim) (QLD) (Brisbane) | https://epd-australasia.com/wp-content/uploads/2022/01/SP04658_Holcim-ViroDecs-Special-Qld-Brisbane-ECOPact-EPD_-Mar23_v3.0.pdf
20 | QE201EEZY | 161 | 161 | 0.11 | 7.94E-04 | 4.43E-06 | 8.91E-01 | 6.23E-01 | 1.99E-03 | 2.47E-01 | 2.76E+00 | 7.17E-01 | 9.72E-05 | 7.56E+02 | 8.63E+02 | Ecopact | 20 MPa in-situ, no reinforcement - Holcim |  | Concrete, 20 MPa, in-situ, no reinforcement, (QE201EEZY) (Ecopact) (Holcim) (QLD) (Brisbane) | https://epd-australasia.com/wp-content/uploads/2022/01/SP04658_Holcim-ViroDecs-Special-Qld-Brisbane-ECOPact-EPD_-Mar23_v3.0.pdf
25 | QE251EEZY | 175 | 175 | 0.13 | 8.72E-04 | 4.76E-06 | 9.69E-01 | 6.88E-01 | 2.15E-03 | 2.66E-01 | 2.98E+00 | 7.75E-01 | 1.04E-04 | 8.23E+02 | 9.40E+02 | Ecopact | 25 MPa in-situ, no reinforcement - Holcim |  | Concrete, 25 MPa, in-situ, no reinforcement, (QE251EEZY) (Ecopact) (Holcim) (QLD) (Brisbane) | https://epd-australasia.com/wp-content/uploads/2022/01/SP04658_Holcim-ViroDecs-Special-Qld-Brisbane-ECOPact-EPD_-Mar23_v3.0.pdf
32 | QE321EEZY | 193 | 193 | 0.14 | 9.61E-04 | 5.09E-06 | 1.06E+00 | 7.70E-01 | 2.24E-03 | 2.90E-01 | 3.24E+00 | 8.43E-01 | 1.12E-04 | 9.00E+02 | 1.04E+03 | Ecopact | 32 MPa in-situ, no reinforcement - Holcim |  | Concrete, 32 MPa, in-situ, no reinforcement, (QE321EEZY) (Ecopact) (Holcim) (QLD) (Brisbane) | https://epd-australasia.com/wp-content/uploads/2022/01/SP04658_Holcim-ViroDecs-Special-Qld-Brisbane-ECOPact-EPD_-Mar23_v3.0.pdf
40 | QE401EEZY | 234 | 234 | 0.18 | 1.17E-03 | 5.84E-06 | 1.26E+00 | 9.49E-01 | 2.67E-03 | 3.42E-01 | 3.83E+00 | 9.93E-01 | 1.29E-04 | 1.07E+03 | 1.25E+03 | Ecopact | 40 MPa in-situ, no reinforcement - Holcim |  | Concrete, 40 MPa, in-situ, no reinforcement, (QE401EEZY) (Ecopact) (Holcim) (QLD) (Brisbane) | https://epd-australasia.com/wp-content/uploads/2022/01/SP04658_Holcim-ViroDecs-Special-Qld-Brisbane-ECOPact-EPD_-Mar23_v3.0.pdf
50 | QE501EEZY | 307 | 307 | 0.24 | 1.56E-03 | 7.27E-06 | 1.63E+00 | 1.28E+00 | 3.45E-03 | 4.38E-01 | 4.90E+00 | 1.27E+00 | 1.60E-04 | 1.40E+03 | 1.63E+03 | Ecopact | 50 MPa in-situ, no reinforcement - Holcim |  | Concrete, 50 MPa, in-situ, no reinforcement, (QE501EEZY) (Ecopact) (Holcim) (QLD) (Brisbane) | https://epd-australasia.com/wp-content/uploads/2022/01/SP04658_Holcim-ViroDecs-Special-Qld-Brisbane-ECOPact-EPD_-Mar23_v3.0.pdf
20 | QE202EEZY | 158 | 158 | 0.11 | 7.80E-04 | 4.43E-06 | 8.80E-01 | 6.09E-01 | 1.97E-03 | 2.44E-01 | 2.73E+00 | 7.10E-01 | 9.73E-05 | 7.47E+02 | 8.51E+02 | Ecopact | 20 MPa in-situ, no reinforcement - Holcim |  | Concrete, 20 MPa, in-situ, no reinforcement, (QE202EEZY) (Ecopact) (Holcim) (QLD) (Brisbane) | https://epd-australasia.com/wp-content/uploads/2022/01/SP04658_Holcim-ViroDecs-Special-Qld-Brisbane-ECOPact-EPD_-Mar23_v3.0.pdf
25 | QE252EEZY | 171 | 171 | 0.12 | 8.48E-04 | 4.72E-06 | 9.48E-01 | 6.66E-01 | 2.11E-03 | 2.62E-01 | 2.92E+00 | 7.61E-01 | 1.03E-04 | 8.06E+02 | 9.19E+02 | Ecopact | 25 MPa in-situ, no reinforcement - Holcim |  | Concrete, 25 MPa, in-situ, no reinforcement, (QE252EEZY) (Ecopact) (Holcim) (QLD) (Brisbane) | https://epd-australasia.com/wp-content/uploads/2022/01/SP04658_Holcim-ViroDecs-Special-Qld-Brisbane-ECOPact-EPD_-Mar23_v3.0.pdf
32 | QE322EEZY | 188 | 188 | 0.14 | 9.29E-04 | 5.02E-06 | 1.03E+00 | 7.41E-01 | 2.19E-03 | 2.84E-01 | 3.17E+00 | 8.24E-01 | 1.11E-04 | 8.78E+02 | 1.01E+03 | Ecopact | 32 MPa in-situ, no reinforcement - Holcim |  | Concrete, 32 MPa, in-situ, no reinforcement, (QE322EEZY) (Ecopact) (Holcim) (QLD) (Brisbane) | https://epd-australasia.com/wp-content/uploads/2022/01/SP04658_Holcim-ViroDecs-Special-Qld-Brisbane-ECOPact-EPD_-Mar23_v3.0.pdf
40 | QE402EEZY | 227 | 227 | 0.17 | 1.13E-03 | 5.77E-06 | 1.23E+00 | 9.15E-01 | 2.61E-03 | 3.34E-01 | 3.74E+00 | 9.71E-01 | 1.27E-04 | 1.05E+03 | 1.21E+03 | Ecopact | 40 MPa in-situ, no reinforcement - Holcim |  | Concrete, 40 MPa, in-situ, no reinforcement, (QE402EEZY) (Ecopact) (Holcim) (QLD) (Brisbane) | https://epd-australasia.com/wp-content/uploads/2022/01/SP04658_Holcim-ViroDecs-Special-Qld-Brisbane-ECOPact-EPD_-Mar23_v3.0.pdf
50 | QE502EEZY | 299 | 299 | 0.23 | 1.52E-03 | 7.18E-06 | 1.60E+00 | 1.24E+00 | 3.38E-03 | 4.29E-01 | 4.80E+00 | 1.24E+00 | 1.58E-04 | 1.37E+03 | 1.59E+03 | Ecopact | 50 MPa in-situ, no reinforcement - Holcim |  | Concrete, 50 MPa, in-situ, no reinforcement, (QE502EEZY) (Ecopact) (Holcim) (QLD) (Brisbane) | https://epd-australasia.com/wp-content/uploads/2022/01/SP04658_Holcim-ViroDecs-Special-Qld-Brisbane-ECOPact-EPD_-Mar23_v3.0.pdf
20 | QE201EL21 | 160 | 160 | 0.11 | 7.87E-04 | 4.39E-06 | 8.86E-01 | 6.18E-01 | 1.97E-03 | 2.45E-01 | 2.74E+00 | 7.13E-01 | 9.64E-05 | 7.49E+02 | 8.55E+02 | Ecopact | 20 MPa in-situ, no reinforcement - Holcim |  | Concrete, 20 MPa, in-situ, no reinforcement, (QE201EL21) (Ecopact) (Holcim) (QLD) (Brisbane) | https://epd-australasia.com/wp-content/uploads/2022/01/SP04658_Holcim-ViroDecs-Special-Qld-Brisbane-ECOPact-EPD_-Mar23_v3.0.pdf
25 | QE251EL21 | 175 | 175 | 0.13 | 8.71E-04 | 4.74E-06 | 9.70E-01 | 6.88E-01 | 2.14E-03 | 2.67E-01 | 2.98E+00 | 7.76E-01 | 1.04E-04 | 8.22E+02 | 9.39E+02 | Ecopact | 25 MPa in-situ, no reinforcement - Holcim |  | Concrete, 25 MPa, in-situ, no reinforcement, (QE251EL21) (Ecopact) (Holcim) (QLD) (Brisbane) | https://epd-australasia.com/wp-content/uploads/2022/01/SP04658_Holcim-ViroDecs-Special-Qld-Brisbane-ECOPact-EPD_-Mar23_v3.0.pdf
32 | QE321EL21 | 198 | 198 | 0.15 | 9.80E-04 | 5.14E-06 | 1.08E+00 | 7.87E-01 | 2.28E-03 | 2.96E-01 | 3.31E+00 | 8.59E-01 | 1.13E-04 | 9.16E+02 | 1.05E+03 | Ecopact | 32 MPa in-situ, no reinforcement - Holcim |  | Concrete, 32 MPa, in-situ, no reinforcement, (QE321EL21) (Ecopact) (Holcim) (QLD) (Brisbane) | https://epd-australasia.com/wp-content/uploads/2022/01/SP04658_Holcim-ViroDecs-Special-Qld-Brisbane-ECOPact-EPD_-Mar23_v3.0.pdf
40 | QE401EL21 | 239 | 239 | 0.18 | 1.20E-03 | 5.94E-06 | 1.29E+00 | 9.73E-01 | 2.72E-03 | 3.50E-01 | 3.91E+00 | 1.02E+00 | 1.31E-04 | 1.10E+03 | 1.27E+03 | Ecopact | 40 MPa in-situ, no reinforcement - Holcim |  | Concrete, 40 MPa, in-situ, no reinforcement, (QE401EL21) (Ecopact) (Holcim) (QLD) (Brisbane) | https://epd-australasia.com/wp-content/uploads/2022/01/SP04658_Holcim-ViroDecs-Special-Qld-Brisbane-ECOPact-EPD_-Mar23_v3.0.pdf
50 | QE501EL21 | 311 | 310 | 0.24 | 1.57E-03 | 7.32E-06 | 1.65E+00 | 1.29E+00 | 3.48E-03 | 4.42E-01 | 4.96E+00 | 1.28E+00 | 1.61E-04 | 1.41E+03 | 1.65E+03 | Ecopact | 50 MPa in-situ, no reinforcement - Holcim |  | Concrete, 50 MPa, in-situ, no reinforcement, (QE501EL21) (Ecopact) (Holcim) (QLD) (Brisbane) | https://epd-australasia.com/wp-content/uploads/2022/01/SP04658_Holcim-ViroDecs-Special-Qld-Brisbane-ECOPact-EPD_-Mar23_v3.0.pdf
40 | QE401E200 | 233 | 233 | 0.18 | 1.97E-03 | 6.14E-06 | 1.28E+00 | 9.38E-01 | 4.39E-03 | 3.41E-01 | 3.87E+00 | 9.94E-01 | 1.34E-04 | 1.10E+03 | 1.23E+03 | Ecopact | 40 MPa in-situ, no reinforcement - Holcim |  | Concrete, 40 MPa, in-situ, no reinforcement, (QE401E200) (Ecopact) (Holcim) (QLD) (Brisbane) | https://epd-australasia.com/wp-content/uploads/2022/01/SP04658_Holcim-ViroDecs-Special-Qld-Brisbane-ECOPact-EPD_-Mar23_v3.0.pdf
50 | QE501E200 | 336 | 336 | 0.24 | 2.37E-03 | 7.20E-06 | 1.63E+00 | 1.24E+00 | 5.83E-03 | 4.52E-01 | 5.16E+00 | 1.31E+00 | 1.70E-04 | 1.39E+03 | 1.62E+03 | Ecopact | 50 MPa in-situ, no reinforcement - Holcim |  | Concrete, 50 MPa, in-situ, no reinforcement, (QE501E200) (Ecopact) (Holcim) (QLD) (Brisbane) | https://epd-australasia.com/wp-content/uploads/2022/01/SP04658_Holcim-ViroDecs-Special-Qld-Brisbane-ECOPact-EPD_-Mar23_v3.0.pdf
40 | QE401EDUF | 253 | 253 | 0.19 | 2.15E-03 | 6.72E-06 | 1.39E+00 | 1.02E+00 | 5.42E-03 | 3.66E-01 | 4.20E+00 | 1.07E+00 | 1.42E-04 | 1.20E+03 | 1.33E+03 | Ecopact | 40 MPa in-situ, no reinforcement - Holcim |  | Concrete, 40 MPa, in-situ, no reinforcement, (QE401EDUF) (Ecopact) (Holcim) (QLD) (Brisbane) | https://epd-australasia.com/wp-content/uploads/2022/01/SP04658_Holcim-ViroDecs-Special-Qld-Brisbane-ECOPact-EPD_-Mar23_v3.0.pdf
50 | QE501EDUF | 280 | 280 | 0.21 | 2.31E-03 | 7.28E-06 | 1.53E+00 | 1.14E+00 | 5.93E-03 | 4.00E-01 | 4.59E+00 | 1.17E+00 | 1.53E-04 | 1.32E+03 | 1.47E+03 | Ecopact | 50 MPa in-situ, no reinforcement - Holcim |  | Concrete, 50 MPa, in-situ, no reinforcement, (QE501EDUF) (Ecopact) (Holcim) (QLD) (Brisbane) | https://epd-australasia.com/wp-content/uploads/2022/01/SP04658_Holcim-ViroDecs-Special-Qld-Brisbane-ECOPact-EPD_-Mar23_v3.0.pdf
40 | QE402PT1 | 293 | 293 | 0.19 | 1.11E-03 | 5.38E-06 | 1.29E+00 | 9.23E-01 | 3.05E-03 | 3.88E-01 | 4.36E+00 | 1.11E+00 | 1.44E-04 | 1.07E+03 | 1.32E+03 | Ecopact | 40 MPa in-situ, no reinforcement - Holcim |  | Concrete, 40 MPa, in-situ, no reinforcement, (QE402PT1) (Ecopact) (Holcim) (QLD) (Brisbane) | https://epd-australasia.com/wp-content/uploads/2022/01/SP04658_Holcim-ViroDecs-Special-Qld-Brisbane-ECOPact-EPD_-Mar23_v3.0.pdf
40 | QE402PT2 | 293 | 293 | 0.19 | 1.13E-03 | 5.36E-06 | 1.29E+00 | 9.24E-01 | 3.04E-03 | 3.88E-01 | 4.35E+00 | 1.11E+00 | 1.44E-04 | 1.07E+03 | 1.32E+03 | Ecopact | 40 MPa in-situ, no reinforcement - Holcim |  | Concrete, 40 MPa, in-situ, no reinforcement, (QE402PT2) (Ecopact) (Holcim) (QLD) (Brisbane) | https://epd-australasia.com/wp-content/uploads/2022/01/SP04658_Holcim-ViroDecs-Special-Qld-Brisbane-ECOPact-EPD_-Mar23_v3.0.pdf
40 | QE402PT3 | 294 | 294 | 0.19 | 1.16E-03 | 5.48E-06 | 1.30E+00 | 9.24E-01 | 3.41E-03 | 3.89E-01 | 4.38E+00 | 1.11E+00 | 1.44E-04 | 1.08E+03 | 1.32E+03 | Ecopact | 40 MPa in-situ, no reinforcement - Holcim |  | Concrete, 40 MPa, in-situ, no reinforcement, (QE402PT3) (Ecopact) (Holcim) (QLD) (Brisbane) | https://epd-australasia.com/wp-content/uploads/2022/01/SP04658_Holcim-ViroDecs-Special-Qld-Brisbane-ECOPact-EPD_-Mar23_v3.0.pdf
32 | QE322LPN2 | 262 | 261 | 0.16 | 1.06E-03 | 4.58E-06 | 1.06E+00 | 8.11E-01 | 3.46E-03 | 3.35E-01 | 3.77E+00 | 9.55E-01 | 1.29E-04 | 8.80E+02 | 1.08E+03 | Ecopact | 32 MPa in-situ, no reinforcement - Holcim |  | Concrete, 32 MPa, in-situ, no reinforcement, (QE322LPN2) (Ecopact) (Holcim) (QLD) (Brisbane) | https://epd-australasia.com/wp-content/uploads/2022/01/SP04658_Holcim-ViroDecs-Special-Qld-Brisbane-ECOPact-EPD_-Mar23_v3.0.pdf
40 | QE402LPN2 | 290 | 289 | 0.18 | 1.18E-03 | 4.90E-06 | 1.16E+00 | 9.05E-01 | 3.82E-03 | 3.66E-01 | 4.12E+00 | 1.04E+00 | 1.39E-04 | 9.64E+02 | 1.19E+03 | Ecopact | 40 MPa in-situ, no reinforcement - Holcim |  | Concrete, 40 MPa, in-situ, no reinforcement, (QE402LPN2) (Ecopact) (Holcim) (QLD) (Brisbane) | https://epd-australasia.com/wp-content/uploads/2022/01/SP04658_Holcim-ViroDecs-Special-Qld-Brisbane-ECOPact-EPD_-Mar23_v3.0.pdf
50 | QE502LPN2 | 398 | 398 | 0.26 | 1.64E-03 | 6.13E-06 | 1.54E+00 | 1.27E+00 | 5.21E-03 | 4.87E-01 | 5.48E+00 | 1.38E+00 | 1.79E-04 | 1.29E+03 | 1.62E+03 | Ecopact | 50 MPa in-situ, no reinforcement - Holcim |  | Concrete, 50 MPa, in-situ, no reinforcement, (QE502LPN2) (Ecopact) (Holcim) (QLD) (Brisbane) | https://epd-australasia.com/wp-content/uploads/2022/01/SP04658_Holcim-ViroDecs-Special-Qld-Brisbane-ECOPact-EPD_-Mar23_v3.0.pdf
32 | QE327ETOP | 255 | 255 | 0.17 | 1.08E-03 | 5.21E-06 | 1.19E+00 | 8.79E-01 | 2.72E-03 | 3.50E-01 | 3.92E+00 | 1.00E+00 | 1.31E-04 | 9.94E+02 | 1.20E+03 | Ecopact | 32 MPa in-situ, no reinforcement - Holcim |  | Concrete, 32 MPa, in-situ, no reinforcement, (QE327ETOP) (Ecopact) (Holcim) (QLD) (Brisbane) | https://epd-australasia.com/wp-content/uploads/2022/01/SP04658_Holcim-ViroDecs-Special-Qld-Brisbane-ECOPact-EPD_-Mar23_v3.0.pdf
32 | QE327LSPR | 274 | 273 | 0.65 | 1.08E-03 | 4.47E-06 | 1.09E+00 | 8.60E-01 | 2.79E-03 | 3.47E-01 | 3.89E+00 | 9.92E-01 | 1.32E-04 | 9.03E+02 | 1.13E+03 | Ecopact | 32 MPa in-situ, no reinforcement - Holcim |  | Concrete, 32 MPa, in-situ, no reinforcement, (QE327LSPR) (Ecopact) (Holcim) (QLD) (Brisbane) | https://epd-australasia.com/wp-content/uploads/2022/01/SP04658_Holcim-ViroDecs-Special-Qld-Brisbane-ECOPact-EPD_-Mar23_v3.0.pdf
40 | QE407LSPR | 322 | 322 | 0.69 | 1.27E-03 | 5.01E-06 | 1.26E+00 | 1.03E+00 | 3.23E-03 | 4.01E-01 | 4.51E+00 | 1.15E+00 | 1.50E-04 | 1.05E+03 | 1.32E+03 | Ecopact | 40 MPa in-situ, no reinforcement - Holcim |  | Concrete, 40 MPa, in-situ, no reinforcement, (QE407LSPR) (Ecopact) (Holcim) (QLD) (Brisbane) | https://epd-australasia.com/wp-content/uploads/2022/01/SP04658_Holcim-ViroDecs-Special-Qld-Brisbane-ECOPact-EPD_-Mar23_v3.0.pdf
32 | QE322L652 | 236 | 235 | 0.15 | 9.03E-04 | 4.07E-06 | 9.55E-01 | 7.29E-01 | 2.41E-03 | 3.05E-01 | 3.42E+00 | 8.69E-01 | 1.18E-04 | 7.89E+02 | 9.84E+02 | Ecopact | 32 MPa in-situ, no reinforcement - Holcim |  | Concrete, 32 MPa, in-situ, no reinforcement, (QE322L652) (Ecopact) (Holcim) (QLD) (Brisbane) | https://epd-australasia.com/wp-content/uploads/2022/01/SP04658_Holcim-ViroDecs-Special-Qld-Brisbane-ECOPact-EPD_-Mar23_v3.0.pdf
40 | QE402L652 | 287 | 287 | 0.18 | 1.10E-03 | 4.61E-06 | 1.14E+00 | 9.05E-01 | 2.89E-03 | 3.62E-01 | 4.07E+00 | 1.03E+00 | 1.37E-04 | 9.42E+02 | 1.19E+03 | Ecopact | 40 MPa in-situ, no reinforcement - Holcim |  | Concrete, 40 MPa, in-situ, no reinforcement, (QE402L652) (Ecopact) (Holcim) (QLD) (Brisbane) | https://epd-australasia.com/wp-content/uploads/2022/01/SP04658_Holcim-ViroDecs-Special-Qld-Brisbane-ECOPact-EPD_-Mar23_v3.0.pdf
65 | QE651E200 | 353 | 353 | 0.26 | 2.46E-03 | 7.50E-06 | 1.71E+00 | 1.31E+00 | 6.13E-03 | 4.74E-01 | 5.40E+00 | 1.37E+00 | 1.77E-04 | 1.46E+03 | 1.70E+03 | Ecopact | 65 MPa in-situ, no reinforcement - Holcim |  | Concrete, 65 MPa, in-situ, no reinforcement, (QE651E200) (Ecopact) (Holcim) (QLD) (Brisbane) | https://epd-australasia.com/wp-content/uploads/2022/01/SP04658_Holcim-ViroDecs-Special-Qld-Brisbane-ECOPact-EPD_-Mar23_v3.0.pdf
80 | QE801E200 | 419 | 419 | 0.31 | 2.81E-03 | 8.73E-06 | 2.02E+00 | 1.57E+00 | 7.33E-03 | 5.55E-01 | 6.35E+00 | 1.61E+00 | 2.05E-04 | 1.72E+03 | 2.01E+03 | Ecopact | 80 MPa in-situ, no reinforcement - Holcim |  | Concrete, 80 MPa, in-situ, no reinforcement, (QE801E200) (Ecopact) (Holcim) (QLD) (Brisbane) | https://epd-australasia.com/wp-content/uploads/2022/01/SP04658_Holcim-ViroDecs-Special-Qld-Brisbane-ECOPact-EPD_-Mar23_v3.0.pdf
65 | QE651EDUF | 355 | 355 | 0.26 | 2.54E-03 | 7.74E-06 | 1.73E+00 | 1.31E+00 | 6.93E-03 | 4.75E-01 | 5.46E+00 | 1.38E+00 | 1.77E-04 | 1.48E+03 | 1.70E+03 | Ecopact | 65 MPa in-situ, no reinforcement - Holcim |  | Concrete, 65 MPa, in-situ, no reinforcement, (QE651EDUF) (Ecopact) (Holcim) (QLD) (Brisbane) | https://epd-australasia.com/wp-content/uploads/2022/01/SP04658_Holcim-ViroDecs-Special-Qld-Brisbane-ECOPact-EPD_-Mar23_v3.0.pdf
80 | QE801EDUF | 421 | 421 | 0.31 | 2.91E-03 | 9.02E-06 | 2.04E+00 | 1.57E+00 | 8.29E-03 | 5.57E-01 | 6.42E+00 | 1.62E+00 | 2.05E-04 | 1.75E+03 | 2.01E+03 | Ecopact | 80 MPa in-situ, no reinforcement - Holcim |  | Concrete, 80 MPa, in-situ, no reinforcement, (QE801EDUF) (Ecopact) (Holcim) (QLD) (Brisbane) | https://epd-australasia.com/wp-content/uploads/2022/01/SP04658_Holcim-ViroDecs-Special-Qld-Brisbane-ECOPact-EPD_-Mar23_v3.0.pdf
40 | QE401LMO1 | 310 | 310 | 0.20 | 1.15E-03 | 4.79E-06 | 1.22E+00 | 9.42E-01 | 3.09E-03 | 3.88E-01 | 4.36E+00 | 1.10E+00 | 1.45E-04 | 1.00E+03 | 1.28E+03 | Ecopact | 40 MPa in-situ, no reinforcement - Holcim |  | Concrete, 40 MPa, in-situ, no reinforcement, (QE401LMO1) (Ecopact) (Holcim) (QLD) (Brisbane) | https://epd-australasia.com/wp-content/uploads/2022/01/SP04658_Holcim-ViroDecs-Special-Qld-Brisbane-ECOPact-EPD_-Mar23_v3.0.pdf
40 | QE402LMO1 | 301 | 301 | 0.19 | 1.11E-03 | 4.74E-06 | 1.19E+00 | 9.11E-01 | 3.02E-03 | 3.79E-01 | 4.26E+00 | 1.08E+00 | 1.42E-04 | 9.80E+02 | 1.24E+03 | Ecopact | 40 MPa in-situ, no reinforcement - Holcim |  | Concrete, 40 MPa, in-situ, no reinforcement, (QE402LMO1) (Ecopact) (Holcim) (QLD) (Brisbane) | https://epd-australasia.com/wp-content/uploads/2022/01/SP04658_Holcim-ViroDecs-Special-Qld-Brisbane-ECOPact-EPD_-Mar23_v3.0.pdf
32 | QE322EXT1 | 240 | 240 | 0.15 | 9.24E-04 | 4.65E-06 | 1.07E+00 | 7.45E-01 | 2.53E-03 | 3.25E-01 | 3.64E+00 | 9.29E-01 | 1.23E-04 | 8.90E+02 | 1.09E+03 | Ecopact | 32 MPa in-situ, no reinforcement - Holcim |  | Concrete, 32 MPa, in-situ, no reinforcement, (QE322EXT1) (Ecopact) (Holcim) (QLD) (Brisbane) | https://epd-australasia.com/wp-content/uploads/2022/01/SP04658_Holcim-ViroDecs-Special-Qld-Brisbane-ECOPact-EPD_-Mar23_v3.0.pdf
40 | QE402EBR1 | 297 | 296 | 0.19 | 1.15E-03 | 5.38E-06 | 1.30E+00 | 9.36E-01 | 3.08E-03 | 3.91E-01 | 4.39E+00 | 1.12E+00 | 1.44E-04 | 1.08E+03 | 1.34E+03 | Ecopact | 40 MPa in-situ, no reinforcement - Holcim |  | Concrete, 40 MPa, in-situ, no reinforcement, (QE402EBR1) (Ecopact) (Holcim) (QLD) (Brisbane) | https://epd-australasia.com/wp-content/uploads/2022/01/SP04658_Holcim-ViroDecs-Special-Qld-Brisbane-ECOPact-EPD_-Mar23_v3.0.pdf
40 | QE402EBR2 | 304 | 303 | 0.20 | 1.17E-03 | 5.45E-06 | 1.32E+00 | 9.60E-01 | 3.14E-03 | 3.99E-01 | 4.48E+00 | 1.14E+00 | 1.47E-04 | 1.10E+03 | 1.36E+03 | Ecopact | 40 MPa in-situ, no reinforcement - Holcim |  | Concrete, 40 MPa, in-situ, no reinforcement, (QE402EBR2) (Ecopact) (Holcim) (QLD) (Brisbane) | https://epd-australasia.com/wp-content/uploads/2022/01/SP04658_Holcim-ViroDecs-Special-Qld-Brisbane-ECOPact-EPD_-Mar23_v3.0.pdf
40 | QE401ECFA | 289 | 289 | 0.16 | 2.53E-03 | 6.17E-06 | 1.34E+00 | 2.57E+00 | 6.29E-03 | 3.80E-01 | 4.41E+00 | 1.10E+00 | 1.49E-04 | 1.11E+03 | 1.31E+03 | Ecopact | 40 MPa in-situ, no reinforcement - Holcim |  | Concrete, 40 MPa, in-situ, no reinforcement, (QE401ECFA) (Ecopact) (Holcim) (QLD) (Brisbane) | https://epd-australasia.com/wp-content/uploads/2022/01/SP04658_Holcim-ViroDecs-Special-Qld-Brisbane-ECOPact-EPD_-Mar23_v3.0.pdf
40 | QE401ELCF | 289 | 289 | 0.17 | 2.96E-03 | 6.17E-06 | 1.35E+00 | 3.38E+00 | 6.29E-03 | 3.81E-01 | 4.41E+00 | 1.10E+00 | 1.49E-04 | 1.12E+03 | 1.30E+03 | Ecopact | 40 MPa in-situ, no reinforcement - Holcim |  | Concrete, 40 MPa, in-situ, no reinforcement, (QE401ELCF) (Ecopact) (Holcim) (QLD) (Brisbane) | https://epd-australasia.com/wp-content/uploads/2022/01/SP04658_Holcim-ViroDecs-Special-Qld-Brisbane-ECOPact-EPD_-Mar23_v3.0.pdf
50 | QE501ECFA | 320 | 320 | 0.18 | 2.75E-03 | 6.70E-06 | 1.47E+00 | 2.88E+00 | 7.02E-03 | 4.16E-01 | 4.83E+00 | 1.21E+00 | 1.61E-04 | 1.22E+03 | 1.44E+03 | Ecopact | 50 MPa in-situ, no reinforcement - Holcim |  | Concrete, 50 MPa, in-situ, no reinforcement, (QE501ECFA) (Ecopact) (Holcim) (QLD) (Brisbane) | https://epd-australasia.com/wp-content/uploads/2022/01/SP04658_Holcim-ViroDecs-Special-Qld-Brisbane-ECOPact-EPD_-Mar23_v3.0.pdf
50 | QE501ELCF | 320 | 320 | 0.19 | 3.23E-03 | 6.70E-06 | 1.48E+00 | 3.78E+00 | 7.02E-03 | 4.17E-01 | 4.84E+00 | 1.21E+00 | 1.61E-04 | 1.23E+03 | 1.44E+03 | Ecopact | 50 MPa in-situ, no reinforcement - Holcim |  | Concrete, 50 MPa, in-situ, no reinforcement, (QE501ELCF) (Ecopact) (Holcim) (QLD) (Brisbane) | https://epd-australasia.com/wp-content/uploads/2022/01/SP04658_Holcim-ViroDecs-Special-Qld-Brisbane-ECOPact-EPD_-Mar23_v3.0.pdf
65 | QE651ECFA | 369 | 369 | 0.21 | 3.09E-03 | 7.55E-06 | 1.69E+00 | 3.36E+00 | 8.16E-03 | 4.74E-01 | 5.52E+00 | 1.38E+00 | 1.80E-04 | 1.40E+03 | 1.65E+03 | Ecopact | 65 MPa in-situ, no reinforcement - Holcim |  | Concrete, 65 MPa, in-situ, no reinforcement, (QE651ECFA) (Ecopact) (Holcim) (QLD) (Brisbane) | https://epd-australasia.com/wp-content/uploads/2022/01/SP04658_Holcim-ViroDecs-Special-Qld-Brisbane-ECOPact-EPD_-Mar23_v3.0.pdf
65 | QE651ELCF | 370 | 370 | 0.22 | 3.66E-03 | 7.55E-06 | 1.70E+00 | 4.42E+00 | 8.16E-03 | 4.75E-01 | 5.53E+00 | 1.38E+00 | 1.81E-04 | 1.41E+03 | 1.65E+03 | Ecopact | 65 MPa in-situ, no reinforcement - Holcim |  | Concrete, 65 MPa, in-situ, no reinforcement, (QE651ELCF) (Ecopact) (Holcim) (QLD) (Brisbane) | https://epd-australasia.com/wp-content/uploads/2022/01/SP04658_Holcim-ViroDecs-Special-Qld-Brisbane-ECOPact-EPD_-Mar23_v3.0.pdf
50 | QE502MRF4 | 400 | 400 | 0.33 | 1.96E-03 | 6.10E-06 | 1.54E+00 | 1.22E+00 | 5.69E-03 | 4.76E-01 | 5.43E+00 | 1.36E+00 | 1.78E-04 | 1.38E+03 | 1.58E+03 | Ecopact | 50 MPa in-situ, no reinforcement - Holcim |  | Concrete, 50 MPa, in-situ, no reinforcement, (QE502MRF4) (Ecopact) (Holcim) (QLD) (Brisbane) | https://epd-australasia.com/wp-content/uploads/2022/01/SP04658_Holcim-ViroDecs-Special-Qld-Brisbane-ECOPact-EPD_-Mar23_v3.0.pdf
25 | QE252ESF | 199 | 198 | 0.23 | 8.79E-04 | 2.50E-03 | 1.01E+00 | 7.02E-01 | 2.10E-03 | 2.70E-01 | 3.02E+00 | 8.01E-01 | 2.88E-03 | 1.10E+03 | 9.56E+02 | Ecopact | 25 MPa in-situ, no reinforcement - Holcim |  | Concrete, 25 MPa, in-situ, no reinforcement, (QE252ESF) (Ecopact) (Holcim) (QLD) (Brisbane) | https://epd-australasia.com/wp-content/uploads/2022/01/SP04658_Holcim-ViroDecs-Special-Qld-Brisbane-ECOPact-EPD_-Mar23_v3.0.pdf
25 | QE252ESF1 | 204 | 204 | 0.23 | 8.94E-04 | 2.51E-03 | 1.04E+00 | 7.25E-01 | 2.15E-03 | 2.78E-01 | 3.10E+00 | 8.22E-01 | 2.89E-03 | 1.12E+03 | 9.84E+02 | Ecopact | 25 MPa in-situ, no reinforcement - Holcim |  | Concrete, 25 MPa, in-situ, no reinforcement, (QE252ESF1) (Ecopact) (Holcim) (QLD) (Brisbane) | https://epd-australasia.com/wp-content/uploads/2022/01/SP04658_Holcim-ViroDecs-Special-Qld-Brisbane-ECOPact-EPD_-Mar23_v3.0.pdf
32 | QE322ESF | 217 | 217 | 0.24 | 9.74E-04 | 2.51E-03 | 1.10E+00 | 7.84E-01 | 2.29E-03 | 2.94E-01 | 3.29E+00 | 8.70E-01 | 2.89E-03 | 1.18E+03 | 1.05E+03 | Ecopact | 32 MPa in-situ, no reinforcement - Holcim |  | Concrete, 32 MPa, in-situ, no reinforcement, (QE322ESF) (Ecopact) (Holcim) (QLD) (Brisbane) | https://epd-australasia.com/wp-content/uploads/2022/01/SP04658_Holcim-ViroDecs-Special-Qld-Brisbane-ECOPact-EPD_-Mar23_v3.0.pdf
32 | QE322ESF1 | 222 | 222 | 0.25 | 1.00E-03 | 2.51E-03 | 1.13E+00 | 8.07E-01 | 2.35E-03 | 3.01E-01 | 3.36E+00 | 8.90E-01 | 2.89E-03 | 1.20E+03 | 1.08E+03 | Ecopact | 32 MPa in-situ, no reinforcement - Holcim |  | Concrete, 32 MPa, in-situ, no reinforcement, (QE322ESF1) (Ecopact) (Holcim) (QLD) (Brisbane) | https://epd-australasia.com/wp-content/uploads/2022/01/SP04658_Holcim-ViroDecs-Special-Qld-Brisbane-ECOPact-EPD_-Mar23_v3.0.pdf
40 | QE402EBF1 | 334 | 333 | 0.34 | 1.18E-03 | 3.51E-03 | 1.37E+00 | 9.72E-01 | 3.16E-03 | 4.00E-01 | 4.49E+00 | 1.17E+00 | 4.04E-03 | 1.48E+03 | 1.37E+03 | Ecopact | 40 MPa in-situ, no reinforcement - Holcim |  | Concrete, 40 MPa, in-situ, no reinforcement, (QE402EBF1) (Ecopact) (Holcim) (QLD) (Brisbane) | https://epd-australasia.com/wp-content/uploads/2022/01/SP04658_Holcim-ViroDecs-Special-Qld-Brisbane-ECOPact-EPD_-Mar23_v3.0.pdf
40 | QE402EBF2 | 341 | 341 | 0.35 | 1.21E-03 | 3.51E-03 | 1.40E+00 | 9.96E-01 | 3.24E-03 | 4.09E-01 | 4.58E+00 | 1.19E+00 | 4.04E-03 | 1.50E+03 | 1.40E+03 | Ecopact | 40 MPa in-situ, no reinforcement - Holcim |  | Concrete, 40 MPa, in-situ, no reinforcement, (QE402EBF2) (Ecopact) (Holcim) (QLD) (Brisbane) | https://epd-australasia.com/wp-content/uploads/2022/01/SP04658_Holcim-ViroDecs-Special-Qld-Brisbane-ECOPact-EPD_-Mar23_v3.0.pdf
40 | QE402EXT1 | 297 | 296 | 0.19 | 1.15E-03 | 5.38E-06 | 1.30E+00 | 9.36E-01 | 3.08E-03 | 3.91E-01 | 4.39E+00 | 1.12E+00 | 1.44E-04 | 1.08E+03 | 1.34E+03 | Ecopact | 40 MPa in-situ, no reinforcement - Holcim |  | Concrete, 40 MPa, in-situ, no reinforcement, (QE402EXT1) (Ecopact) (Holcim) (QLD) (Brisbane) | https://epd-australasia.com/wp-content/uploads/2022/01/SP04658_Holcim-ViroDecs-Special-Qld-Brisbane-ECOPact-EPD_-Mar23_v3.0.pdf
https://epd-australasia.com/wp-content/uploads/2022/01/SP04657-Holcim-ViroDecs%E2%84%A2-Special-VIC-ECOPact-Range-ver2_Sep22.pdf
Victoria – ECOPact Range
Column1 | Column2 | Column3 | Column4 | Column5 | Column6 | Column7 | Column8 | Column9 | Column10 | Column11 | Column12 | Column13 | Column14 | Column15 | Column16 | Column17
PRIMARY ENVIRONMENTAL INDICATORS |  | GWPT | GWPF | GWPB | GWPL | ODP | AP | EP -freshwater | EP -freshwater2 | EP -marine | EP – terrestrial | POCP | ADPE | ADPF | WDP
(Ecopact) (Holcim) (VIC) | bar: Victoria – ECOPact Range Column13
Strength | Mix Code | kg CO2 | kg CO2 | kg CO2 | kg CO2 | kg CFC | mol H+ | kg PO43- | kg P eq. | kg N eq. | mol N eq. | NMVOC | kg Sb eq. | MJ | m3
(MPa) |  | eq. | eq. | eq. | eq. | 11 eq. | eq. | eq. |  |  |  | eq.
32 | BE324XN | 269 | 269 | 0.29 | 2.12E-03 | 4.36E-06 | 1.07E+00 | 7.95E-01 | 2.65E-03 | 3.35E-01 | 3.75E+00 | 9.54E-01 | 1.28E-04 | 1.00E+03 | 1.08E+03 | Ecopact | 32 MPa in-situ, no reinforcement - Holcim |  | Concrete, 32 MPa, in-situ, no reinforcement, (BE324XN) (Ecopact) (Holcim) (VIC) | https://epd-australasia.com/wp-content/uploads/2022/01/SP04657-Holcim-ViroDecs%E2%84%A2-Special-VIC-ECOPact-Range-ver2_Sep22.pdf
40 | VE401EVMW | 237 | 237 | 0.37 | 9.03E-04 | 5.99E-06 | 1.08E+00 | 5.28E-01 | 6.75E-03 | 2.92E-01 | 3.47E+00 | 8.70E-01 | 1.35E-04 | 1.03E+03 | 1.18E+03 | Ecopact | 40 MPa in-situ, no reinforcement - Holcim |  | Concrete, 40 MPa, in-situ, no reinforcement, (VE401EVMW) (Ecopact) (Holcim) (VIC) | https://epd-australasia.com/wp-content/uploads/2022/01/SP04657-Holcim-ViroDecs%E2%84%A2-Special-VIC-ECOPact-Range-ver2_Sep22.pdf
50 | VE501EVMW | 272 | 272 | 0.38 | 9.32E-04 | 6.22E-06 | 1.19E+00 | 5.72E-01 | 7.00E-03 | 3.33E-01 | 3.93E+00 | 9.83E-01 | 1.45E-04 | 1.08E+03 | 1.27E+03 | Ecopact | 50 MPa in-situ, no reinforcement - Holcim |  | Concrete, 50 MPa, in-situ, no reinforcement, (VE501EVMW) (Ecopact) (Holcim) (VIC) | https://epd-australasia.com/wp-content/uploads/2022/01/SP04657-Holcim-ViroDecs%E2%84%A2-Special-VIC-ECOPact-Range-ver2_Sep22.pdf
55 | VE552EVR3 | 289 | 289 | 0.16 | 8.04E-04 | 5.99E-06 | 1.24E+00 | 6.09E-01 | 5.96E-03 | 3.53E-01 | 4.10E+00 | 1.03E+00 | 1.55E-04 | 1.14E+03 | 1.40E+03 | Ecopact | 55 MPa in-situ, no reinforcement - Holcim |  | Concrete, 55 MPa, in-situ, no reinforcement, (VE552EVR3) (Ecopact) (Holcim) (VIC) | https://epd-australasia.com/wp-content/uploads/2022/01/SP04657-Holcim-ViroDecs%E2%84%A2-Special-VIC-ECOPact-Range-ver2_Sep22.pdf
20 | VE202E / BE202E | 197 | 196 | 0.26 | 1.97E-03 | 3.76E-06 | 8.24E-01 | 5.23E-01 | 2.11E-03 | 2.53E-01 | 2.82E+00 | 7.25E-01 | 1.05E-04 | 8.43E+02 | 8.44E+02 | Ecopact | 20 MPa in-situ, no reinforcement - Holcim |  | Concrete, 20 MPa, in-situ, no reinforcement, (VE202E / BE202E) (Ecopact) (Holcim) (VIC) | https://epd-australasia.com/wp-content/uploads/2022/01/SP04657-Holcim-ViroDecs%E2%84%A2-Special-VIC-ECOPact-Range-ver2_Sep22.pdf
20 | VE202E56 | 208 | 208 | 0.26 | 1.97E-03 | 3.79E-06 | 8.59E-01 | 5.28E-01 | 2.16E-03 | 2.67E-01 | 2.98E+00 | 7.63E-01 | 1.06E-04 | 8.34E+02 | 8.40E+02 | Ecopact | 20 MPa in-situ, no reinforcement - Holcim |  | Concrete, 20 MPa, in-situ, no reinforcement, (VE202E56) (Ecopact) (Holcim) (VIC) | https://epd-australasia.com/wp-content/uploads/2022/01/SP04657-Holcim-ViroDecs%E2%84%A2-Special-VIC-ECOPact-Range-ver2_Sep22.pdf
20 | VE202EF2 | 211 | 210 | 0.41 | 2.62E-03 | 4.17E-06 | 8.56E-01 | 5.96E-01 | 3.12E-03 | 2.50E-01 | 2.83E+00 | 7.25E-01 | 1.07E-04 | 1.09E+03 | 8.70E+02 | Ecopact | 20 MPa in-situ, no reinforcement - Holcim |  | Concrete, 20 MPa, in-situ, no reinforcement, (VE202EF2) (Ecopact) (Holcim) (VIC) | https://epd-australasia.com/wp-content/uploads/2022/01/SP04657-Holcim-ViroDecs%E2%84%A2-Special-VIC-ECOPact-Range-ver2_Sep22.pdf
25 | VE251EKC | 220 | 220 | 0.11 | 3.69E-04 | 3.96E-06 | 9.17E-01 | 3.89E-01 | 2.33E-03 | 2.87E-01 | 3.22E+00 | 8.19E-01 | 1.12E-04 | 6.99E+02 | 9.13E+02 | Ecopact | 25 MPa in-situ, no reinforcement - Holcim |  | Concrete, 25 MPa, in-situ, no reinforcement, (VE251EKC) (Ecopact) (Holcim) (VIC) | https://epd-australasia.com/wp-content/uploads/2022/01/SP04657-Holcim-ViroDecs%E2%84%A2-Special-VIC-ECOPact-Range-ver2_Sep22.pdf
25 | VE252E / BE252E | 213 | 212 | 0.27 | 1.99E-03 | 3.95E-06 | 8.83E-01 | 5.58E-01 | 2.27E-03 | 2.70E-01 | 3.02E+00 | 7.75E-01 | 1.12E-04 | 8.95E+02 | 9.18E+02 | Ecopact | 25 MPa in-situ, no reinforcement - Holcim |  | Concrete, 25 MPa, in-situ, no reinforcement, (VE252E / BE252E) (Ecopact) (Holcim) (VIC) | https://epd-australasia.com/wp-content/uploads/2022/01/SP04657-Holcim-ViroDecs%E2%84%A2-Special-VIC-ECOPact-Range-ver2_Sep22.pdf
25 | VE252E56 | 229 | 229 | 0.27 | 2.00E-03 | 4.02E-06 | 9.34E-01 | 5.66E-01 | 2.36E-03 | 2.90E-01 | 3.24E+00 | 8.29E-01 | 1.14E-04 | 8.92E+02 | 9.24E+02 | Ecopact | 25 MPa in-situ, no reinforcement - Holcim |  | Concrete, 25 MPa, in-situ, no reinforcement, (VE252E56) (Ecopact) (Holcim) (VIC) | https://epd-australasia.com/wp-content/uploads/2022/01/SP04657-Holcim-ViroDecs%E2%84%A2-Special-VIC-ECOPact-Range-ver2_Sep22.pdf
25 | VE252EF2 | 229 | 228 | 0.42 | 2.55E-03 | 4.12E-06 | 9.07E-01 | 6.36E-01 | 2.27E-03 | 2.71E-01 | 3.03E+00 | 7.82E-01 | 1.15E-04 | 1.12E+03 | 9.46E+02 | Ecopact | 25 MPa in-situ, no reinforcement - Holcim |  | Concrete, 25 MPa, in-situ, no reinforcement, (VE252EF2) (Ecopact) (Holcim) (VIC) | https://epd-australasia.com/wp-content/uploads/2022/01/SP04657-Holcim-ViroDecs%E2%84%A2-Special-VIC-ECOPact-Range-ver2_Sep22.pdf
32 | VE321EKC | 258 | 258 | 0.13 | 4.19E-04 | 4.37E-06 | 1.05E+00 | 4.43E-01 | 2.71E-03 | 3.29E-01 | 3.69E+00 | 9.38E-01 | 1.26E-04 | 8.04E+02 | 1.06E+03 | Ecopact | 32 MPa in-situ, no reinforcement - Holcim |  | Concrete, 32 MPa, in-situ, no reinforcement, (VE321EKC) (Ecopact) (Holcim) (VIC) | https://epd-australasia.com/wp-content/uploads/2022/01/SP04657-Holcim-ViroDecs%E2%84%A2-Special-VIC-ECOPact-Range-ver2_Sep22.pdf
32 | VE322E / BE322E | 233 | 233 | 0.30 | 2.22E-03 | 4.31E-06 | 9.62E-01 | 6.30E-01 | 2.47E-03 | 2.92E-01 | 3.27E+00 | 8.40E-01 | 1.22E-04 | 9.94E+02 | 1.02E+03 | Ecopact | 32 MPa in-situ, no reinforcement - Holcim |  | Concrete, 32 MPa, in-situ, no reinforcement, (VE322E / BE322E) (Ecopact) (Holcim) (VIC) | https://epd-australasia.com/wp-content/uploads/2022/01/SP04657-Holcim-ViroDecs%E2%84%A2-Special-VIC-ECOPact-Range-ver2_Sep22.pdf
32 | VE322E56 | 250 | 250 | 0.28 | 2.04E-03 | 4.35E-06 | 1.01E+00 | 6.17E-01 | 2.54E-03 | 3.14E-01 | 3.51E+00 | 8.97E-01 | 1.24E-04 | 9.57E+02 | 1.01E+03 | Ecopact | 32 MPa in-situ, no reinforcement - Holcim |  | Concrete, 32 MPa, in-situ, no reinforcement, (VE322E56) (Ecopact) (Holcim) (VIC) | https://epd-australasia.com/wp-content/uploads/2022/01/SP04657-Holcim-ViroDecs%E2%84%A2-Special-VIC-ECOPact-Range-ver2_Sep22.pdf
32 | VE322EF2 | 255 | 255 | 0.44 | 2.69E-03 | 4.74E-06 | 1.02E+00 | 6.87E-01 | 3.52E-03 | 2.99E-01 | 3.39E+00 | 8.66E-01 | 1.26E-04 | 1.22E+03 | 1.06E+03 | Ecopact | 32 MPa in-situ, no reinforcement - Holcim |  | Concrete, 32 MPa, in-situ, no reinforcement, (VE322EF2) (Ecopact) (Holcim) (VIC) | https://epd-australasia.com/wp-content/uploads/2022/01/SP04657-Holcim-ViroDecs%E2%84%A2-Special-VIC-ECOPact-Range-ver2_Sep22.pdf
32 | VE322P | 192 | 192 | 0.26 | 2.15E-03 | 4.38E-06 | 8.52E-01 | 6.06E-01 | 3.52E-03 | 2.40E-01 | 2.74E+00 | 7.03E-01 | 1.13E-04 | 9.66E+02 | 9.47E+02 | Ecopact | 32 MPa in-situ, no reinforcement - Holcim |  | Concrete, 32 MPa, in-situ, no reinforcement, (VE322P) (Ecopact) (Holcim) (VIC) | https://epd-australasia.com/wp-content/uploads/2022/01/SP04657-Holcim-ViroDecs%E2%84%A2-Special-VIC-ECOPact-Range-ver2_Sep22.pdf
40 | VE401EAP | 294 | 293 | 0.32 | 2.66E-03 | 5.83E-06 | 1.23E+00 | 8.44E-01 | 6.19E-03 | 3.58E-01 | 4.17E+00 | 1.04E+00 | 1.43E-04 | 1.18E+03 | 1.16E+03 | Ecopact | 40 MPa in-situ, no reinforcement - Holcim |  | Concrete, 40 MPa, in-situ, no reinforcement, (VE401EAP) (Ecopact) (Holcim) (VIC) | https://epd-australasia.com/wp-content/uploads/2022/01/SP04657-Holcim-ViroDecs%E2%84%A2-Special-VIC-ECOPact-Range-ver2_Sep22.pdf
25 | VE252EF26 | 237 | 236 | 0.43 | 2.75E-03 | 4.14E-06 | 9.32E-01 | 9.36E-01 | 2.80E-03 | 2.82E-01 | 3.18E+00 | 8.10E-01 | 1.12E-04 | 1.09E+03 | 8.88E+02 | Ecopact | 25 MPa in-situ, no reinforcement - Holcim |  | Concrete, 25 MPa, in-situ, no reinforcement, (VE252EF26) (Ecopact) (Holcim) (VIC) | https://epd-australasia.com/wp-content/uploads/2022/01/SP04657-Holcim-ViroDecs%E2%84%A2-Special-VIC-ECOPact-Range-ver2_Sep22.pdf
40 | VE402E / BE402E | 262 | 262 | 0.29 | 2.10E-03 | 4.70E-06 | 1.07E+00 | 6.95E-01 | 2.76E-03 | 3.25E-01 | 3.63E+00 | 9.32E-01 | 1.35E-04 | 1.07E+03 | 1.16E+03 | Ecopact | 40 MPa in-situ, no reinforcement - Holcim |  | Concrete, 40 MPa, in-situ, no reinforcement, (VE402E / BE402E) (Ecopact) (Holcim) (VIC) | https://epd-australasia.com/wp-content/uploads/2022/01/SP04657-Holcim-ViroDecs%E2%84%A2-Special-VIC-ECOPact-Range-ver2_Sep22.pdf
40 | VE402E56 | 283 | 283 | 0.30 | 2.10E-03 | 4.70E-06 | 1.13E+00 | 7.05E-01 | 2.84E-03 | 3.51E-01 | 3.93E+00 | 1.00E+00 | 1.36E-04 | 1.05E+03 | 1.14E+03 | Ecopact | 40 MPa in-situ, no reinforcement - Holcim |  | Concrete, 40 MPa, in-situ, no reinforcement, (VE402E56) (Ecopact) (Holcim) (VIC) | https://epd-australasia.com/wp-content/uploads/2022/01/SP04657-Holcim-ViroDecs%E2%84%A2-Special-VIC-ECOPact-Range-ver2_Sep22.pdf
50 | VE501EAP | 375 | 375 | 0.34 | 2.51E-03 | 6.40E-06 | 1.51E+00 | 8.59E-01 | 6.88E-03 | 4.53E-01 | 5.24E+00 | 1.30E+00 | 1.68E-04 | 1.36E+03 | 1.48E+03 | Ecopact | 50 MPa in-situ, no reinforcement - Holcim |  | Concrete, 50 MPa, in-situ, no reinforcement, (VE501EAP) (Ecopact) (Holcim) (VIC) | https://epd-australasia.com/wp-content/uploads/2022/01/SP04657-Holcim-ViroDecs%E2%84%A2-Special-VIC-ECOPact-Range-ver2_Sep22.pdf
25 | VE251E56 | 232 | 231 | 0.33 | 3.00E-03 | 3.97E-06 | 9.39E-01 | 1.51E+00 | 2.28E-03 | 2.91E-01 | 3.25E+00 | 8.31E-01 | 1.14E-04 | 9.64E+02 | 9.20E+02 | Ecopact | 25 MPa in-situ, no reinforcement - Holcim |  | Concrete, 25 MPa, in-situ, no reinforcement, (VE251E56) (Ecopact) (Holcim) (VIC) | https://epd-australasia.com/wp-content/uploads/2022/01/SP04657-Holcim-ViroDecs%E2%84%A2-Special-VIC-ECOPact-Range-ver2_Sep22.pdf
50 | VE502E | 303 | 303 | 0.32 | 2.27E-03 | 5.56E-06 | 1.24E+00 | 7.89E-01 | 4.20E-03 | 3.67E-01 | 4.15E+00 | 1.06E+00 | 1.54E-04 | 1.25E+03 | 1.36E+03 | Ecopact | 50 MPa in-situ, no reinforcement - Holcim |  | Concrete, 50 MPa, in-situ, no reinforcement, (VE502E) (Ecopact) (Holcim) (VIC) | https://epd-australasia.com/wp-content/uploads/2022/01/SP04657-Holcim-ViroDecs%E2%84%A2-Special-VIC-ECOPact-Range-ver2_Sep22.pdf
50 | VE502E56 | 341 | 340 | 0.33 | 2.29E-03 | 5.62E-06 | 1.35E+00 | 8.25E-01 | 4.38E-03 | 4.13E-01 | 4.68E+00 | 1.18E+00 | 1.58E-04 | 1.23E+03 | 1.37E+03 | Ecopact | 50 MPa in-situ, no reinforcement - Holcim |  | Concrete, 50 MPa, in-situ, no reinforcement, (VE502E56) (Ecopact) (Holcim) (VIC) | https://epd-australasia.com/wp-content/uploads/2022/01/SP04657-Holcim-ViroDecs%E2%84%A2-Special-VIC-ECOPact-Range-ver2_Sep22.pdf
65 | VE651EAV | 344 | 344 | 0.32 | 2.39E-03 | 6.61E-06 | 1.42E+00 | 8.42E-01 | 7.03E-03 | 4.08E-01 | 4.74E+00 | 1.19E+00 | 1.67E-04 | 1.40E+03 | 1.53E+03 | Ecopact | 65 MPa in-situ, no reinforcement - Holcim |  | Concrete, 65 MPa, in-situ, no reinforcement, (VE651EAV) (Ecopact) (Holcim) (VIC) | https://epd-australasia.com/wp-content/uploads/2022/01/SP04657-Holcim-ViroDecs%E2%84%A2-Special-VIC-ECOPact-Range-ver2_Sep22.pdf
80 | VE801EAV | 408 | 408 | 0.36 | 2.67E-03 | 7.88E-06 | 1.68E+00 | 1.02E+00 | 9.16E-03 | 4.77E-01 | 5.59E+00 | 1.39E+00 | 1.95E-04 | 1.65E+03 | 1.82E+03 | Ecopact | 80 MPa in-situ, no reinforcement - Holcim |  | Concrete, 80 MPa, in-situ, no reinforcement, (VE801EAV) (Ecopact) (Holcim) (VIC) | https://epd-australasia.com/wp-content/uploads/2022/01/SP04657-Holcim-ViroDecs%E2%84%A2-Special-VIC-ECOPact-Range-ver2_Sep22.pdf
40 | VE402EVR2 | 248 | 247 | 0.27 | 2.02E-03 | 5.06E-06 | 1.05E+00 | 6.68E-01 | 3.75E-03 | 3.04E-01 | 3.45E+00 | 8.84E-01 | 1.36E-04 | 1.10E+03 | 1.18E+03 | Ecopact | 40 MPa in-situ, no reinforcement - Holcim |  | Concrete, 40 MPa, in-situ, no reinforcement, (VE402EVR2) (Ecopact) (Holcim) (VIC) | https://epd-australasia.com/wp-content/uploads/2022/01/SP04657-Holcim-ViroDecs%E2%84%A2-Special-VIC-ECOPact-Range-ver2_Sep22.pdf
50 | VE502EVR2 | 279 | 279 | 0.29 | 2.07E-03 | 5.45E-06 | 1.16E+00 | 7.39E-01 | 4.06E-03 | 3.38E-01 | 3.83E+00 | 9.82E-01 | 1.50E-04 | 1.21E+03 | 1.33E+03 | Ecopact | 50 MPa in-situ, no reinforcement - Holcim |  | Concrete, 50 MPa, in-situ, no reinforcement, (VE502EVR2) (Ecopact) (Holcim) (VIC) | https://epd-australasia.com/wp-content/uploads/2022/01/SP04657-Holcim-ViroDecs%E2%84%A2-Special-VIC-ECOPact-Range-ver2_Sep22.pdf
40 | VE402EAP | 310 | 310 | 0.31 | 2.43E-03 | 5.77E-06 | 1.28E+00 | 8.21E-01 | 5.85E-03 | 3.76E-01 | 4.35E+00 | 1.09E+00 | 1.47E-04 | 1.19E+03 | 1.24E+03 | Ecopact | 40 MPa in-situ, no reinforcement - Holcim |  | Concrete, 40 MPa, in-situ, no reinforcement, (VE402EAP) (Ecopact) (Holcim) (VIC) | https://epd-australasia.com/wp-content/uploads/2022/01/SP04657-Holcim-ViroDecs%E2%84%A2-Special-VIC-ECOPact-Range-ver2_Sep22.pdf
40 | VE401EAV | 279 | 279 | 0.29 | 2.29E-03 | 5.91E-06 | 1.19E+00 | 7.76E-01 | 5.95E-03 | 3.34E-01 | 3.88E+00 | 9.79E-01 | 1.46E-04 | 1.23E+03 | 1.29E+03 | Ecopact | 40 MPa in-situ, no reinforcement - Holcim |  | Concrete, 40 MPa, in-situ, no reinforcement, (VE401EAV) (Ecopact) (Holcim) (VIC) | https://epd-australasia.com/wp-content/uploads/2022/01/SP04657-Holcim-ViroDecs%E2%84%A2-Special-VIC-ECOPact-Range-ver2_Sep22.pdf
50 | VE501EAV | 307 | 307 | 0.30 | 2.30E-03 | 6.11E-06 | 1.28E+00 | 7.88E-01 | 6.19E-03 | 3.67E-01 | 4.25E+00 | 1.07E+00 | 1.55E-04 | 1.30E+03 | 1.40E+03 | Ecopact | 50 MPa in-situ, no reinforcement - Holcim |  | Concrete, 50 MPa, in-situ, no reinforcement, (VE501EAV) (Ecopact) (Holcim) (VIC) | https://epd-australasia.com/wp-content/uploads/2022/01/SP04657-Holcim-ViroDecs%E2%84%A2-Special-VIC-ECOPact-Range-ver2_Sep22.pdf
55 | VE552EVR3 | 289 | 289 | 0.16 | 8.04E-04 | 5.99E-06 | 1.24E+00 | 6.09E-01 | 5.96E-03 | 3.53E-01 | 4.10E+00 | 1.03E+00 | 1.55E-04 | 1.14E+03 | 1.40E+03 | Ecopact | 55 MPa in-situ, no reinforcement - Holcim |  | Concrete, 55 MPa, in-situ, no reinforcement, (VE552EVR3) (Ecopact) (Holcim) (VIC) | https://epd-australasia.com/wp-content/uploads/2022/01/SP04657-Holcim-ViroDecs%E2%84%A2-Special-VIC-ECOPact-Range-ver2_Sep22.pdf
32 | VZ322E5 | 222 | 221 | 0.27 | 2.17E-03 | 4.50E-06 | 9.39E-01 | 5.96E-01 | 3.80E-03 | 2.77E-01 | 3.17E+00 | 8.03E-01 | 1.16E-04 | 9.67E+02 | 9.64E+02 | Ecopact | 32 MPa in-situ, no reinforcement - Holcim |  | Concrete, 32 MPa, in-situ, no reinforcement, (VZ322E5) (Ecopact) (Holcim) (VIC) | https://epd-australasia.com/wp-content/uploads/2022/01/SP04657-Holcim-ViroDecs%E2%84%A2-Special-VIC-ECOPact-Range-ver2_Sep22.pdf
40 | VE402E5 | 245 | 245 | 0.28 | 2.27E-03 | 4.97E-06 | 1.03E+00 | 6.54E-01 | 4.56E-03 | 3.02E-01 | 3.47E+00 | 8.75E-01 | 1.25E-04 | 1.05E+03 | 1.07E+03 | Ecopact | 40 MPa in-situ, no reinforcement - Holcim |  | Concrete, 40 MPa, in-situ, no reinforcement, (VE402E5) (Ecopact) (Holcim) (VIC) | https://epd-australasia.com/wp-content/uploads/2022/01/SP04657-Holcim-ViroDecs%E2%84%A2-Special-VIC-ECOPact-Range-ver2_Sep22.pdf
50 | VE502E5 | 294 | 294 | 0.31 | 2.40E-03 | 5.75E-06 | 1.22E+00 | 7.76E-01 | 5.54E-03 | 3.54E-01 | 4.09E+00 | 1.03E+00 | 1.48E-04 | 1.24E+03 | 1.30E+03 | Ecopact | 50 MPa in-situ, no reinforcement - Holcim |  | Concrete, 50 MPa, in-situ, no reinforcement, (VE502E5) (Ecopact) (Holcim) (VIC) | https://epd-australasia.com/wp-content/uploads/2022/01/SP04657-Holcim-ViroDecs%E2%84%A2-Special-VIC-ECOPact-Range-ver2_Sep22.pdf
32 | VE321EK6 | 257 | 257 | 0.13 | 4.18E-04 | 4.36E-06 | 1.05E+00 | 4.43E-01 | 2.69E-03 | 3.28E-01 | 3.69E+00 | 9.36E-01 | 1.26E-04 | 8.02E+02 | 1.06E+03 | Ecopact | 32 MPa in-situ, no reinforcement - Holcim |  | Concrete, 32 MPa, in-situ, no reinforcement, (VE321EK6) (Ecopact) (Holcim) (VIC) | https://epd-australasia.com/wp-content/uploads/2022/01/SP04657-Holcim-ViroDecs%E2%84%A2-Special-VIC-ECOPact-Range-ver2_Sep22.pdf
25 | VE251E2 | 218 | 218 | 0.27 | 2.11E-03 | 4.39E-06 | 9.23E-01 | 5.83E-01 | 3.30E-03 | 2.75E-01 | 3.12E+00 | 7.94E-01 | 1.16E-04 | 9.49E+02 | 9.53E+02 | Ecopact | 25 MPa in-situ, no reinforcement - Holcim |  | Concrete, 25 MPa, in-situ, no reinforcement, (VE251E2) (Ecopact) (Holcim) (VIC) | https://epd-australasia.com/wp-content/uploads/2022/01/SP04657-Holcim-ViroDecs%E2%84%A2-Special-VIC-ECOPact-Range-ver2_Sep22.pdf
25 | VE252EF2 | 214 | 214 | 0.27 | 2.11E-03 | 4.36E-06 | 9.10E-01 | 5.82E-01 | 3.27E-03 | 2.70E-01 | 3.06E+00 | 7.81E-01 | 1.14E-04 | 9.44E+02 | 9.45E+02 | Ecopact | 25 MPa in-situ, no reinforcement - Holcim |  | Concrete, 25 MPa, in-situ, no reinforcement, (VE252EF2) (Ecopact) (Holcim) (VIC) | https://epd-australasia.com/wp-content/uploads/2022/01/SP04657-Holcim-ViroDecs%E2%84%A2-Special-VIC-ECOPact-Range-ver2_Sep22.pdf
32 | VE322EF2 | 240 | 239 | 0.28 | 2.15E-03 | 4.67E-06 | 1.00E+00 | 6.31E-01 | 3.51E-03 | 2.97E-01 | 3.37E+00 | 8.60E-01 | 1.25E-04 | 1.03E+03 | 1.06E+03 | Ecopact | 32 MPa in-situ, no reinforcement - Holcim |  | Concrete, 32 MPa, in-situ, no reinforcement, (VE322EF2) (Ecopact) (Holcim) (VIC) | https://epd-australasia.com/wp-content/uploads/2022/01/SP04657-Holcim-ViroDecs%E2%84%A2-Special-VIC-ECOPact-Range-ver2_Sep22.pdf
40 | VE402EF2 | 287 | 286 | 0.46 | 3.08E-03 | 5.22E-06 | 1.14E+00 | 1.34E+00 | 4.05E-03 | 3.33E-01 | 3.78E+00 | 9.65E-01 | 1.40E-04 | 1.35E+03 | 1.21E+03 | Ecopact | 40 MPa in-situ, no reinforcement - Holcim |  | Concrete, 40 MPa, in-situ, no reinforcement, (VE402EF2) (Ecopact) (Holcim) (VIC) | https://epd-australasia.com/wp-content/uploads/2022/01/SP04657-Holcim-ViroDecs%E2%84%A2-Special-VIC-ECOPact-Range-ver2_Sep22.pdf
40 | VE401E56 | 279 | 279 | 0.33 | 3.18E-03 | 4.82E-06 | 1.13E+00 | 2.26E+00 | 3.62E-03 | 3.42E-01 | 3.87E+00 | 9.82E-01 | 1.33E-04 | 1.09E+03 | 1.11E+03 | Ecopact | 40 MPa in-situ, no reinforcement - Holcim |  | Concrete, 40 MPa, in-situ, no reinforcement, (VE401E56) (Ecopact) (Holcim) (VIC) | https://epd-australasia.com/wp-content/uploads/2022/01/SP04657-Holcim-ViroDecs%E2%84%A2-Special-VIC-ECOPact-Range-ver2_Sep22.pdf
50 | VE501E56 | 340 | 340 | 0.36 | 3.22E-03 | 5.52E-06 | 1.35E+00 | 2.29E+00 | 4.21E-03 | 4.11E-01 | 4.64E+00 | 1.17E+00 | 1.57E-04 | 1.26E+03 | 1.36E+03 | Ecopact | 50 MPa in-situ, no reinforcement - Holcim |  | Concrete, 50 MPa, in-situ, no reinforcement, (VE501E56) (Ecopact) (Holcim) (VIC) | https://epd-australasia.com/wp-content/uploads/2022/01/SP04657-Holcim-ViroDecs%E2%84%A2-Special-VIC-ECOPact-Range-ver2_Sep22.pdf
40 | VE401EAPF | 315 | 315 | 0.62 | 4.77E-03 | 6.04E-06 | 1.26E+00 | 1.52E+00 | 6.65E-03 | 3.58E-01 | 4.18E+00 | 1.04E+00 | 1.43E-04 | 1.56E+03 | 1.15E+03 | Ecopact | 40 MPa in-situ, no reinforcement - Holcim |  | Concrete, 40 MPa, in-situ, no reinforcement, (VE401EAPF) (Ecopact) (Holcim) (VIC) | https://epd-australasia.com/wp-content/uploads/2022/01/SP04657-Holcim-ViroDecs%E2%84%A2-Special-VIC-ECOPact-Range-ver2_Sep22.pdf
32 | VE322EF26 | 265 | 264 | 0.45 | 3.23E-03 | 4.62E-06 | 1.04E+00 | 1.72E+00 | 3.49E-03 | 3.12E-01 | 3.53E+00 | 8.97E-01 | 1.23E-04 | 1.19E+03 | 9.98E+02 | Ecopact | 32 MPa in-situ, no reinforcement - Holcim |  | Concrete, 32 MPa, in-situ, no reinforcement, (VE322EF26) (Ecopact) (Holcim) (VIC) | https://epd-australasia.com/wp-content/uploads/2022/01/SP04657-Holcim-ViroDecs%E2%84%A2-Special-VIC-ECOPact-Range-ver2_Sep22.pdf
40 | VE404EWC | 241 | 241 | 0.13 | 1.10E-03 | 5.59E-06 | 1.07E+00 | 1.08E+00 | 5.75E-03 | 2.98E-01 | 3.48E+00 | 8.76E-01 | 1.32E-04 | 9.66E+02 | 1.13E+03 | Ecopact | 40 MPa in-situ, no reinforcement - Holcim |  | Concrete, 40 MPa, in-situ, no reinforcement, (VE404EWC) (Ecopact) (Holcim) (VIC) | https://epd-australasia.com/wp-content/uploads/2022/01/SP04657-Holcim-ViroDecs%E2%84%A2-Special-VIC-ECOPact-Range-ver2_Sep22.pdf
40 | VE402ESW | 241 | 241 | 0.13 | 1.09E-03 | 5.58E-06 | 1.07E+00 | 1.08E+00 | 5.73E-03 | 2.98E-01 | 3.49E+00 | 8.76E-01 | 1.32E-04 | 9.65E+02 | 1.13E+03 | Ecopact | 40 MPa in-situ, no reinforcement - Holcim |  | Concrete, 40 MPa, in-situ, no reinforcement, (VE402ESW) (Ecopact) (Holcim) (VIC) | https://epd-australasia.com/wp-content/uploads/2022/01/SP04657-Holcim-ViroDecs%E2%84%A2-Special-VIC-ECOPact-Range-ver2_Sep22.pdf
50 | VE502ESW | 269 | 269 | 0.15 | 1.13E-03 | 5.91E-06 | 1.17E+00 | 1.09E+00 | 6.18E-03 | 3.30E-01 | 3.86E+00 | 9.67E-01 | 1.42E-04 | 1.05E+03 | 1.24E+03 | Ecopact | 50 MPa in-situ, no reinforcement - Holcim |  | Concrete, 50 MPa, in-situ, no reinforcement, (VE502ESW) (Ecopact) (Holcim) (VIC) | https://epd-australasia.com/wp-content/uploads/2022/01/SP04657-Holcim-ViroDecs%E2%84%A2-Special-VIC-ECOPact-Range-ver2_Sep22.pdf
https://epd-australasia.com/wp-content/uploads/2021/12/SP03716-Holcim-EPD_WAPerth-ECOPact-Range_-v2.0_Apr23.pdf
Western Australia – Perth Metropolitan Region – ECOPact Range
Column1 | Column2 | Column3 | Column4 | Column5 | Column6 | Column7 | Column8 | Column9 | Column10 | Column11 | Column12 | Column13 | Column14 | Column15 | Column16 | Column17
PRIMARY ENVIRONMENTAL INDICATORS |  | GWPT | GWPF | GWPB | GWPL | ODP | AP | EP -freshwater | EP -freshwater2 | EP -marine | EP – terrestrial | POCP | ADPE | ADPF | WDP
(Ecopact) (Holcim) (WA), (Perth Metro) | bar: Western Australia – Perth Metropolitan Region – ECOPact Range Column13
Strength | Mix Code | kg CO2 | kg CO2 | kg CO2 | kg CO2 | kg CFC 11 | mol H+ | kg PO43- | kg P eq. | kg N eq. | mol N eq. | NMVOC | kg Sb eq. | MJ | m3
(MPa) |  | eq. | eq. | eq. | eq. | eq. | eq. | eq. |  |  |  | eq.
20 | WE202E1 | 188 | 188 | 0.12 | 5.70E-04 | 3.95E-06 | 8.33E-01 | 1.38E-01 | 2.32E-03 | 2.51E-01 | 2.81E+00 | 7.24E-01 | 1.09E-04 | 7.78E+02 | 9.88E+02 | Ecopact | 20 MPa in-situ, no reinforcement - Holcim |  | Concrete, 20 MPa, in-situ, no reinforcement, (WE202E1)(Ecopact) (Holcim) (WA), (Perth Metro) | https://epd-australasia.com/wp-content/uploads/2021/12/SP03716-Holcim-EPD_WAPerth-ECOPact-Range_-v2.0_Apr23.pdf
20 | WE204E1 | 196 | 196 | 0.13 | 5.92E-04 | 4.10E-06 | 8.68E-01 | 1.44E-01 | 2.41E-03 | 2.62E-01 | 2.94E+00 | 7.56E-01 | 1.13E-04 | 8.08E+02 | 1.03E+03 | Ecopact | 20 MPa in-situ, no reinforcement - Holcim |  | Concrete, 20 MPa, in-situ, no reinforcement, (WE204E1)(Ecopact) (Holcim) (WA), (Perth Metro) | https://epd-australasia.com/wp-content/uploads/2021/12/SP03716-Holcim-EPD_WAPerth-ECOPact-Range_-v2.0_Apr23.pdf
20 | WE201E1 | 197 | 197 | 0.13 | 6.05E-04 | 4.06E-06 | 8.70E-01 | 1.46E-01 | 2.42E-03 | 2.61E-01 | 2.92E+00 | 7.53E-01 | 1.13E-04 | 8.17E+02 | 1.04E+03 | Ecopact | 20 MPa in-situ, no reinforcement - Holcim |  | Concrete, 20 MPa, in-situ, no reinforcement, (WE201E1)(Ecopact) (Holcim) (WA), (Perth Metro) | https://epd-australasia.com/wp-content/uploads/2021/12/SP03716-Holcim-EPD_WAPerth-ECOPact-Range_-v2.0_Apr23.pdf
25 | WE252E1 | 205 | 204 | 0.13 | 6.18E-04 | 4.16E-06 | 8.96E-01 | 1.49E-01 | 2.51E-03 | 2.69E-01 | 3.01E+00 | 7.76E-01 | 1.16E-04 | 8.38E+02 | 1.07E+03 | Ecopact | 25 MPa in-situ, no reinforcement - Holcim |  | Concrete, 25 MPa, in-situ, no reinforcement, (WE252E1)(Ecopact) (Holcim) (WA), (Perth Metro) | https://epd-australasia.com/wp-content/uploads/2021/12/SP03716-Holcim-EPD_WAPerth-ECOPact-Range_-v2.0_Apr23.pdf
25 | WE254E1 | 212 | 212 | 0.14 | 6.40E-04 | 4.31E-06 | 9.32E-01 | 1.55E-01 | 2.59E-03 | 2.81E-01 | 3.14E+00 | 8.08E-01 | 1.20E-04 | 8.67E+02 | 1.11E+03 | Ecopact | 25 MPa in-situ, no reinforcement - Holcim |  | Concrete, 25 MPa, in-situ, no reinforcement, (WE254E1)(Ecopact) (Holcim) (WA), (Perth Metro) | https://epd-australasia.com/wp-content/uploads/2021/12/SP03716-Holcim-EPD_WAPerth-ECOPact-Range_-v2.0_Apr23.pdf
25 | WE251E1 | 213 | 213 | 0.14 | 6.52E-04 | 4.27E-06 | 9.29E-01 | 1.56E-01 | 2.60E-03 | 2.78E-01 | 3.11E+00 | 8.02E-01 | 1.19E-04 | 8.75E+02 | 1.12E+03 | Ecopact | 25 MPa in-situ, no reinforcement - Holcim |  | Concrete, 25 MPa, in-situ, no reinforcement, (WE251E1)(Ecopact) (Holcim) (WA), (Perth Metro) | https://epd-australasia.com/wp-content/uploads/2021/12/SP03716-Holcim-EPD_WAPerth-ECOPact-Range_-v2.0_Apr23.pdf
32 | WE322E1 | 227 | 227 | 0.15 | 6.85E-04 | 4.47E-06 | 9.86E-01 | 1.65E-01 | 2.77E-03 | 2.95E-01 | 3.31E+00 | 8.50E-01 | 1.26E-04 | 9.23E+02 | 1.19E+03 | Ecopact | 32 MPa in-situ, no reinforcement - Holcim |  | Concrete, 32 MPa, in-situ, no reinforcement, (WE322E1)(Ecopact) (Holcim) (WA), (Perth Metro) | https://epd-australasia.com/wp-content/uploads/2021/12/SP03716-Holcim-EPD_WAPerth-ECOPact-Range_-v2.0_Apr23.pdf
32 | WE324E1 | 234 | 234 | 0.15 | 7.03E-04 | 4.53E-06 | 1.01E+00 | 1.70E-01 | 2.83E-03 | 3.02E-01 | 3.38E+00 | 8.70E-01 | 1.28E-04 | 9.43E+02 | 1.22E+03 | Ecopact | 32 MPa in-situ, no reinforcement - Holcim |  | Concrete, 32 MPa, in-situ, no reinforcement, (WE324E1)(Ecopact) (Holcim) (WA), (Perth Metro) | https://epd-australasia.com/wp-content/uploads/2021/12/SP03716-Holcim-EPD_WAPerth-ECOPact-Range_-v2.0_Apr23.pdf
32 | WE321E1 | 236 | 236 | 0.16 | 7.20E-04 | 4.58E-06 | 1.02E+00 | 1.72E-01 | 2.87E-03 | 3.04E-01 | 3.41E+00 | 8.77E-01 | 1.29E-04 | 9.61E+02 | 1.24E+03 | Ecopact | 32 MPa in-situ, no reinforcement - Holcim |  | Concrete, 32 MPa, in-situ, no reinforcement, (WE321E1)(Ecopact) (Holcim) (WA), (Perth Metro) | https://epd-australasia.com/wp-content/uploads/2021/12/SP03716-Holcim-EPD_WAPerth-ECOPact-Range_-v2.0_Apr23.pdf
40 | WE402E1 | 263 | 263 | 0.17 | 7.91E-04 | 4.95E-06 | 1.13E+00 | 1.90E-01 | 3.18E-03 | 3.36E-01 | 3.76E+00 | 9.66E-01 | 1.40E-04 | 1.05E+03 | 1.38E+03 | Ecopact | 40 MPa in-situ, no reinforcement - Holcim |  | Concrete, 40 MPa, in-situ, no reinforcement, (WE402E1)(Ecopact) (Holcim) (WA), (Perth Metro) | https://epd-australasia.com/wp-content/uploads/2021/12/SP03716-Holcim-EPD_WAPerth-ECOPact-Range_-v2.0_Apr23.pdf
40 | WE404E1 | 270 | 270 | 0.18 | 8.09E-04 | 5.03E-06 | 1.15E+00 | 1.95E-01 | 3.24E-03 | 3.44E-01 | 3.86E+00 | 9.90E-01 | 1.43E-04 | 1.08E+03 | 1.41E+03 | Ecopact | 40 MPa in-situ, no reinforcement - Holcim |  | Concrete, 40 MPa, in-situ, no reinforcement, (WE404E1)(Ecopact) (Holcim) (WA), (Perth Metro) | https://epd-australasia.com/wp-content/uploads/2021/12/SP03716-Holcim-EPD_WAPerth-ECOPact-Range_-v2.0_Apr23.pdf
40 | WE401E1 | 270 | 270 | 0.18 | 8.26E-04 | 5.06E-06 | 1.15E+00 | 1.96E-01 | 3.26E-03 | 3.43E-01 | 3.84E+00 | 9.88E-01 | 1.44E-04 | 1.09E+03 | 1.42E+03 | Ecopact | 40 MPa in-situ, no reinforcement - Holcim |  | Concrete, 40 MPa, in-situ, no reinforcement, (WE401E1)(Ecopact) (Holcim) (WA), (Perth Metro) | https://epd-australasia.com/wp-content/uploads/2021/12/SP03716-Holcim-EPD_WAPerth-ECOPact-Range_-v2.0_Apr23.pdf
32 | WE322E2 | 229 | 228 | 0.15 | 7.76E-04 | 4.74E-06 | 1.00E+00 | 1.65E-01 | 3.68E-03 | 2.95E-01 | 3.35E+00 | 8.54E-01 | 1.26E-04 | 9.45E+02 | 1.19E+03 | Ecopact | 32 MPa in-situ, no reinforcement - Holcim |  | Concrete, 32 MPa, in-situ, no reinforcement, (WE322E2)(Ecopact) (Holcim) (WA), (Perth Metro) | https://epd-australasia.com/wp-content/uploads/2021/12/SP03716-Holcim-EPD_WAPerth-ECOPact-Range_-v2.0_Apr23.pdf
32 | WE324E2 | 235 | 235 | 0.15 | 7.97E-04 | 4.80E-06 | 1.03E+00 | 1.70E-01 | 3.77E-03 | 3.02E-01 | 3.43E+00 | 8.75E-01 | 1.28E-04 | 9.66E+02 | 1.22E+03 | Ecopact | 32 MPa in-situ, no reinforcement - Holcim |  | Concrete, 32 MPa, in-situ, no reinforcement, (WE324E2)(Ecopact) (Holcim) (WA), (Perth Metro) | https://epd-australasia.com/wp-content/uploads/2021/12/SP03716-Holcim-EPD_WAPerth-ECOPact-Range_-v2.0_Apr23.pdf
32 | WE321E2 | 237 | 237 | 0.16 | 8.17E-04 | 4.86E-06 | 1.04E+00 | 1.72E-01 | 3.84E-03 | 3.04E-01 | 3.46E+00 | 8.81E-01 | 1.29E-04 | 9.84E+02 | 1.24E+03 | Ecopact | 32 MPa in-situ, no reinforcement - Holcim |  | Concrete, 32 MPa, in-situ, no reinforcement, (WE321E2)(Ecopact) (Holcim) (WA), (Perth Metro) | https://epd-australasia.com/wp-content/uploads/2021/12/SP03716-Holcim-EPD_WAPerth-ECOPact-Range_-v2.0_Apr23.pdf
40 | WE402E2 | 264 | 264 | 0.17 | 8.98E-04 | 5.26E-06 | 1.15E+00 | 1.90E-01 | 4.25E-03 | 3.36E-01 | 3.81E+00 | 9.71E-01 | 1.41E-04 | 1.08E+03 | 1.38E+03 | Ecopact | 40 MPa in-situ, no reinforcement - Holcim |  | Concrete, 40 MPa, in-situ, no reinforcement, (WE402E2)(Ecopact) (Holcim) (WA), (Perth Metro) | https://epd-australasia.com/wp-content/uploads/2021/12/SP03716-Holcim-EPD_WAPerth-ECOPact-Range_-v2.0_Apr23.pdf
40 | WE404E2 | 271 | 271 | 0.18 | 9.20E-04 | 5.34E-06 | 1.18E+00 | 1.95E-01 | 4.35E-03 | 3.44E-01 | 3.91E+00 | 9.96E-01 | 1.43E-04 | 1.10E+03 | 1.41E+03 | Ecopact | 40 MPa in-situ, no reinforcement - Holcim |  | Concrete, 40 MPa, in-situ, no reinforcement, (WE404E2)(Ecopact) (Holcim) (WA), (Perth Metro) | https://epd-australasia.com/wp-content/uploads/2021/12/SP03716-Holcim-EPD_WAPerth-ECOPact-Range_-v2.0_Apr23.pdf
40 | WE401E2 | 271 | 271 | 0.18 | 9.39E-04 | 5.39E-06 | 1.18E+00 | 1.96E-01 | 4.39E-03 | 3.43E-01 | 3.90E+00 | 9.93E-01 | 1.44E-04 | 1.12E+03 | 1.42E+03 | Ecopact | 40 MPa in-situ, no reinforcement - Holcim |  | Concrete, 40 MPa, in-situ, no reinforcement, (WE401E2)(Ecopact) (Holcim) (WA), (Perth Metro) | https://epd-australasia.com/wp-content/uploads/2021/12/SP03716-Holcim-EPD_WAPerth-ECOPact-Range_-v2.0_Apr23.pdf
50 | WE502E2 | 320 | 320 | 0.21 | 1.09E-03 | 6.07E-06 | 1.37E+00 | 2.28E-01 | 5.13E-03 | 3.98E-01 | 4.53E+00 | 1.15E+00 | 1.64E-04 | 1.29E+03 | 1.66E+03 | Ecopact | 50 MPa in-situ, no reinforcement - Holcim |  | Concrete, 50 MPa, in-situ, no reinforcement, (WE502E2)(Ecopact) (Holcim) (WA), (Perth Metro) | https://epd-australasia.com/wp-content/uploads/2021/12/SP03716-Holcim-EPD_WAPerth-ECOPact-Range_-v2.0_Apr23.pdf
50 | WE504E2 | 321 | 320 | 0.21 | 1.09E-03 | 6.06E-06 | 1.37E+00 | 2.29E-01 | 5.13E-03 | 3.99E-01 | 4.54E+00 | 1.15E+00 | 1.64E-04 | 1.29E+03 | 1.66E+03 | Ecopact | 50 MPa in-situ, no reinforcement - Holcim |  | Concrete, 50 MPa, in-situ, no reinforcement, (WE504E2)(Ecopact) (Holcim) (WA), (Perth Metro) | https://epd-australasia.com/wp-content/uploads/2021/12/SP03716-Holcim-EPD_WAPerth-ECOPact-Range_-v2.0_Apr23.pdf
50 | WE501E2 | 313 | 313 | 0.21 | 1.08E-03 | 6.01E-06 | 1.34E+00 | 2.25E-01 | 5.07E-03 | 3.90E-01 | 4.43E+00 | 1.13E+00 | 1.62E-04 | 1.28E+03 | 1.64E+03 | Ecopact | 50 MPa in-situ, no reinforcement - Holcim |  | Concrete, 50 MPa, in-situ, no reinforcement, (WE501E2)(Ecopact) (Holcim) (WA), (Perth Metro) | https://epd-australasia.com/wp-content/uploads/2021/12/SP03716-Holcim-EPD_WAPerth-ECOPact-Range_-v2.0_Apr23.pdf
32 | WE322E4 | 229 | 228 | 0.15 | 7.76E-04 | 4.74E-06 | 1.00E+00 | 1.65E-01 | 3.68E-03 | 2.95E-01 | 3.35E+00 | 8.54E-01 | 1.26E-04 | 9.45E+02 | 1.19E+03 | Ecopact | 32 MPa in-situ, no reinforcement - Holcim |  | Concrete, 32 MPa, in-situ, no reinforcement, (WE322E4)(Ecopact) (Holcim) (WA), (Perth Metro) | https://epd-australasia.com/wp-content/uploads/2021/12/SP03716-Holcim-EPD_WAPerth-ECOPact-Range_-v2.0_Apr23.pdf
32 | WE324E4 | 235 | 235 | 0.15 | 7.97E-04 | 4.80E-06 | 1.03E+00 | 1.70E-01 | 3.77E-03 | 3.02E-01 | 3.43E+00 | 8.75E-01 | 1.28E-04 | 9.66E+02 | 1.22E+03 | Ecopact | 32 MPa in-situ, no reinforcement - Holcim |  | Concrete, 32 MPa, in-situ, no reinforcement, (WE324E4)(Ecopact) (Holcim) (WA), (Perth Metro) | https://epd-australasia.com/wp-content/uploads/2021/12/SP03716-Holcim-EPD_WAPerth-ECOPact-Range_-v2.0_Apr23.pdf
32 | WE321E4 | 237 | 237 | 0.16 | 8.17E-04 | 4.86E-06 | 1.04E+00 | 1.72E-01 | 3.84E-03 | 3.04E-01 | 3.46E+00 | 8.81E-01 | 1.29E-04 | 9.84E+02 | 1.24E+03 | Ecopact | 32 MPa in-situ, no reinforcement - Holcim |  | Concrete, 32 MPa, in-situ, no reinforcement, (WE321E4)(Ecopact) (Holcim) (WA), (Perth Metro) | https://epd-australasia.com/wp-content/uploads/2021/12/SP03716-Holcim-EPD_WAPerth-ECOPact-Range_-v2.0_Apr23.pdf
40 | WE402E4 | 264 | 264 | 0.17 | 8.98E-04 | 5.26E-06 | 1.15E+00 | 1.90E-01 | 4.25E-03 | 3.36E-01 | 3.81E+00 | 9.71E-01 | 1.41E-04 | 1.08E+03 | 1.38E+03 | Ecopact | 40 MPa in-situ, no reinforcement - Holcim |  | Concrete, 40 MPa, in-situ, no reinforcement, (WE402E4)(Ecopact) (Holcim) (WA), (Perth Metro) | https://epd-australasia.com/wp-content/uploads/2021/12/SP03716-Holcim-EPD_WAPerth-ECOPact-Range_-v2.0_Apr23.pdf
40 | WE404E4 | 271 | 271 | 0.18 | 9.20E-04 | 5.34E-06 | 1.18E+00 | 1.95E-01 | 4.35E-03 | 3.44E-01 | 3.91E+00 | 9.96E-01 | 1.43E-04 | 1.10E+03 | 1.41E+03 | Ecopact | 40 MPa in-situ, no reinforcement - Holcim |  | Concrete, 40 MPa, in-situ, no reinforcement, (WE404E4)(Ecopact) (Holcim) (WA), (Perth Metro) | https://epd-australasia.com/wp-content/uploads/2021/12/SP03716-Holcim-EPD_WAPerth-ECOPact-Range_-v2.0_Apr23.pdf
40 | WE401E4 | 271 | 271 | 0.18 | 9.39E-04 | 5.39E-06 | 1.18E+00 | 1.96E-01 | 4.39E-03 | 3.43E-01 | 3.90E+00 | 9.93E-01 | 1.44E-04 | 1.12E+03 | 1.42E+03 | Ecopact | 40 MPa in-situ, no reinforcement - Holcim |  | Concrete, 40 MPa, in-situ, no reinforcement, (WE401E4)(Ecopact) (Holcim) (WA), (Perth Metro) | https://epd-australasia.com/wp-content/uploads/2021/12/SP03716-Holcim-EPD_WAPerth-ECOPact-Range_-v2.0_Apr23.pdf
50 | WE502E4 | 320 | 320 | 0.21 | 1.09E-03 | 6.07E-06 | 1.37E+00 | 2.28E-01 | 5.13E-03 | 3.98E-01 | 4.53E+00 | 1.15E+00 | 1.64E-04 | 1.29E+03 | 1.66E+03 | Ecopact | 50 MPa in-situ, no reinforcement - Holcim |  | Concrete, 50 MPa, in-situ, no reinforcement, (WE502E4)(Ecopact) (Holcim) (WA), (Perth Metro) | https://epd-australasia.com/wp-content/uploads/2021/12/SP03716-Holcim-EPD_WAPerth-ECOPact-Range_-v2.0_Apr23.pdf
50 | WE504E4 | 321 | 320 | 0.21 | 1.09E-03 | 6.06E-06 | 1.37E+00 | 2.29E-01 | 5.13E-03 | 3.99E-01 | 4.54E+00 | 1.15E+00 | 1.64E-04 | 1.29E+03 | 1.66E+03 | Ecopact | 50 MPa in-situ, no reinforcement - Holcim |  | Concrete, 50 MPa, in-situ, no reinforcement, (WE504E4)(Ecopact) (Holcim) (WA), (Perth Metro) | https://epd-australasia.com/wp-content/uploads/2021/12/SP03716-Holcim-EPD_WAPerth-ECOPact-Range_-v2.0_Apr23.pdf
50 | WE501E4 | 313 | 313 | 0.21 | 1.08E-03 | 6.01E-06 | 1.34E+00 | 2.25E-01 | 5.07E-03 | 3.90E-01 | 4.43E+00 | 1.13E+00 | 1.62E-04 | 1.28E+03 | 1.64E+03 | Ecopact | 50 MPa in-situ, no reinforcement - Holcim |  | Concrete, 50 MPa, in-situ, no reinforcement, (WE501E4)(Ecopact) (Holcim) (WA), (Perth Metro) | https://epd-australasia.com/wp-content/uploads/2021/12/SP03716-Holcim-EPD_WAPerth-ECOPact-Range_-v2.0_Apr23.pdf
20 | WE201EBMX | 198 | 198 | 0.09 | 4.48E-04 | 4.71E-06 | 9.11E-01 | 1.01E-01 | 4.79E-03 | 2.60E-01 | 3.02E+00 | 7.60E-01 | 1.13E-04 | 8.29E+02 | 1.04E+03 | Ecopact | 20 MPa in-situ, no reinforcement - Holcim |  | Concrete, 20 MPa, in-situ, no reinforcement, (WE201EBMX)(Ecopact) (Holcim) (WA), (Perth Metro) | https://epd-australasia.com/wp-content/uploads/2021/12/SP03716-Holcim-EPD_WAPerth-ECOPact-Range_-v2.0_Apr23.pdf
25 | WE251EBMX | 217 | 217 | 0.10 | 4.87E-04 | 5.03E-06 | 9.89E-01 | 1.09E-01 | 5.26E-03 | 2.81E-01 | 3.27E+00 | 8.20E-01 | 1.21E-04 | 9.00E+02 | 1.14E+03 | Ecopact | 25 MPa in-situ, no reinforcement - Holcim |  | Concrete, 25 MPa, in-situ, no reinforcement, (WE251EBMX)(Ecopact) (Holcim) (WA), (Perth Metro) | https://epd-australasia.com/wp-content/uploads/2021/12/SP03716-Holcim-EPD_WAPerth-ECOPact-Range_-v2.0_Apr23.pdf
32 | WE321EBMX | 243 | 242 | 0.11 | 5.41E-04 | 5.48E-06 | 1.10E+00 | 1.20E-01 | 5.91E-03 | 3.09E-01 | 3.61E+00 | 9.04E-01 | 1.31E-04 | 9.97E+02 | 1.27E+03 | Ecopact | 32 MPa in-situ, no reinforcement - Holcim |  | Concrete, 32 MPa, in-situ, no reinforcement, (WE321EBMX)(Ecopact) (Holcim) (WA), (Perth Metro) | https://epd-australasia.com/wp-content/uploads/2021/12/SP03716-Holcim-EPD_WAPerth-ECOPact-Range_-v2.0_Apr23.pdf
25 | WE254EKC | 210 | 209 | 0.11 | 9.64E-04 | 4.18E-06 | 9.26E-01 | 1.50E+00 | 2.61E-03 | 2.76E-01 | 3.09E+00 | 7.96E-01 | 1.18E-04 | 8.36E+02 | 1.10E+03 | Ecopact | 25 MPa in-situ, no reinforcement - Holcim |  | Concrete, 25 MPa, in-situ, no reinforcement, (WE254EKC)(Ecopact) (Holcim) (WA), (Perth Metro) | https://epd-australasia.com/wp-content/uploads/2021/12/SP03716-Holcim-EPD_WAPerth-ECOPact-Range_-v2.0_Apr23.pdf
25 | WE251EKC | 222 | 222 | 0.12 | 1.02E-03 | 4.32E-06 | 9.74E-01 | 1.61E+00 | 2.74E-03 | 2.90E-01 | 3.25E+00 | 8.36E-01 | 1.22E-04 | 8.78E+02 | 1.17E+03 | Ecopact | 25 MPa in-situ, no reinforcement - Holcim |  | Concrete, 25 MPa, in-situ, no reinforcement, (WE251EKC)(Ecopact) (Holcim) (WA), (Perth Metro) | https://epd-australasia.com/wp-content/uploads/2021/12/SP03716-Holcim-EPD_WAPerth-ECOPact-Range_-v2.0_Apr23.pdf
32 | WE324EKC | 254 | 253 | 0.13 | 1.17E-03 | 4.76E-06 | 1.10E+00 | 1.86E+00 | 3.11E-03 | 3.25E-01 | 3.64E+00 | 9.36E-01 | 1.37E-04 | 9.94E+02 | 1.34E+03 | Ecopact | 32 MPa in-situ, no reinforcement - Holcim |  | Concrete, 32 MPa, in-situ, no reinforcement, (WE324EKC)(Ecopact) (Holcim) (WA), (Perth Metro) | https://epd-australasia.com/wp-content/uploads/2021/12/SP03716-Holcim-EPD_WAPerth-ECOPact-Range_-v2.0_Apr23.pdf
32 | WE321EKC | 266 | 266 | 0.14 | 1.23E-03 | 4.88E-06 | 1.15E+00 | 1.96E+00 | 3.24E-03 | 3.39E-01 | 3.80E+00 | 9.75E-01 | 1.41E-04 | 1.04E+03 | 1.40E+03 | Ecopact | 32 MPa in-situ, no reinforcement - Holcim |  | Concrete, 32 MPa, in-situ, no reinforcement, (WE321EKC)(Ecopact) (Holcim) (WA), (Perth Metro) | https://epd-australasia.com/wp-content/uploads/2021/12/SP03716-Holcim-EPD_WAPerth-ECOPact-Range_-v2.0_Apr23.pdf
20 | WE202EP1 | 192 | 192 | 0.09 | 2.08E-04 | 3.99E-06 | 8.51E-01 | 9.93E-02 | 2.37E-03 | 2.57E-01 | 2.87E+00 | 7.40E-01 | 1.11E-04 | 7.54E+02 | 1.02E+03 | Ecopact | 20 MPa in-situ, no reinforcement - Holcim |  | Concrete, 20 MPa, in-situ, no reinforcement, (WE202EP1)(Ecopact) (Holcim) (WA), (Perth Metro) | https://epd-australasia.com/wp-content/uploads/2021/12/SP03716-Holcim-EPD_WAPerth-ECOPact-Range_-v2.0_Apr23.pdf
25 | WE252EP1 | 208 | 208 | 0.10 | 2.19E-04 | 4.20E-06 | 9.15E-01 | 1.06E-01 | 2.56E-03 | 2.75E-01 | 3.08E+00 | 7.92E-01 | 1.18E-04 | 8.10E+02 | 1.10E+03 | Ecopact | 25 MPa in-situ, no reinforcement - Holcim |  | Concrete, 25 MPa, in-situ, no reinforcement, (WE252EP1)(Ecopact) (Holcim) (WA), (Perth Metro) | https://epd-australasia.com/wp-content/uploads/2021/12/SP03716-Holcim-EPD_WAPerth-ECOPact-Range_-v2.0_Apr23.pdf
25 | WE254EP1 | 212 | 212 | 0.10 | 2.22E-04 | 4.24E-06 | 9.30E-01 | 1.08E-01 | 2.59E-03 | 2.80E-01 | 3.13E+00 | 8.05E-01 | 1.19E-04 | 8.21E+02 | 1.12E+03 | Ecopact | 25 MPa in-situ, no reinforcement - Holcim |  | Concrete, 25 MPa, in-situ, no reinforcement, (WE254EP1)(Ecopact) (Holcim) (WA), (Perth Metro) | https://epd-australasia.com/wp-content/uploads/2021/12/SP03716-Holcim-EPD_WAPerth-ECOPact-Range_-v2.0_Apr23.pdf
32 | WE324EP1 | 231 | 231 | 0.11 | 2.35E-04 | 4.48E-06 | 1.00E+00 | 1.16E-01 | 2.81E-03 | 3.01E-01 | 3.37E+00 | 8.65E-01 | 1.27E-04 | 8.85E+02 | 1.22E+03 | Ecopact | 32 MPa in-situ, no reinforcement - Holcim |  | Concrete, 32 MPa, in-situ, no reinforcement, (WE324EP1)(Ecopact) (Holcim) (WA), (Perth Metro) | https://epd-australasia.com/wp-content/uploads/2021/12/SP03716-Holcim-EPD_WAPerth-ECOPact-Range_-v2.0_Apr23.pdf
50 | WE504EQ01 | 382 | 381 | 0.54 | 2.10E-03 | 7.17E-06 | 1.62E+00 | 3.41E-01 | 7.74E-03 | 4.67E-01 | 5.40E+00 | 1.35E+00 | 1.80E-04 | 1.53E+03 | 1.85E+03 | Ecopact | 50 MPa in-situ, no reinforcement - Holcim |  | Concrete, 50 MPa, in-situ, no reinforcement, (WE504EQ01)(Ecopact) (Holcim) (WA), (Perth Metro) | https://epd-australasia.com/wp-content/uploads/2021/12/SP03716-Holcim-EPD_WAPerth-ECOPact-Range_-v2.0_Apr23.pdf
40 | WE404EQ01 | 226 | 225 | 0.73 | 2.04E-03 | 6.08E-06 | 1.05E+00 | 2.70E-01 | 6.36E-03 | 2.76E-01 | 3.24E+00 | 8.32E-01 | 1.41E-04 | 1.28E+03 | 1.35E+03 | Ecopact | 40 MPa in-situ, no reinforcement - Holcim |  | Concrete, 40 MPa, in-situ, no reinforcement, (WE404EQ01)(Ecopact) (Holcim) (WA), (Perth Metro) | https://epd-australasia.com/wp-content/uploads/2021/12/SP03716-Holcim-EPD_WAPerth-ECOPact-Range_-v2.0_Apr23.pdf
25 | WE252E31 | 207 | 206 | 0.17 | 1.02E-03 | 4.17E-06 | 9.00E-01 | 1.95E-01 | 2.51E-03 | 2.70E-01 | 3.02E+00 | 7.79E-01 | 1.16E-04 | 8.84E+02 | 1.07E+03 | Ecopact | 25 MPa in-situ, no reinforcement - Holcim |  | Concrete, 25 MPa, in-situ, no reinforcement, (WE252E31)(Ecopact) (Holcim) (WA), (Perth Metro) | https://epd-australasia.com/wp-content/uploads/2021/12/SP03716-Holcim-EPD_WAPerth-ECOPact-Range_-v2.0_Apr23.pdf
32 | WE322E31 | 222 | 222 | 0.10 | 2.34E-04 | 4.42E-06 | 9.68E-01 | 1.12E-01 | 2.73E-03 | 2.90E-01 | 3.25E+00 | 8.36E-01 | 1.24E-04 | 8.59E+02 | 1.17E+03 | Ecopact | 32 MPa in-situ, no reinforcement - Holcim |  | Concrete, 32 MPa, in-situ, no reinforcement, (WE322E31)(Ecopact) (Holcim) (WA), (Perth Metro) | https://epd-australasia.com/wp-content/uploads/2021/12/SP03716-Holcim-EPD_WAPerth-ECOPact-Range_-v2.0_Apr23.pdf
https://epd-australasia.com/wp-content/uploads/2021/10/2021-Holcim-ViroDecs%E2%84%A2-Special-ACT-ECOPact-Ver-1.0.pdf
Australian Capital Territory (ACT) – ECOPact Range
Column1 | Column2 | Column3 | Column4 | Column5 | Column6 | Column7 | Column8 | Column9 | Column10
PRIMARY INDICATORS |  | GWP | ODP | AP | EP | POCP | ADPE | ADPF
Strength | Mix Code | kg CO_{2} eq | kg CFC-11 eq | kg SO_{2} eq | kg PO_{4}^{3-} eq | kg C_{2} H_{4} eq | kg Sb eq | MJ | [10 empty] | (Ecopact) (Holcim) (ACT)
(MPa)
20 | NE202E151 | 173.43 | 2.98E-06 | 3.97E-01 | 8.94E-02 | 1.60E-02 | 1.19E-04 | 1.44E+03 | Ecopact | [7 empty] | 20 MPa in-situ, no reinforcement - Holcim |  | Concrete, 20 MPa, in-situ, no reinforcement, (NE202E151)(Ecopact) (Holcim) (ACT) | https://epd-australasia.com/wp-content/uploads/2021/10/2021-Holcim-ViroDecs%E2%84%A2-Special-ACT-ECOPact-Ver-1.0.pdf
20 | NE202E351 | 174.96 | 2.99E-06 | 3.99E-01 | 9.02E-02 | 1.62E-02 | 1.20E-04 | 1.46E+03 | Ecopact | [7 empty] | 20 MPa in-situ, no reinforcement - Holcim |  | Concrete, 20 MPa, in-situ, no reinforcement, (NE202E351)(Ecopact) (Holcim) (ACT) | https://epd-australasia.com/wp-content/uploads/2021/10/2021-Holcim-ViroDecs%E2%84%A2-Special-ACT-ECOPact-Ver-1.0.pdf
25 | NE252E151 | 184.71 | 3.10E-06 | 4.19E-01 | 9.42E-02 | 1.67E-02 | 1.25E-04 | 1.52E+03 | Ecopact | [7 empty] | 25 MPa in-situ, no reinforcement - Holcim |  | Concrete, 25 MPa, in-situ, no reinforcement, (NE252E151)(Ecopact) (Holcim) (ACT) | https://epd-australasia.com/wp-content/uploads/2021/10/2021-Holcim-ViroDecs%E2%84%A2-Special-ACT-ECOPact-Ver-1.0.pdf
25 | NE252E351 | 186.34 | 3.11E-06 | 4.22E-01 | 9.51E-02 | 1.70E-02 | 1.26E-04 | 1.54E+03 | Ecopact | [7 empty] | 25 MPa in-situ, no reinforcement - Holcim |  | Concrete, 25 MPa, in-situ, no reinforcement, (NE252E351)(Ecopact) (Holcim) (ACT) | https://epd-australasia.com/wp-content/uploads/2021/10/2021-Holcim-ViroDecs%E2%84%A2-Special-ACT-ECOPact-Ver-1.0.pdf
32 | NE322E151 | 217.34 | 3.45E-06 | 4.82E-01 | 1.08E-01 | 1.89E-02 | 1.43E-04 | 1.75E+03 | Ecopact | [7 empty] | 32 MPa in-situ, no reinforcement - Holcim |  | Concrete, 32 MPa, in-situ, no reinforcement, (NE322E151)(Ecopact) (Holcim) (ACT) | https://epd-australasia.com/wp-content/uploads/2021/10/2021-Holcim-ViroDecs%E2%84%A2-Special-ACT-ECOPact-Ver-1.0.pdf
32 | NE322E351 | 219.35 | 3.46E-06 | 4.86E-01 | 1.09E-01 | 1.92E-02 | 1.44E-04 | 1.78E+03 | Ecopact | [7 empty] | 32 MPa in-situ, no reinforcement - Holcim |  | Concrete, 32 MPa, in-situ, no reinforcement, (NE322E351)(Ecopact) (Holcim) (ACT) | https://epd-australasia.com/wp-content/uploads/2021/10/2021-Holcim-ViroDecs%E2%84%A2-Special-ACT-ECOPact-Ver-1.0.pdf
40 | NE402E151 | 260.60 | 3.91E-06 | 5.66E-01 | 1.27E-01 | 2.19E-02 | 1.66E-04 | 2.06E+03 | Ecopact | [7 empty] | 40 MPa in-situ, no reinforcement - Holcim |  | Concrete, 40 MPa, in-situ, no reinforcement, (NE402E151)(Ecopact) (Holcim) (ACT) | https://epd-australasia.com/wp-content/uploads/2021/10/2021-Holcim-ViroDecs%E2%84%A2-Special-ACT-ECOPact-Ver-1.0.pdf
40 | NE402E351 | 263.05 | 3.91E-06 | 5.71E-01 | 1.28E-01 | 2.23E-02 | 1.68E-04 | 2.10E+03 | Ecopact | [7 empty] | 40 MPa in-situ, no reinforcement - Holcim |  | Concrete, 40 MPa, in-situ, no reinforcement, (NE402E351)(Ecopact) (Holcim) (ACT) | https://epd-australasia.com/wp-content/uploads/2021/10/2021-Holcim-ViroDecs%E2%84%A2-Special-ACT-ECOPact-Ver-1.0.pdf
20 | NE201E151 | 173.65 | 2.98E-06 | 3.97E-01 | 8.95E-02 | 1.60E-02 | 1.19E-04 | 1.44E+03 | Ecopact | [7 empty] | 20 MPa in-situ, no reinforcement - Holcim |  | Concrete, 20 MPa, in-situ, no reinforcement, (NE201E151)(Ecopact) (Holcim) (ACT) | https://epd-australasia.com/wp-content/uploads/2021/10/2021-Holcim-ViroDecs%E2%84%A2-Special-ACT-ECOPact-Ver-1.0.pdf
20 | NE201E351 | 175.14 | 2.98E-06 | 4.00E-01 | 9.04E-02 | 1.63E-02 | 1.20E-04 | 1.46E+03 | Ecopact | [7 empty] | 20 MPa in-situ, no reinforcement - Holcim |  | Concrete, 20 MPa, in-situ, no reinforcement, (NE201E351)(Ecopact) (Holcim) (ACT) | https://epd-australasia.com/wp-content/uploads/2021/10/2021-Holcim-ViroDecs%E2%84%A2-Special-ACT-ECOPact-Ver-1.0.pdf
25 | NE251E151 | 184.94 | 3.10E-06 | 4.20E-01 | 9.44E-02 | 1.68E-02 | 1.25E-04 | 1.52E+03 | Ecopact | [7 empty] | 25 MPa in-situ, no reinforcement - Holcim |  | Concrete, 25 MPa, in-situ, no reinforcement, (NE251E151)(Ecopact) (Holcim) (ACT) | https://epd-australasia.com/wp-content/uploads/2021/10/2021-Holcim-ViroDecs%E2%84%A2-Special-ACT-ECOPact-Ver-1.0.pdf
25 | NE251E351 | 186.54 | 3.10E-06 | 4.22E-01 | 9.53E-02 | 1.71E-02 | 1.26E-04 | 1.55E+03 | Ecopact | [7 empty] | 25 MPa in-situ, no reinforcement - Holcim |  | Concrete, 25 MPa, in-situ, no reinforcement, (NE251E351)(Ecopact) (Holcim) (ACT) | https://epd-australasia.com/wp-content/uploads/2021/10/2021-Holcim-ViroDecs%E2%84%A2-Special-ACT-ECOPact-Ver-1.0.pdf
32 | NE321E151 | 217.59 | 3.44E-06 | 4.83E-01 | 1.08E-01 | 1.90E-02 | 1.43E-04 | 1.75E+03 | Ecopact | [7 empty] | 32 MPa in-situ, no reinforcement - Holcim |  | Concrete, 32 MPa, in-situ, no reinforcement, (NE321E151)(Ecopact) (Holcim) (ACT) | https://epd-australasia.com/wp-content/uploads/2021/10/2021-Holcim-ViroDecs%E2%84%A2-Special-ACT-ECOPact-Ver-1.0.pdf
32 | NE321E351 | 219.55 | 3.45E-06 | 4.86E-01 | 1.09E-01 | 1.93E-02 | 1.44E-04 | 1.78E+03 | Ecopact | [7 empty] | 32 MPa in-situ, no reinforcement - Holcim |  | Concrete, 32 MPa, in-situ, no reinforcement, (NE321E351)(Ecopact) (Holcim) (ACT) | https://epd-australasia.com/wp-content/uploads/2021/10/2021-Holcim-ViroDecs%E2%84%A2-Special-ACT-ECOPact-Ver-1.0.pdf
40 | NE401E151 | 260.86 | 3.90E-06 | 5.67E-01 | 1.27E-01 | 2.20E-02 | 1.66E-04 | 2.07E+03 | Ecopact | [7 empty] | 40 MPa in-situ, no reinforcement - Holcim |  | Concrete, 40 MPa, in-situ, no reinforcement, (NE401E151)(Ecopact) (Holcim) (ACT) | https://epd-australasia.com/wp-content/uploads/2021/10/2021-Holcim-ViroDecs%E2%84%A2-Special-ACT-ECOPact-Ver-1.0.pdf
40 | NE401E351 | 263.24 | 3.91E-06 | 5.71E-01 | 1.28E-01 | 2.24E-02 | 1.68E-04 | 2.10E+03 | Ecopact | [7 empty] | 40 MPa in-situ, no reinforcement - Holcim |  | Concrete, 40 MPa, in-situ, no reinforcement, (NE401E351)(Ecopact) (Holcim) (ACT) | https://epd-australasia.com/wp-content/uploads/2021/10/2021-Holcim-ViroDecs%E2%84%A2-Special-ACT-ECOPact-Ver-1.0.pdf
https://epd-australasia.com/wp-content/uploads/2021/08/SP03712-Holcim-ViroDecs%E2%84%A2-Special-Victoria-EPD-V2.0.pdf
Victoria
Column1 | Column2 | Column3 | Column4 | Column5 | Column6 | Column7 | Column8 | Column9
PRIMARY INDICATORS |  | GWP | ODP | AP | EP | POCP | ADPE | ADPF | [10 empty] | (Holcim) (VIC)
Strength (MPa) | Mix Code | kg CO_{2} eq | kg CFC-11 eq | kg SO_{2} eq | kg PO_{4}^{3-} eq | kg C_{2} H_{4} eq | kg Sb eq | MJ
32 | VN322B | 266.21 | 3.47E-06 | 5.82E-01 | 1.29E-01 | 1.92E-02 | 1.39E-04 | 1.91E+03 | [8 empty] | 32 MPa in-situ, no reinforcement - Holcim |  | Concrete, 32 MPa, in-situ, no reinforcement, (VN322B) (Holcim) (VIC) | https://epd-australasia.com/wp-content/uploads/2021/08/SP03712-Holcim-ViroDecs%E2%84%A2-Special-Victoria-EPD-V2.0.pdf
32 | VS321MSPR | 324.73 | 3.85E-06 | 6.98E-01 | 1.55E-01 | 2.23E-02 | 1.58E-04 | 2.24E+03 | [8 empty] | 32 MPa in-situ, no reinforcement - Holcim |  | Concrete, 32 MPa, in-situ, no reinforcement, (VS321MSPR) (Holcim) (VIC) | https://epd-australasia.com/wp-content/uploads/2021/08/SP03712-Holcim-ViroDecs%E2%84%A2-Special-Victoria-EPD-V2.0.pdf
25 | VS251BPV | 252.50 | 3.30E-06 | 5.55E-01 | 1.23E-01 | 1.83E-02 | 1.31E-04 | 1.81E+03 | [8 empty] | 25 MPa in-situ, no reinforcement - Holcim |  | Concrete, 25 MPa, in-situ, no reinforcement, (VS251BPV) (Holcim) (VIC) | https://epd-australasia.com/wp-content/uploads/2021/08/SP03712-Holcim-ViroDecs%E2%84%A2-Special-Victoria-EPD-V2.0.pdf
25 | VS252BOX | 244.19 | 3.25E-06 | 5.38E-01 | 1.20E-01 | 1.77E-02 | 1.28E-04 | 1.76E+03 | [8 empty] | 25 MPa in-situ, no reinforcement - Holcim |  | Concrete, 25 MPa, in-situ, no reinforcement, (VS252BOX) (Holcim) (VIC) | https://epd-australasia.com/wp-content/uploads/2021/08/SP03712-Holcim-ViroDecs%E2%84%A2-Special-Victoria-EPD-V2.0.pdf
40 | VS401O100 | 451.63 | 4.61E-06 | 9.58E-01 | 2.10E-01 | 2.86E-02 | 2.01E-04 | 2.96E+03 | [8 empty] | 40 MPa in-situ, no reinforcement - Holcim |  | Concrete, 40 MPa, in-situ, no reinforcement, (VS401O100) (Holcim) (VIC) | https://epd-australasia.com/wp-content/uploads/2021/08/SP03712-Holcim-ViroDecs%E2%84%A2-Special-Victoria-EPD-V2.0.pdf
25 | VX251DM | 350.41 | 4.68E-06 | 7.10E-01 | 1.59E-01 | 3.35E-02 | 1.47E-04 | 3.39E+03 | [8 empty] | 25 MPa in-situ, no reinforcement - Holcim |  | Concrete, 25 MPa, in-situ, no reinforcement, (VX251DM) (Holcim) (VIC) | https://epd-australasia.com/wp-content/uploads/2021/08/SP03712-Holcim-ViroDecs%E2%84%A2-Special-Victoria-EPD-V2.0.pdf
25 | VX251OBS | 331.82 | 3.94E-06 | 7.15E-01 | 1.58E-01 | 2.24E-02 | 1.62E-04 | 2.26E+03 | [8 empty] | 25 MPa in-situ, no reinforcement - Holcim |  | Concrete, 25 MPa, in-situ, no reinforcement, (VX251OBS) (Holcim) (VIC) | https://epd-australasia.com/wp-content/uploads/2021/08/SP03712-Holcim-ViroDecs%E2%84%A2-Special-Victoria-EPD-V2.0.pdf
32 | VS321BPV | 275.49 | 3.60E-06 | 6.02E-01 | 1.34E-01 | 1.95E-02 | 1.43E-04 | 1.94E+03 | [8 empty] | 32 MPa in-situ, no reinforcement - Holcim |  | Concrete, 32 MPa, in-situ, no reinforcement, (VS321BPV) (Holcim) (VIC) | https://epd-australasia.com/wp-content/uploads/2021/08/SP03712-Holcim-ViroDecs%E2%84%A2-Special-Victoria-EPD-V2.0.pdf
40 | VS404FSWC | 302.33 | 4.04E-06 | 6.57E-01 | 1.47E-01 | 2.24E-02 | 1.60E-04 | 2.21E+03 | [8 empty] | 40 MPa in-situ, no reinforcement - Holcim |  | Concrete, 40 MPa, in-situ, no reinforcement, (VS404FSWC) (Holcim) (VIC) | https://epd-australasia.com/wp-content/uploads/2021/08/SP03712-Holcim-ViroDecs%E2%84%A2-Special-Victoria-EPD-V2.0.pdf
50 | VS504FSWC | 334.84 | 4.28E-06 | 7.22E-01 | 1.61E-01 | 2.42E-02 | 1.72E-04 | 2.41E+03 | [8 empty] | 50 MPa in-situ, no reinforcement - Holcim |  | Concrete, 50 MPa, in-situ, no reinforcement, (VS504FSWC) (Holcim) (VIC) | https://epd-australasia.com/wp-content/uploads/2021/08/SP03712-Holcim-ViroDecs%E2%84%A2-Special-Victoria-EPD-V2.0.pdf
65 | VS654FSWC | 409.54 | 4.87E-06 | 8.73E-01 | 1.94E-01 | 2.83E-02 | 2.01E-04 | 2.87E+03 | [8 empty] | 65 MPa in-situ, no reinforcement - Holcim |  | Concrete, 65 MPa, in-situ, no reinforcement, (VS654FSWC) (Holcim) (VIC) | https://epd-australasia.com/wp-content/uploads/2021/08/SP03712-Holcim-ViroDecs%E2%84%A2-Special-Victoria-EPD-V2.0.pdf
40 | VE402ENV | 278.68 | 3.79E-06 | 6.08E-01 | 1.35E-01 | 2.05E-02 | 1.55E-04 | 2.01E+03 | [8 empty] | 40 MPa in-situ, no reinforcement - Holcim |  | Concrete, 40 MPa, in-situ, no reinforcement, (VE402ENV) (Holcim) (VIC) | https://epd-australasia.com/wp-content/uploads/2021/08/SP03712-Holcim-ViroDecs%E2%84%A2-Special-Victoria-EPD-V2.0.pdf
50 | VE502ENV | 333.89 | 4.34E-06 | 7.20E-01 | 1.59E-01 | 2.35E-02 | 1.78E-04 | 2.34E+03 | [8 empty] | 50 MPa in-situ, no reinforcement - Holcim |  | Concrete, 50 MPa, in-situ, no reinforcement, (VE502ENV) (Holcim) (VIC) | https://epd-australasia.com/wp-content/uploads/2021/08/SP03712-Holcim-ViroDecs%E2%84%A2-Special-Victoria-EPD-V2.0.pdf
32 | VE322E75 | 249.31 | 3.56E-06 | 5.51E-01 | 1.22E-01 | 1.82E-02 | 1.34E-04 | 1.80E+03 | [8 empty] | 32 MPa in-situ, no reinforcement - Holcim |  | Concrete, 32 MPa, in-situ, no reinforcement, (VE322E75) (Holcim) (VIC) | https://epd-australasia.com/wp-content/uploads/2021/08/SP03712-Holcim-ViroDecs%E2%84%A2-Special-Victoria-EPD-V2.0.pdf
40 | VS402FVRT | 254.70 | 3.79E-06 | 5.53E-01 | 1.24E-01 | 2.09E-02 | 1.56E-04 | 2.03E+03 | [8 empty] | 40 MPa in-situ, no reinforcement - Holcim |  | Concrete, 40 MPa, in-situ, no reinforcement, (VS402FVRT) (Holcim) (VIC) | https://epd-australasia.com/wp-content/uploads/2021/08/SP03712-Holcim-ViroDecs%E2%84%A2-Special-Victoria-EPD-V2.0.pdf
50 | VS502FVRT | 286.08 | 4.14E-06 | 6.16E-01 | 1.38E-01 | 2.30E-02 | 1.72E-04 | 2.25E+03 | [8 empty] | 50 MPa in-situ, no reinforcement - Holcim |  | Concrete, 50 MPa, in-situ, no reinforcement, (VS502FVRT) (Holcim) (VIC) | https://epd-australasia.com/wp-content/uploads/2021/08/SP03712-Holcim-ViroDecs%E2%84%A2-Special-Victoria-EPD-V2.0.pdf
55 | VS552FVRT | 303.35 | 4.31E-06 | 6.50E-01 | 1.45E-01 | 2.42E-02 | 1.79E-04 | 2.37E+03 | [8 empty] | 55 MPa in-situ, no reinforcement - Holcim |  | Concrete, 55 MPa, in-situ, no reinforcement, (VS552FVRT) (Holcim) (VIC) | https://epd-australasia.com/wp-content/uploads/2021/08/SP03712-Holcim-ViroDecs%E2%84%A2-Special-Victoria-EPD-V2.0.pdf
40 | VS401VMWT | 252.32 | 3.86E-06 | 5.45E-01 | 1.24E-01 | 2.18E-02 | 1.53E-04 | 2.13E+03 | [8 empty] | 40 MPa in-situ, no reinforcement - Holcim |  | Concrete, 40 MPa, in-situ, no reinforcement, (VS401VMWT) (Holcim) (VIC) | https://epd-australasia.com/wp-content/uploads/2021/08/SP03712-Holcim-ViroDecs%E2%84%A2-Special-Victoria-EPD-V2.0.pdf
15 | VS152BHS2 | 158.51 | 2.75E-06 | 3.59E-01 | 8.14E-02 | 1.50E-02 | 1.10E-04 | 1.39E+03 | [8 empty] | 15 MPa in-situ, no reinforcement - Holcim |  | Concrete, 15 MPa, in-situ, no reinforcement, (VS152BHS2) (Holcim) (VIC) | https://epd-australasia.com/wp-content/uploads/2021/08/SP03712-Holcim-ViroDecs%E2%84%A2-Special-Victoria-EPD-V2.0.pdf
20 | VS202BHS2 | 168.75 | 2.87E-06 | 3.79E-01 | 8.59E-02 | 1.57E-02 | 1.15E-04 | 1.47E+03 | [8 empty] | 20 MPa in-situ, no reinforcement - Holcim |  | Concrete, 20 MPa, in-situ, no reinforcement, (VS202BHS2) (Holcim) (VIC) | https://epd-australasia.com/wp-content/uploads/2021/08/SP03712-Holcim-ViroDecs%E2%84%A2-Special-Victoria-EPD-V2.0.pdf
25 | VS252BHS2 | 185.25 | 3.07E-06 | 4.11E-01 | 9.32E-02 | 1.69E-02 | 1.24E-04 | 1.59E+03 | [8 empty] | 25 MPa in-situ, no reinforcement - Holcim |  | Concrete, 25 MPa, in-situ, no reinforcement, (VS252BHS2) (Holcim) (VIC) | https://epd-australasia.com/wp-content/uploads/2021/08/SP03712-Holcim-ViroDecs%E2%84%A2-Special-Victoria-EPD-V2.0.pdf
32 | VS322BHS2 | 203.16 | 3.32E-06 | 4.49E-01 | 1.01E-01 | 1.79E-02 | 1.34E-04 | 1.70E+03 | [8 empty] | 32 MPa in-situ, no reinforcement - Holcim |  | Concrete, 32 MPa, in-situ, no reinforcement, (VS322BHS2) (Holcim) (VIC) | https://epd-australasia.com/wp-content/uploads/2021/08/SP03712-Holcim-ViroDecs%E2%84%A2-Special-Victoria-EPD-V2.0.pdf
https://epd-australasia.com/wp-content/uploads/2021/04/SP02331-Holcim-EPD-ViroDecs-Special-NSW-Sydney-ECOPact-Range-V2_Mar23.pdf
NSW – Sydney – ECOPact Range
Column1 | Column2 | Column3 | Column4 | Column5 | Column6 | Column7 | Column8 | Column9 | Column10 | Column11 | Column12 | Column13 | Column14 | Column15 | Column16 | Column17
PRIMARY ENVIRONMENTAL INDICATORS |  | GWPT | GWPF | GWPB | GWPL | ODP | AP | EP -freshwater | EP -freshwater2 | EP -marine | EP – terrestrial | POCP | ADPE | ADPF | WDP |  |  |  | (Ecopact) (Holcim) (NSW), (Sydney)
kg
Strength | Mix Code | kg CO2 | kg CO2 | kg CO2 | kg CO2 | kg CFC | mol H+ | kg PO43- | kg P eq. | kg N eq. | mol N eq. | NMVOC | kg Sb eq. | MJ | m3
(MPa) |  | eq. | eq. | eq. | eq. | 11 eq. | eq. | eq. |  |  |  | eq.
20 | NE201E1 | 136 | 136 | 0.11 | 5.88E-04 | 3.47E-06 | 6.23E-01 | 1.15E-01 | 1.95E-03 | 1.82E-01 | 2.05E+00 | 5.33E-01 | 9.27E-05 | 6.79E+02 | 7.32E+02 | Ecopact | 20 MPa in-situ, no reinforcement - Holcim |  | Concrete, 20 MPa, in-situ, no reinforcement, (NE201E1)(Ecopact) (Holcim) (NSW), (Sydney) | https://epd-australasia.com/wp-content/uploads/2021/04/SP02331-Holcim-EPD-ViroDecs-Special-NSW-Sydney-ECOPact-Range-V2_Mar23.pdf
20 | NE201E5 | 136 | 136 | 0.11 | 6.27E-04 | 3.56E-06 | 6.28E-01 | 1.15E-01 | 2.36E-03 | 1.81E-01 | 2.05E+00 | 5.31E-01 | 9.23E-05 | 6.86E+02 | 7.31E+02 | Ecopact | 20 MPa in-situ, no reinforcement - Holcim |  | Concrete, 20 MPa, in-situ, no reinforcement, (NE201E5)(Ecopact) (Holcim) (NSW), (Sydney) | https://epd-australasia.com/wp-content/uploads/2021/04/SP02331-Holcim-EPD-ViroDecs-Special-NSW-Sydney-ECOPact-Range-V2_Mar23.pdf
20 | NE202E1 | 140 | 140 | 0.11 | 6.14E-04 | 3.56E-06 | 6.43E-01 | 1.19E-01 | 2.08E-03 | 1.87E-01 | 2.11E+00 | 5.48E-01 | 9.51E-05 | 7.01E+02 | 7.57E+02 | Ecopact | 20 MPa in-situ, no reinforcement - Holcim |  | Concrete, 20 MPa, in-situ, no reinforcement, (NE202E1)(Ecopact) (Holcim) (NSW), (Sydney) | https://epd-australasia.com/wp-content/uploads/2021/04/SP02331-Holcim-EPD-ViroDecs-Special-NSW-Sydney-ECOPact-Range-V2_Mar23.pdf
25 | NE251E1 | 153 | 153 | 0.12 | 6.53E-04 | 3.71E-06 | 6.88E-01 | 1.29E-01 | 2.08E-03 | 2.01E-01 | 2.25E+00 | 5.87E-01 | 1.01E-04 | 7.50E+02 | 8.23E+02 | Ecopact | 25 MPa in-situ, no reinforcement - Holcim |  | Concrete, 25 MPa, in-situ, no reinforcement, (NE251E1)(Ecopact) (Holcim) (NSW), (Sydney) | https://epd-australasia.com/wp-content/uploads/2021/04/SP02331-Holcim-EPD-ViroDecs-Special-NSW-Sydney-ECOPact-Range-V2_Mar23.pdf
25 | NE251E5 | 153 | 153 | 0.12 | 7.16E-04 | 3.86E-06 | 6.97E-01 | 1.28E-01 | 2.72E-03 | 1.99E-01 | 2.27E+00 | 5.86E-01 | 1.01E-04 | 7.63E+02 | 8.21E+02 | Ecopact | 25 MPa in-situ, no reinforcement - Holcim |  | Concrete, 25 MPa, in-situ, no reinforcement, (NE251E5)(Ecopact) (Holcim) (NSW), (Sydney) | https://epd-australasia.com/wp-content/uploads/2021/04/SP02331-Holcim-EPD-ViroDecs-Special-NSW-Sydney-ECOPact-Range-V2_Mar23.pdf
25 | NE251EBMX | 168 | 168 | 0.14 | 7.82E-04 | 4.05E-06 | 7.52E-01 | 1.40E-01 | 2.92E-03 | 2.15E-01 | 2.45E+00 | 6.31E-01 | 1.06E-04 | 8.19E+02 | 8.90E+02 | Ecopact | 25 MPa in-situ, no reinforcement - Holcim |  | Concrete, 25 MPa, in-situ, no reinforcement, (NE251EBMX)(Ecopact) (Holcim) (NSW), (Sydney) | https://epd-australasia.com/wp-content/uploads/2021/04/SP02331-Holcim-EPD-ViroDecs-Special-NSW-Sydney-ECOPact-Range-V2_Mar23.pdf
25 | NE252E1 | 149 | 149 | 0.12 | 6.62E-04 | 3.72E-06 | 6.76E-01 | 1.25E-01 | 2.29E-03 | 1.96E-01 | 2.21E+00 | 5.73E-01 | 9.91E-05 | 7.38E+02 | 7.99E+02 | Ecopact | 25 MPa in-situ, no reinforcement - Holcim |  | Concrete, 25 MPa, in-situ, no reinforcement, (NE252E1)(Ecopact) (Holcim) (NSW), (Sydney) | https://epd-australasia.com/wp-content/uploads/2021/04/SP02331-Holcim-EPD-ViroDecs-Special-NSW-Sydney-ECOPact-Range-V2_Mar23.pdf
25 | NE252E1A1 | 209 | 209 | 0.19 | 1.07E-03 | 3.94E-06 | 8.64E-01 | 2.00E-01 | 2.33E-03 | 2.67E-01 | 3.00E+00 | 7.67E-01 | 1.14E-04 | 8.69E+02 | 9.54E+02 | Ecopact | 25 MPa in-situ, no reinforcement - Holcim |  | Concrete, 25 MPa, in-situ, no reinforcement, (NE252E1A1)(Ecopact) (Holcim) (NSW), (Sydney) | https://epd-australasia.com/wp-content/uploads/2021/04/SP02331-Holcim-EPD-ViroDecs-Special-NSW-Sydney-ECOPact-Range-V2_Mar23.pdf
25 | NE252E5 | 149 | 149 | 0.12 | 6.96E-04 | 3.81E-06 | 6.81E-01 | 1.25E-01 | 2.65E-03 | 1.95E-01 | 2.22E+00 | 5.74E-01 | 9.90E-05 | 7.45E+02 | 7.99E+02 | Ecopact | 25 MPa in-situ, no reinforcement - Holcim |  | Concrete, 25 MPa, in-situ, no reinforcement, (NE252E5)(Ecopact) (Holcim) (NSW), (Sydney) | https://epd-australasia.com/wp-content/uploads/2021/04/SP02331-Holcim-EPD-ViroDecs-Special-NSW-Sydney-ECOPact-Range-V2_Mar23.pdf
32 | NE321E1 | 169 | 169 | 0.14 | 7.56E-04 | 4.04E-06 | 7.55E-01 | 1.42E-01 | 2.57E-03 | 2.18E-01 | 2.46E+00 | 6.37E-01 | 1.09E-04 | 8.27E+02 | 9.09E+02 | Ecopact | 32 MPa in-situ, no reinforcement - Holcim |  | Concrete, 32 MPa, in-situ, no reinforcement, (NE321E1)(Ecopact) (Holcim) (NSW), (Sydney) | https://epd-australasia.com/wp-content/uploads/2021/04/SP02331-Holcim-EPD-ViroDecs-Special-NSW-Sydney-ECOPact-Range-V2_Mar23.pdf
32 | NE321E1L2 | 178 | 178 | 0.11 | 3.84E-04 | 4.14E-06 | 7.90E-01 | 1.05E-01 | 2.46E-03 | 2.31E-01 | 2.60E+00 | 6.74E-01 | 1.13E-04 | 8.10E+02 | 9.52E+02 | Ecopact | 32 MPa in-situ, no reinforcement - Holcim |  | Concrete, 32 MPa, in-situ, no reinforcement, (NE321E1L2)(Ecopact) (Holcim) (NSW), (Sydney) | https://epd-australasia.com/wp-content/uploads/2021/04/SP02331-Holcim-EPD-ViroDecs-Special-NSW-Sydney-ECOPact-Range-V2_Mar23.pdf
32 | NE321E5 | 169 | 169 | 0.14 | 7.76E-04 | 4.07E-06 | 7.56E-01 | 1.42E-01 | 2.78E-03 | 2.16E-01 | 2.46E+00 | 6.35E-01 | 1.09E-04 | 8.30E+02 | 9.07E+02 | Ecopact | 32 MPa in-situ, no reinforcement - Holcim |  | Concrete, 32 MPa, in-situ, no reinforcement, (NE321E5)(Ecopact) (Holcim) (NSW), (Sydney) | https://epd-australasia.com/wp-content/uploads/2021/04/SP02331-Holcim-EPD-ViroDecs-Special-NSW-Sydney-ECOPact-Range-V2_Mar23.pdf
32 | NE322E1 | 167 | 167 | 0.14 | 7.46E-04 | 4.01E-06 | 7.47E-01 | 1.40E-01 | 2.54E-03 | 2.15E-01 | 2.43E+00 | 6.30E-01 | 1.08E-04 | 8.18E+02 | 8.97E+02 | Ecopact | 32 MPa in-situ, no reinforcement - Holcim |  | Concrete, 32 MPa, in-situ, no reinforcement, (NE322E1)(Ecopact) (Holcim) (NSW), (Sydney) | https://epd-australasia.com/wp-content/uploads/2021/04/SP02331-Holcim-EPD-ViroDecs-Special-NSW-Sydney-ECOPact-Range-V2_Mar23.pdf
32 | NE322E1A1 | 240 | 240 | 0.22 | 1.22E-03 | 4.24E-06 | 9.72E-01 | 2.30E-01 | 2.44E-03 | 3.01E-01 | 3.37E+00 | 8.62E-01 | 1.26E-04 | 9.75E+02 | 1.09E+03 | Ecopact | 32 MPa in-situ, no reinforcement - Holcim |  | Concrete, 32 MPa, in-situ, no reinforcement, (NE322E1A1)(Ecopact) (Holcim) (NSW), (Sydney) | https://epd-australasia.com/wp-content/uploads/2021/04/SP02331-Holcim-EPD-ViroDecs-Special-NSW-Sydney-ECOPact-Range-V2_Mar23.pdf
32 | NE322E5 | 167 | 167 | 0.14 | 7.67E-04 | 4.05E-06 | 7.49E-01 | 1.40E-01 | 2.75E-03 | 2.15E-01 | 2.44E+00 | 6.30E-01 | 1.08E-04 | 8.22E+02 | 8.96E+02 | Ecopact | 32 MPa in-situ, no reinforcement - Holcim |  | Concrete, 32 MPa, in-situ, no reinforcement, (NE322E5)(Ecopact) (Holcim) (NSW), (Sydney) | https://epd-australasia.com/wp-content/uploads/2021/04/SP02331-Holcim-EPD-ViroDecs-Special-NSW-Sydney-ECOPact-Range-V2_Mar23.pdf
40 | NE401E1 | 202 | 202 | 0.17 | 8.73E-04 | 4.44E-06 | 8.74E-01 | 1.69E-01 | 2.70E-03 | 2.52E-01 | 2.83E+00 | 7.36E-01 | 1.25E-04 | 9.60E+02 | 1.08E+03 | Ecopact | 40 MPa in-situ, no reinforcement - Holcim |  | Concrete, 40 MPa, in-situ, no reinforcement, (NE401E1)(Ecopact) (Holcim) (NSW), (Sydney) | https://epd-australasia.com/wp-content/uploads/2021/04/SP02331-Holcim-EPD-ViroDecs-Special-NSW-Sydney-ECOPact-Range-V2_Mar23.pdf
40 | NE401E1L2 | 206 | 206 | 0.13 | 4.57E-04 | 4.63E-06 | 9.01E-01 | 1.20E-01 | 3.03E-03 | 2.60E-01 | 2.94E+00 | 7.60E-01 | 1.26E-04 | 9.29E+02 | 1.10E+03 | Ecopact | 40 MPa in-situ, no reinforcement - Holcim |  | Concrete, 40 MPa, in-situ, no reinforcement, (NE401E1L2)(Ecopact) (Holcim) (NSW), (Sydney) | https://epd-australasia.com/wp-content/uploads/2021/04/SP02331-Holcim-EPD-ViroDecs-Special-NSW-Sydney-ECOPact-Range-V2_Mar23.pdf
40 | NE401E2 | 216 | 216 | 0.17 | 9.41E-04 | 4.74E-06 | 9.33E-01 | 1.73E-01 | 3.61E-03 | 2.66E-01 | 3.04E+00 | 7.80E-01 | 1.29E-04 | 1.02E+03 | 1.14E+03 | Ecopact | 40 MPa in-situ, no reinforcement - Holcim |  | Concrete, 40 MPa, in-situ, no reinforcement, (NE401E2)(Ecopact) (Holcim) (NSW), (Sydney) | https://epd-australasia.com/wp-content/uploads/2021/04/SP02331-Holcim-EPD-ViroDecs-Special-NSW-Sydney-ECOPact-Range-V2_Mar23.pdf
40 | NE401E5 | 203 | 202 | 0.17 | 9.34E-04 | 4.61E-06 | 8.85E-01 | 1.69E-01 | 3.32E-03 | 2.51E-01 | 2.86E+00 | 7.37E-01 | 1.25E-04 | 9.74E+02 | 1.08E+03 | Ecopact | 40 MPa in-situ, no reinforcement - Holcim |  | Concrete, 40 MPa, in-situ, no reinforcement, (NE401E5)(Ecopact) (Holcim) (NSW), (Sydney) | https://epd-australasia.com/wp-content/uploads/2021/04/SP02331-Holcim-EPD-ViroDecs-Special-NSW-Sydney-ECOPact-Range-V2_Mar23.pdf
40 | NE402E1 | 199 | 199 | 0.16 | 8.62E-04 | 4.39E-06 | 8.63E-01 | 1.67E-01 | 2.67E-03 | 2.49E-01 | 2.80E+00 | 7.27E-01 | 1.23E-04 | 9.48E+02 | 1.07E+03 | Ecopact | 40 MPa in-situ, no reinforcement - Holcim |  | Concrete, 40 MPa, in-situ, no reinforcement, (NE402E1)(Ecopact) (Holcim) (NSW), (Sydney) | https://epd-australasia.com/wp-content/uploads/2021/04/SP02331-Holcim-EPD-ViroDecs-Special-NSW-Sydney-ECOPact-Range-V2_Mar23.pdf
40 | NE402E1A1 | 298 | 298 | 0.27 | 1.52E-03 | 4.90E-06 | 1.18E+00 | 2.85E-01 | 2.98E-03 | 3.64E-01 | 4.08E+00 | 1.04E+00 | 1.50E-04 | 1.18E+03 | 1.34E+03 | Ecopact | 40 MPa in-situ, no reinforcement - Holcim |  | Concrete, 40 MPa, in-situ, no reinforcement, (NE402E1A1)(Ecopact) (Holcim) (NSW), (Sydney) | https://epd-australasia.com/wp-content/uploads/2021/04/SP02331-Holcim-EPD-ViroDecs-Special-NSW-Sydney-ECOPact-Range-V2_Mar23.pdf
40 | NE402E5 | 200 | 200 | 0.16 | 9.24E-04 | 4.58E-06 | 8.77E-01 | 1.67E-01 | 3.29E-03 | 2.49E-01 | 2.83E+00 | 7.31E-01 | 1.24E-04 | 9.64E+02 | 1.07E+03 | Ecopact | 40 MPa in-situ, no reinforcement - Holcim |  | Concrete, 40 MPa, in-situ, no reinforcement, (NE402E5)(Ecopact) (Holcim) (NSW), (Sydney) | https://epd-australasia.com/wp-content/uploads/2021/04/SP02331-Holcim-EPD-ViroDecs-Special-NSW-Sydney-ECOPact-Range-V2_Mar23.pdf
40 | NE402PT2 | 288 | 288 | 0.23 | 1.19E-03 | 4.87E-06 | 1.15E+00 | 2.38E-01 | 3.46E-03 | 3.54E-01 | 4.00E+00 | 1.01E+00 | 1.43E-04 | 1.10E+03 | 1.27E+03 | Ecopact | 40 MPa in-situ, no reinforcement - Holcim |  | Concrete, 40 MPa, in-situ, no reinforcement, (NE402PT2)(Ecopact) (Holcim) (NSW), (Sydney) | https://epd-australasia.com/wp-content/uploads/2021/04/SP02331-Holcim-EPD-ViroDecs-Special-NSW-Sydney-ECOPact-Range-V2_Mar23.pdf
40 | NE402PTS2 | 293 | 293 | 0.24 | 7.83E-03 | 5.51E-06 | 1.19E+00 | 2.37E-01 | 9.41E-03 | 3.55E-01 | 4.06E+00 | 1.03E+00 | 1.93E-04 | 1.15E+03 | 1.27E+03 | Ecopact | 40 MPa in-situ, no reinforcement - Holcim |  | Concrete, 40 MPa, in-situ, no reinforcement, (NE402PTS2)(Ecopact) (Holcim) (NSW), (Sydney) | https://epd-australasia.com/wp-content/uploads/2021/04/SP02331-Holcim-EPD-ViroDecs-Special-NSW-Sydney-ECOPact-Range-V2_Mar23.pdf
50 | NE501E1 | 247 | 247 | 0.21 | 1.08E-03 | 5.11E-06 | 1.05E+00 | 2.06E-01 | 3.28E-03 | 2.99E-01 | 3.37E+00 | 8.73E-01 | 1.46E-04 | 1.15E+03 | 1.32E+03 | Ecopact | 50 MPa in-situ, no reinforcement - Holcim |  | Concrete, 50 MPa, in-situ, no reinforcement, (NE501E1)(Ecopact) (Holcim) (NSW), (Sydney) | https://epd-australasia.com/wp-content/uploads/2021/04/SP02331-Holcim-EPD-ViroDecs-Special-NSW-Sydney-ECOPact-Range-V2_Mar23.pdf
50 | NE501E5 | 248 | 248 | 0.21 | 1.17E-03 | 5.38E-06 | 1.06E+00 | 2.06E-01 | 4.25E-03 | 2.99E-01 | 3.41E+00 | 8.76E-01 | 1.46E-04 | 1.18E+03 | 1.32E+03 | Ecopact | 50 MPa in-situ, no reinforcement - Holcim |  | Concrete, 50 MPa, in-situ, no reinforcement, (NE501E5)(Ecopact) (Holcim) (NSW), (Sydney) | https://epd-australasia.com/wp-content/uploads/2021/04/SP02331-Holcim-EPD-ViroDecs-Special-NSW-Sydney-ECOPact-Range-V2_Mar23.pdf
50 | NE502E1 | 243 | 243 | 0.20 | 1.08E-03 | 5.10E-06 | 1.03E+00 | 2.02E-01 | 3.41E-03 | 2.94E-01 | 3.32E+00 | 8.61E-01 | 1.44E-04 | 1.14E+03 | 1.30E+03 | Ecopact | 50 MPa in-situ, no reinforcement - Holcim |  | Concrete, 50 MPa, in-situ, no reinforcement, (NE502E1)(Ecopact) (Holcim) (NSW), (Sydney) | https://epd-australasia.com/wp-content/uploads/2021/04/SP02331-Holcim-EPD-ViroDecs-Special-NSW-Sydney-ECOPact-Range-V2_Mar23.pdf
50 | NE502E1A1 | 353 | 353 | 0.33 | 1.82E-03 | 5.51E-06 | 1.38E+00 | 3.38E-01 | 3.49E-03 | 4.24E-01 | 4.75E+00 | 1.21E+00 | 1.71E-04 | 1.38E+03 | 1.58E+03 | Ecopact | 50 MPa in-situ, no reinforcement - Holcim |  | Concrete, 50 MPa, in-situ, no reinforcement, (NE502E1A1)(Ecopact) (Holcim) (NSW), (Sydney) | https://epd-australasia.com/wp-content/uploads/2021/04/SP02331-Holcim-EPD-ViroDecs-Special-NSW-Sydney-ECOPact-Range-V2_Mar23.pdf
50 | NE502E5 | 244 | 244 | 0.20 | 1.17E-03 | 5.37E-06 | 1.05E+00 | 2.02E-01 | 4.37E-03 | 2.94E-01 | 3.37E+00 | 8.64E-01 | 1.44E-04 | 1.16E+03 | 1.30E+03 | Ecopact | 50 MPa in-situ, no reinforcement - Holcim |  | Concrete, 50 MPa, in-situ, no reinforcement, (NE502E5)(Ecopact) (Holcim) (NSW), (Sydney) | https://epd-australasia.com/wp-content/uploads/2021/04/SP02331-Holcim-EPD-ViroDecs-Special-NSW-Sydney-ECOPact-Range-V2_Mar23.pdf
80 | NE801ELH | 392 | 390 | 1.38 | 1.73E-02 | 8.81E-06 | 1.65E+00 | 1.74E-01 | 2.30E-02 | 4.52E-01 | 5.44E+00 | 1.36E+00 | 3.09E-04 | 1.54E+03 | 1.74E+03 | Ecopact | 80 MPa in-situ, no reinforcement - Holcim |  | Concrete, 80 MPa, in-situ, no reinforcement, (NE801ELH)(Ecopact) (Holcim) (NSW), (Sydney) | https://epd-australasia.com/wp-content/uploads/2021/04/SP02331-Holcim-EPD-ViroDecs-Special-NSW-Sydney-ECOPact-Range-V2_Mar23.pdf
https://epd-australasia.com/wp-content/uploads/2021/06/2021-06-03-Holcim-ViroDecs%E2%84%A2-Special-SEQ-Pre-cast-Ready-mix-EPD-v1.0.0.pdf
South East Queensland - pre cast ready-mix concrete
Column1 | Column2 | Column3 | Column4 | Column5 | Column6 | Column7 | Column8 | Column9
PRIMARY INDICATORS |  | GWP | ODP | AP | EP | POCP | ADPE | ADPF | [10 empty] | (Holcim) (QLD), South East Queensland
Strength (MPa) | Mix Code | kg CO_{2} eq | kg CFC-11 eq | kg SO_{2} eq | kg PO_{4}^{3-} eq | kg C_{2} H_{4} eq | kg Sb eq | MJ
40 | QS402PR02 | 424.99 | 4.70E-06 | 9.12E-01 | 2.00E-01 | 2.79E-02 | 2.03E-04 | 2.83E+03 | [8 empty] | 40 MPa in-situ, no reinforcement - Holcim |  | Concrete, 40 MPa, in-situ, no reinforcement, (QS402PR02) (Holcim) (QLD), South East Queensland | https://epd-australasia.com/wp-content/uploads/2021/06/2021-06-03-Holcim-ViroDecs%E2%84%A2-Special-SEQ-Pre-cast-Ready-mix-EPD-v1.0.0.pdf
40 | QS402PR37 | 426.26 | 4.71E-06 | 9.16E-01 | 2.01E-01 | 2.82E-02 | 2.04E-04 | 2.84E+03 | [8 empty] | 40 MPa in-situ, no reinforcement - Holcim |  | Concrete, 40 MPa, in-situ, no reinforcement, (QS402PR37) (Holcim) (QLD), South East Queensland | https://epd-australasia.com/wp-content/uploads/2021/06/2021-06-03-Holcim-ViroDecs%E2%84%A2-Special-SEQ-Pre-cast-Ready-mix-EPD-v1.0.0.pdf
50 | QS502PR13 | 381.90 | 4.58E-06 | 8.27E-01 | 1.81E-01 | 2.60E-02 | 1.93E-04 | 2.59E+03 | [8 empty] | 50 MPa in-situ, no reinforcement - Holcim |  | Concrete, 50 MPa, in-situ, no reinforcement, (QS502PR13) (Holcim) (QLD), South East Queensland | https://epd-australasia.com/wp-content/uploads/2021/06/2021-06-03-Holcim-ViroDecs%E2%84%A2-Special-SEQ-Pre-cast-Ready-mix-EPD-v1.0.0.pdf
50 | QS502PR38 | 436.45 | 4.89E-06 | 9.28E-01 | 2.04E-01 | 3.04E-02 | 2.04E-04 | 3.07E+03 | [8 empty] | 50 MPa in-situ, no reinforcement - Holcim |  | Concrete, 50 MPa, in-situ, no reinforcement, (QS502PR38) (Holcim) (QLD), South East Queensland | https://epd-australasia.com/wp-content/uploads/2021/06/2021-06-03-Holcim-ViroDecs%E2%84%A2-Special-SEQ-Pre-cast-Ready-mix-EPD-v1.0.0.pdf
40 | QS402PR35 | 407.83 | 4.81E-06 | 8.79E-01 | 1.93E-01 | 2.76E-02 | 2.04E-04 | 2.76E+03 | [8 empty] | 40 MPa in-situ, no reinforcement - Holcim |  | Concrete, 40 MPa, in-situ, no reinforcement, (QS402PR35) (Holcim) (QLD), South East Queensland | https://epd-australasia.com/wp-content/uploads/2021/06/2021-06-03-Holcim-ViroDecs%E2%84%A2-Special-SEQ-Pre-cast-Ready-mix-EPD-v1.0.0.pdf
40 | QS402MRF4 | 379.50 | 4.67E-06 | 8.15E-01 | 1.80E-01 | 2.77E-02 | 1.88E-04 | 2.76E+03 | [8 empty] | 40 MPa in-situ, no reinforcement - Holcim |  | Concrete, 40 MPa, in-situ, no reinforcement, (QS402MRF4) (Holcim) (QLD), South East Queensland | https://epd-australasia.com/wp-content/uploads/2021/06/2021-06-03-Holcim-ViroDecs%E2%84%A2-Special-SEQ-Pre-cast-Ready-mix-EPD-v1.0.0.pdf
50 | QS502PR36 | 408.02 | 4.81E-06 | 8.80E-01 | 1.93E-01 | 2.76E-02 | 2.04E-04 | 2.76E+03 | [8 empty] | 50 MPa in-situ, no reinforcement - Holcim |  | Concrete, 50 MPa, in-situ, no reinforcement, (QS502PR36) (Holcim) (QLD), South East Queensland | https://epd-australasia.com/wp-content/uploads/2021/06/2021-06-03-Holcim-ViroDecs%E2%84%A2-Special-SEQ-Pre-cast-Ready-mix-EPD-v1.0.0.pdf
50 | QS502MRF4 | 395.24 | 4.76E-06 | 8.45E-01 | 1.86E-01 | 2.86E-02 | 1.94E-04 | 2.86E+03 | [8 empty] | 50 MPa in-situ, no reinforcement - Holcim |  | Concrete, 50 MPa, in-situ, no reinforcement, (QS502MRF4) (Holcim) (QLD), South East Queensland | https://epd-australasia.com/wp-content/uploads/2021/06/2021-06-03-Holcim-ViroDecs%E2%84%A2-Special-SEQ-Pre-cast-Ready-mix-EPD-v1.0.0.pdf
50 | QS502PR12 | 408.58 | 4.80E-06 | 8.78E-01 | 1.93E-01 | 2.75E-02 | 2.03E-04 | 2.77E+03 | [8 empty] | 50 MPa in-situ, no reinforcement - Holcim |  | Concrete, 50 MPa, in-situ, no reinforcement, (QS502PR12) (Holcim) (QLD), South East Queensland | https://epd-australasia.com/wp-content/uploads/2021/06/2021-06-03-Holcim-ViroDecs%E2%84%A2-Special-SEQ-Pre-cast-Ready-mix-EPD-v1.0.0.pdf
https://epd-australasia.com/wp-content/uploads/2021/12/2021-Holcim-ViroDecs%E2%84%A2-Special-QLD-NQ-ECOPact-v-1.0.pdf
North Queensland
Column1 | Column2 | Column3 | Column4 | Column5 | Column6 | Column7 | Column8 | Column9
PRIMARY INDICATORS |  | GWP | ODP | AP | EP | POCP | ADPE | ADPF | [10 empty] | (Holcim) (QLD), (North QLD)
Strength (MPa) | Mix Code | kg CO_{2} eq | kg CFC-11 eq | kg SO_{2} eq | kg PO_{4}^{3-} eq | kg C_{2} H_{4} eq | kg Sb eq | MJ
20 | QE202E | 197.24 | 3.07E-06 | 4.50E-01 | 1.01E-01 | 1.54E-02 | 1.11E-04 | 1.48E+03 | [8 empty] | 20 MPa in-situ, no reinforcement - Holcim |  | Concrete, 20 MPa, in-situ, no reinforcement, (QE202E)(Holcim) (QLD), (North QLD) | https://epd-australasia.com/wp-content/uploads/2021/12/2021-Holcim-ViroDecs%E2%84%A2-Special-QLD-NQ-ECOPact-v-1.0.pdf
20 | QE202E1 | 197.49 | 3.07E-06 | 4.51E-01 | 1.01E-01 | 1.54E-02 | 1.11E-04 | 1.49E+03 | [8 empty] | 20 MPa in-situ, no reinforcement - Holcim |  | Concrete, 20 MPa, in-situ, no reinforcement, (QE202E1)(Holcim) (QLD), (North QLD) | https://epd-australasia.com/wp-content/uploads/2021/12/2021-Holcim-ViroDecs%E2%84%A2-Special-QLD-NQ-ECOPact-v-1.0.pdf
25 | QE252E | 209.71 | 3.20E-06 | 4.76E-01 | 1.07E-01 | 1.61E-02 | 1.17E-04 | 1.56E+03 | [8 empty] | 25 MPa in-situ, no reinforcement - Holcim |  | Concrete, 25 MPa, in-situ, no reinforcement, (QE252E)(Holcim) (QLD), (North QLD) | https://epd-australasia.com/wp-content/uploads/2021/12/2021-Holcim-ViroDecs%E2%84%A2-Special-QLD-NQ-ECOPact-v-1.0.pdf
25 | QE252E1 | 209.99 | 3.20E-06 | 4.76E-01 | 1.07E-01 | 1.61E-02 | 1.17E-04 | 1.56E+03 | [8 empty] | 25 MPa in-situ, no reinforcement - Holcim |  | Concrete, 25 MPa, in-situ, no reinforcement, (QE252E1)(Holcim) (QLD), (North QLD) | https://epd-australasia.com/wp-content/uploads/2021/12/2021-Holcim-ViroDecs%E2%84%A2-Special-QLD-NQ-ECOPact-v-1.0.pdf
25 | QE252EFB1 | 213.51 | 3.24E-06 | 4.83E-01 | 1.09E-01 | 1.64E-02 | 1.19E-04 | 1.59E+03 | [8 empty] | 25 MPa in-situ, no reinforcement - Holcim |  | Concrete, 25 MPa, in-situ, no reinforcement, (QE252EFB1)(Holcim) (QLD), (North QLD) | https://epd-australasia.com/wp-content/uploads/2021/12/2021-Holcim-ViroDecs%E2%84%A2-Special-QLD-NQ-ECOPact-v-1.0.pdf
32 | QE322E | 237.22 | 3.47E-06 | 5.31E-01 | 1.19E-01 | 1.76E-02 | 1.29E-04 | 1.73E+03 | [8 empty] | 32 MPa in-situ, no reinforcement - Holcim |  | Concrete, 32 MPa, in-situ, no reinforcement, (QE322E)(Holcim) (QLD), (North QLD) | https://epd-australasia.com/wp-content/uploads/2021/12/2021-Holcim-ViroDecs%E2%84%A2-Special-QLD-NQ-ECOPact-v-1.0.pdf
32 | QE322E1 | 237.71 | 3.48E-06 | 5.32E-01 | 1.19E-01 | 1.77E-02 | 1.29E-04 | 1.73E+03 | [8 empty] | 32 MPa in-situ, no reinforcement - Holcim |  | Concrete, 32 MPa, in-situ, no reinforcement, (QE322E1)(Holcim) (QLD), (North QLD) | https://epd-australasia.com/wp-content/uploads/2021/12/2021-Holcim-ViroDecs%E2%84%A2-Special-QLD-NQ-ECOPact-v-1.0.pdf
40 | QE402E | 286.14 | 3.96E-06 | 6.29E-01 | 1.40E-01 | 2.02E-02 | 1.49E-04 | 2.02E+03 | [8 empty] | 40 MPa in-situ, no reinforcement - Holcim |  | Concrete, 40 MPa, in-situ, no reinforcement, (QE402E)(Holcim) (QLD), (North QLD) | https://epd-australasia.com/wp-content/uploads/2021/12/2021-Holcim-ViroDecs%E2%84%A2-Special-QLD-NQ-ECOPact-v-1.0.pdf
40 | QE402E1 | 286.95 | 3.96E-06 | 6.31E-01 | 1.41E-01 | 2.04E-02 | 1.50E-04 | 2.03E+03 | [8 empty] | 40 MPa in-situ, no reinforcement - Holcim |  | Concrete, 40 MPa, in-situ, no reinforcement, (QE402E1)(Holcim) (QLD), (North QLD) | https://epd-australasia.com/wp-content/uploads/2021/12/2021-Holcim-ViroDecs%E2%84%A2-Special-QLD-NQ-ECOPact-v-1.0.pdf
50 | QE502E | 360.54 | 4.66E-06 | 7.78E-01 | 1.72E-01 | 2.42E-02 | 1.80E-04 | 2.46E+03 | [8 empty] | 50 MPa in-situ, no reinforcement - Holcim |  | Concrete, 50 MPa, in-situ, no reinforcement, (QE502E)(Holcim) (QLD), (North QLD) | https://epd-australasia.com/wp-content/uploads/2021/12/2021-Holcim-ViroDecs%E2%84%A2-Special-QLD-NQ-ECOPact-v-1.0.pdf
50 | QE502E1 | 362.11 | 4.66E-06 | 7.81E-01 | 1.73E-01 | 2.44E-02 | 1.81E-04 | 2.48E+03 | [8 empty] | 50 MPa in-situ, no reinforcement - Holcim |  | Concrete, 50 MPa, in-situ, no reinforcement, (QE502E1)(Holcim) (QLD), (North QLD) | https://epd-australasia.com/wp-content/uploads/2021/12/2021-Holcim-ViroDecs%E2%84%A2-Special-QLD-NQ-ECOPact-v-1.0.pdf
20 | QE201E | 202.72 | 3.11E-06 | 4.61E-01 | 1.03E-01 | 1.56E-02 | 1.13E-04 | 1.51E+03 | [8 empty] | 20 MPa in-situ, no reinforcement - Holcim |  | Concrete, 20 MPa, in-situ, no reinforcement, (QE201E)(Holcim) (QLD), (North QLD) | https://epd-australasia.com/wp-content/uploads/2021/12/2021-Holcim-ViroDecs%E2%84%A2-Special-QLD-NQ-ECOPact-v-1.0.pdf
20 | QE201E1 | 202.99 | 3.12E-06 | 4.61E-01 | 1.04E-01 | 1.57E-02 | 1.13E-04 | 1.52E+03 | [8 empty] | 20 MPa in-situ, no reinforcement - Holcim |  | Concrete, 20 MPa, in-situ, no reinforcement, (QE201E1)(Holcim) (QLD), (North QLD) | https://epd-australasia.com/wp-content/uploads/2021/12/2021-Holcim-ViroDecs%E2%84%A2-Special-QLD-NQ-ECOPact-v-1.0.pdf
25 | QE251E | 214.63 | 3.23E-06 | 4.85E-01 | 1.09E-01 | 1.62E-02 | 1.18E-04 | 1.58E+03 | [8 empty] | 25 MPa in-situ, no reinforcement - Holcim |  | Concrete, 25 MPa, in-situ, no reinforcement, (QE251E)(Holcim) (QLD), (North QLD) | https://epd-australasia.com/wp-content/uploads/2021/12/2021-Holcim-ViroDecs%E2%84%A2-Special-QLD-NQ-ECOPact-v-1.0.pdf
25 | QE251E1 | 215.19 | 3.24E-06 | 4.86E-01 | 1.09E-01 | 1.63E-02 | 1.19E-04 | 1.59E+03 | [8 empty] | 25 MPa in-situ, no reinforcement - Holcim |  | Concrete, 25 MPa, in-situ, no reinforcement, (QE251E1)(Holcim) (QLD), (North QLD) | https://epd-australasia.com/wp-content/uploads/2021/12/2021-Holcim-ViroDecs%E2%84%A2-Special-QLD-NQ-ECOPact-v-1.0.pdf
32 | QE321E | 245.84 | 3.54E-06 | 5.48E-01 | 1.23E-01 | 1.80E-02 | 1.32E-04 | 1.78E+03 | [8 empty] | 32 MPa in-situ, no reinforcement - Holcim |  | Concrete, 32 MPa, in-situ, no reinforcement, (QE321E)(Holcim) (QLD), (North QLD) | https://epd-australasia.com/wp-content/uploads/2021/12/2021-Holcim-ViroDecs%E2%84%A2-Special-QLD-NQ-ECOPact-v-1.0.pdf
32 | QE321E1 | 246.17 | 3.54E-06 | 5.49E-01 | 1.23E-01 | 1.81E-02 | 1.32E-04 | 1.78E+03 | [8 empty] | 32 MPa in-situ, no reinforcement - Holcim |  | Concrete, 32 MPa, in-situ, no reinforcement, (QE321E1)(Holcim) (QLD), (North QLD) | https://epd-australasia.com/wp-content/uploads/2021/12/2021-Holcim-ViroDecs%E2%84%A2-Special-QLD-NQ-ECOPact-v-1.0.pdf
40 | QE401E | 292.06 | 4.02E-06 | 6.41E-01 | 1.43E-01 | 2.06E-02 | 1.52E-04 | 2.06E+03 | [8 empty] | 40 MPa in-situ, no reinforcement - Holcim |  | Concrete, 40 MPa, in-situ, no reinforcement, (QE401E)(Holcim) (QLD), (North QLD) | https://epd-australasia.com/wp-content/uploads/2021/12/2021-Holcim-ViroDecs%E2%84%A2-Special-QLD-NQ-ECOPact-v-1.0.pdf
40 | QE401E1 | 292.68 | 4.02E-06 | 6.42E-01 | 1.43E-01 | 2.07E-02 | 1.52E-04 | 2.07E+03 | [8 empty] | 40 MPa in-situ, no reinforcement - Holcim |  | Concrete, 40 MPa, in-situ, no reinforcement, (QE401E1)(Holcim) (QLD), (North QLD) | https://epd-australasia.com/wp-content/uploads/2021/12/2021-Holcim-ViroDecs%E2%84%A2-Special-QLD-NQ-ECOPact-v-1.0.pdf
50 | QE501E | 365.28 | 4.73E-06 | 7.88E-01 | 1.74E-01 | 2.46E-02 | 1.83E-04 | 2.49E+03 | [8 empty] | 50 MPa in-situ, no reinforcement - Holcim |  | Concrete, 50 MPa, in-situ, no reinforcement, (QE501E)(Holcim) (QLD), (North QLD) | https://epd-australasia.com/wp-content/uploads/2021/12/2021-Holcim-ViroDecs%E2%84%A2-Special-QLD-NQ-ECOPact-v-1.0.pdf
50 | QE501E1 | 366.34 | 4.73E-06 | 7.90E-01 | 1.75E-01 | 2.47E-02 | 1.84E-04 | 2.51E+03 | [8 empty] | 50 MPa in-situ, no reinforcement - Holcim |  | Concrete, 50 MPa, in-situ, no reinforcement, (QE501E1)(Holcim) (QLD), (North QLD) | https://epd-australasia.com/wp-content/uploads/2021/12/2021-Holcim-ViroDecs%E2%84%A2-Special-QLD-NQ-ECOPact-v-1.0.pdf
20 | QE201EBMX | 221.60 | 3.15E-06 | 4.95E-01 | 1.11E-01 | 1.69E-02 | 1.19E-04 | 1.66E+03 | [8 empty] | 20 MPa in-situ, no reinforcement - Holcim |  | Concrete, 20 MPa, in-situ, no reinforcement, (QE201EBMX)(Holcim) (QLD), (North QLD) | https://epd-australasia.com/wp-content/uploads/2021/12/2021-Holcim-ViroDecs%E2%84%A2-Special-QLD-NQ-ECOPact-v-1.0.pdf
25 | QE251EBMX | 240.97 | 3.34E-06 | 5.35E-01 | 1.19E-01 | 1.81E-02 | 1.28E-04 | 1.78E+03 | [8 empty] | 25 MPa in-situ, no reinforcement - Holcim |  | Concrete, 25 MPa, in-situ, no reinforcement, (QE251EBMX)(Holcim) (QLD), (North QLD) | https://epd-australasia.com/wp-content/uploads/2021/12/2021-Holcim-ViroDecs%E2%84%A2-Special-QLD-NQ-ECOPact-v-1.0.pdf
50 | QE502EUF | 395.60 | 4.82E-06 | 8.60E-01 | 1.89E-01 | 2.79E-02 | 2.01E-04 | 2.78E+03 | [8 empty] | 50 MPa in-situ, no reinforcement - Holcim |  | Concrete, 50 MPa, in-situ, no reinforcement, (QE502EUF)(Holcim) (QLD), (North QLD) | https://epd-australasia.com/wp-content/uploads/2021/12/2021-Holcim-ViroDecs%E2%84%A2-Special-QLD-NQ-ECOPact-v-1.0.pdf

## Adbri_Conc. (hidden)
https://epd-australasia.com/wp-content/uploads/2023/04/SP05522-Adbri-EPD-Concrete_NT_Mar23.pdf | [16 empty] | Table heading | Material |  |  |  |  | Concrete,
Northern Territory | [22 empty] | MPa,
POTENTIAL ENVIRONMENTAL IMPACTS | Column1 | GWP-fossil | GWP-biogenic | GWP-luluc | GWP-total | ODP | AP | EPfreshwater | EPfreshwater2 | EP-marine | EPterrestrial | POCP | ADP-minerals& metals | ADP-fossil fuels | WDP | Comments | MPa in-situ, no reinforcement - Adbri | [5 empty] | in-situ, no reinforcement,
Product group | Strength (MPa) | kg CO2 eq. | kg CO2 eq. | kg CO2 eq. | kg CO2 eq. | kg CFC 11 eq. | mol H+ eq. | kg PO43 - eq. | kg P eq. | kg N eq. | mol N eq. | kg NMVOC eq. | kg Sb eq. | MJ | m3 deprived | [7 empty] | (Adbri) (NT)
Adbri Concrete N Class GP:GL 20 MPa - Alice Springs | 20 | 364 | 0.126 | 0.00114 | 364 | 9.45e-06 | 1.61 | 0.16 | 0.0024 | 0.41 | 4.55 | 1.23 | 0.000191 | 1287.01 | 952.66 |  | 20 MPa in-situ, no reinforcement - Adbri | Concrete, 20 MPa, in-situ, no reinforcement, (Adbri Concrete N Class GP:GL 20 MPa - Alice Springs) (Adbri) (NT) | https://epd-australasia.com/wp-content/uploads/2023/04/SP05522-Adbri-EPD-Concrete_NT_Mar23.pdf | 364 | 364 | 0.126 | 0.00114
Adbri Concrete N Class GP:GL 20 MPa - Katherine | 20 | 273 | 0.0857 | 0.00652 | 274 | 3.89e-06 | 1.19 | 0.12 | 0.00102 | 0.31 | 3.48 | 0.9 | 6.41e-05 | 700.23 | 544.78 |  | 20 MPa in-situ, no reinforcement - Adbri | Concrete, 20 MPa, in-situ, no reinforcement, (Adbri Concrete N Class GP:GL 20 MPa - Katherine) (Adbri) (NT) | https://epd-australasia.com/wp-content/uploads/2023/04/SP05522-Adbri-EPD-Concrete_NT_Mar23.pdf | 274 | 273 | 0.0857 | 0.00652
Adbri Concrete N Class GP:GL 20 MPa - Winnellie | 20 | 296 | 0.188 | 0.00686 | 296 | 5.25e-06 | 1.29 | 0.13 | 0.0021 | 0.32 | 3.58 | 0.94 | 0.000138 | 862.42 | 1139.94 |  | 20 MPa in-situ, no reinforcement - Adbri | Concrete, 20 MPa, in-situ, no reinforcement, (Adbri Concrete N Class GP:GL 20 MPa - Winnellie) (Adbri) (NT) | https://epd-australasia.com/wp-content/uploads/2023/04/SP05522-Adbri-EPD-Concrete_NT_Mar23.pdf | 296 | 296 | 0.188 | 0.00686
Adbri Concrete N Class GP:GL 25 MPa - Alice Springs | 25 | 388 | 0.137 | 0.00126 | 388 | 9.98e-06 | 1.71 | 0.17 | 0.00253 | 0.44 | 4.85 | 1.31 | 0.000203 | 1357.11 | 997.91 |  | 25 MPa in-situ, no reinforcement - Adbri | Concrete, 25 MPa, in-situ, no reinforcement, (Adbri Concrete N Class GP:GL 25 MPa - Alice Springs) (Adbri) (NT) | https://epd-australasia.com/wp-content/uploads/2023/04/SP05522-Adbri-EPD-Concrete_NT_Mar23.pdf | 388 | 388 | 0.137 | 0.00126
Adbri Concrete N Class GP:GL 25 MPa - Katherine | 25 | 298 | 0.0943 | 0.00659 | 298 | 4.03e-06 | 1.29 | 0.13 | 0.00107 | 0.34 | 3.76 | 0.98 | 6.78e-05 | 738.19 | 570.69 |  | 25 MPa in-situ, no reinforcement - Adbri | Concrete, 25 MPa, in-situ, no reinforcement, (Adbri Concrete N Class GP:GL 25 MPa - Katherine) (Adbri) (NT) | https://epd-australasia.com/wp-content/uploads/2023/04/SP05522-Adbri-EPD-Concrete_NT_Mar23.pdf | 298 | 298 | 0.0943 | 0.00659
Adbri Concrete N Class GP:GL 25 MPa - Winnellie | 25 | 306 | 0.192 | 0.0069 | 306 | 5.26e-06 | 1.33 | 0.13 | 0.00211 | 0.33 | 3.7 | 0.98 | 0.000138 | 874.38 | 1148.96 |  | 25 MPa in-situ, no reinforcement - Adbri | Concrete, 25 MPa, in-situ, no reinforcement, (Adbri Concrete N Class GP:GL 25 MPa - Winnellie) (Adbri) (NT) | https://epd-australasia.com/wp-content/uploads/2023/04/SP05522-Adbri-EPD-Concrete_NT_Mar23.pdf | 306 | 306 | 0.192 | 0.0069
Adbri Concrete N Class GP:GL 32 MPa - Alice Springs | 32 | 459 | 0.166 | 0.00156 | 459 | 1.15e-05 | 2.02 | 0.21 | 0.00291 | 0.51 | 5.71 | 1.54 | 0.000236 | 1560.27 | 1128.25 |  | 32 MPa in-situ, no reinforcement - Adbri | Concrete, 32 MPa, in-situ, no reinforcement, (Adbri Concrete N Class GP:GL 32 MPa - Alice Springs) (Adbri) (NT) | https://epd-australasia.com/wp-content/uploads/2023/04/SP05522-Adbri-EPD-Concrete_NT_Mar23.pdf | 459 | 459 | 0.166 | 0.00156
Adbri Concrete N Class GP:GL 32 MPa - Katherine | 32 | 342 | 0.127 | 0.000933 | 342 | 4.3e-06 | 1.47 | 0.15 | 0.00118 | 0.39 | 4.3 | 1.11 | 7.45e-05 | 810 | 619.35 |  | 32 MPa in-situ, no reinforcement - Adbri | Concrete, 32 MPa, in-situ, no reinforcement, (Adbri Concrete N Class GP:GL 32 MPa - Katherine) (Adbri) (NT) | https://epd-australasia.com/wp-content/uploads/2023/04/SP05522-Adbri-EPD-Concrete_NT_Mar23.pdf | 342 | 342 | 0.127 | 0.000933
Adbri Concrete N Class GP:GL 32 MPa - Winnellie | 32 | 337 | 0.213 | 0.0041 | 337 | 5.27e-06 | 1.46 | 0.15 | 0.00216 | 0.36 | 4.07 | 1.07 | 0.00014 | 911.17 | 1177.7 |  | 32 MPa in-situ, no reinforcement - Adbri | Concrete, 32 MPa, in-situ, no reinforcement, (Adbri Concrete N Class GP:GL 32 MPa - Winnellie) (Adbri) (NT) | https://epd-australasia.com/wp-content/uploads/2023/04/SP05522-Adbri-EPD-Concrete_NT_Mar23.pdf | 337 | 337 | 0.213 | 0.0041
Adbri Concrete N Class GP:GL 40 MPa - Alice Springs | 40 | 545 | 0.203 | 0.00197 | 545 | 1.34e-05 | 2.39 | 0.24 | 0.00338 | 0.61 | 6.76 | 1.82 | 0.000276 | 1808.33 | 1287.74 |  | 40 MPa in-situ, no reinforcement - Adbri | Concrete, 40 MPa, in-situ, no reinforcement, (Adbri Concrete N Class GP:GL 40 MPa - Alice Springs) (Adbri) (NT) | https://epd-australasia.com/wp-content/uploads/2023/04/SP05522-Adbri-EPD-Concrete_NT_Mar23.pdf | 545 | 545 | 0.203 | 0.00197
Adbri Concrete N Class GP:GL 40 MPa - Katherine | 40 | 406 | 0.159 | 0.00124 | 406 | 4.69e-06 | 1.74 | 0.18 | 0.00133 | 0.45 | 5.05 | 1.31 | 8.45e-05 | 918.14 | 688.4 |  | 40 MPa in-situ, no reinforcement - Adbri | Concrete, 40 MPa, in-situ, no reinforcement, (Adbri Concrete N Class GP:GL 40 MPa - Katherine) (Adbri) (NT) | https://epd-australasia.com/wp-content/uploads/2023/04/SP05522-Adbri-EPD-Concrete_NT_Mar23.pdf | 406 | 406 | 0.159 | 0.00124
Adbri Concrete N Class GP:GL 40 MPa- Winnellie | 40 | 403 | 0.256 | 0.00151 | 404 | 5.25e-06 | 1.73 | 0.17 | 0.00223 | 0.43 | 4.85 | 1.27 | 0.000142 | 991.38 | 1231.18 |  | 40 MPa in-situ, no reinforcement - Adbri | Concrete, 40 MPa, in-situ, no reinforcement, (Adbri Concrete N Class GP:GL 40 MPa- Winnellie) (Adbri) (NT) | https://epd-australasia.com/wp-content/uploads/2023/04/SP05522-Adbri-EPD-Concrete_NT_Mar23.pdf | 404 | 403 | 0.256 | 0.00151
Adbri Concrete N Class GP:GL 50 MPa - Alice Springs | 50 | 609 | 0.233 | 0.00231 | 609 | 1.48e-05 | 2.67 | 0.27 | 0.00372 | 0.68 | 7.54 | 2.03 | 0.000305 | 2001.74 | 1399.32 |  | 50 MPa in-situ, no reinforcement - Adbri | Concrete, 50 MPa, in-situ, no reinforcement, (Adbri Concrete N Class GP:GL 50 MPa - Alice Springs) (Adbri) (NT) | https://epd-australasia.com/wp-content/uploads/2023/04/SP05522-Adbri-EPD-Concrete_NT_Mar23.pdf | 609 | 609 | 0.233 | 0.00231
Adbri Concrete N Class GP:GL 50 MPa - Katherine | 50 | 513 | 0.214 | 0.00178 | 513 | 5.35e-06 | 2.17 | 0.22 | 0.00157 | 0.57 | 6.32 | 1.63 | 0.000101 | 1101.84 | 801.26 |  | 50 MPa in-situ, no reinforcement - Adbri | Concrete, 50 MPa, in-situ, no reinforcement, (Adbri Concrete N Class GP:GL 50 MPa - Katherine) (Adbri) (NT) | https://epd-australasia.com/wp-content/uploads/2023/04/SP05522-Adbri-EPD-Concrete_NT_Mar23.pdf | 513 | 513 | 0.214 | 0.00178
Adbri Concrete N Class GP:GL 50 MPa - Winnellie | 50 | 557 | 0.341 | 0.00229 | 558 | 5.28e-06 | 2.35 | 0.23 | 0.00242 | 0.6 | 6.66 | 1.73 | 0.000148 | 1185.09 | 1356.14 |  | 50 MPa in-situ, no reinforcement - Adbri | Concrete, 50 MPa, in-situ, no reinforcement, (Adbri Concrete N Class GP:GL 50 MPa - Winnellie) (Adbri) (NT) | https://epd-australasia.com/wp-content/uploads/2023/04/SP05522-Adbri-EPD-Concrete_NT_Mar23.pdf | 558 | 557 | 0.341 | 0.00229
Futurecrete® N Class GP:GL:Slag 20 MPa - Winnellie | 20 | 206 | 0.173 | 0.00677 | 206 | 5.22e-06 | 0.93 | 0.09 | 0.00215 | 0.22 | 2.48 | 0.67 | 0.000139 | 870.55 | 1210.24 |  | 20 MPa in-situ, no reinforcement - Adbri | Concrete, 20 MPa, in-situ, no reinforcement, (Futurecrete® N Class GP:GL:Slag 20 MPa - Winnellie) (Adbri) (NT) | https://epd-australasia.com/wp-content/uploads/2023/04/SP05522-Adbri-EPD-Concrete_NT_Mar23.pdf | 206 | 206 | 0.173 | 0.00677
Futurecrete® N Class GP:GL:Slag 25 MPa - Winnellie | 25 | 220 | 0.182 | 0.00624 | 221 | 5.22e-06 | 0.99 | 0.1 | 0.00218 | 0.24 | 2.65 | 0.71 | 0.000141 | 896.92 | 1237.46 |  | 25 MPa in-situ, no reinforcement - Adbri | Concrete, 25 MPa, in-situ, no reinforcement, (Futurecrete® N Class GP:GL:Slag 25 MPa - Winnellie) (Adbri) (NT) | https://epd-australasia.com/wp-content/uploads/2023/04/SP05522-Adbri-EPD-Concrete_NT_Mar23.pdf | 221 | 220 | 0.182 | 0.00624
Futurecrete® N Class GP:GL:Slag 32 MPa - Winnellie | 32 | 248 | 0.21 | 0.00111 | 248 | 5.25e-06 | 1.1 | 0.11 | 0.00227 | 0.27 | 2.97 | 0.79 | 0.000144 | 949.23 | 1300.52 |  | 32 MPa in-situ, no reinforcement - Adbri | Concrete, 32 MPa, in-situ, no reinforcement, (Futurecrete® N Class GP:GL:Slag 32 MPa - Winnellie) (Adbri) (NT) | https://epd-australasia.com/wp-content/uploads/2023/04/SP05522-Adbri-EPD-Concrete_NT_Mar23.pdf | 248 | 248 | 0.21 | 0.00111
Futurecrete® N Class GP:GL:Slag 40 MPa - Winnellie | 40 | 298 | 0.246 | 0.00145 | 298 | 5.23e-06 | 1.3 | 0.13 | 0.00236 | 0.32 | 3.54 | 0.94 | 0.000146 | 1047.69 | 1378.28 |  | 40 MPa in-situ, no reinforcement - Adbri | Concrete, 40 MPa, in-situ, no reinforcement, (Futurecrete® N Class GP:GL:Slag 40 MPa - Winnellie) (Adbri) (NT) | https://epd-australasia.com/wp-content/uploads/2023/04/SP05522-Adbri-EPD-Concrete_NT_Mar23.pdf | 298 | 298 | 0.246 | 0.00145
Futurecrete® N Class GP:GL:Slag 50 MPa - Winnellie | 50 | 351 | 0.286 | 0.00182 | 351 | 5.24e-06 | 1.52 | 0.15 | 0.00248 | 0.37 | 4.16 | 1.1 | 0.00015 | 1154.59 | 1469.96 |  | 50 MPa in-situ, no reinforcement - Adbri | Concrete, 50 MPa, in-situ, no reinforcement, (Futurecrete® N Class GP:GL:Slag 50 MPa - Winnellie) (Adbri) (NT) | https://epd-australasia.com/wp-content/uploads/2023/04/SP05522-Adbri-EPD-Concrete_NT_Mar23.pdf | 351 | 351 | 0.286 | 0.00182
Futurecrete® Special Class GP 10 MPa - Winnellie | 10 | 248 | 0.187 | 0.000891 | 249 | 5.33e-06 | 1.1 | 0.11 | 0.0021 | 0.27 | 3.02 | 0.8 | 0.000139 | 815.85 | 1135.53 |  | 10 MPa in-situ, no reinforcement - Adbri | Concrete, 10 MPa, in-situ, no reinforcement, (Futurecrete® Special Class GP 10 MPa - Winnellie) (Adbri) (NT) | https://epd-australasia.com/wp-content/uploads/2023/04/SP05522-Adbri-EPD-Concrete_NT_Mar23.pdf | 249 | 248 | 0.187 | 0.000891
Futurecrete® Special Class GP 40 MPa 22 hours | 40 | 448 | 0.278 | 0.00162 | 448 | 5.36e-06 | 1.91 | 0.19 | 0.00236 | 0.48 | 5.38 | 1.4 | 0.000148 | 1051.57 | 1312.84 |  | 40 MPa in-situ, no reinforcement - Adbri | Concrete, 40 MPa, in-situ, no reinforcement, (Futurecrete® Special Class GP 40 MPa 22 hours) (Adbri) (NT) | https://epd-australasia.com/wp-content/uploads/2023/04/SP05522-Adbri-EPD-Concrete_NT_Mar23.pdf | 448 | 448 | 0.278 | 0.00162
Futurecrete® Special Class GP 5 MPa Blockmix | ? | 391 | 0.194 | 0.0133 | 391 | 5.39e-06 | 1.65 | 0.17 | 0.00188 | 0.42 | 4.69 | 1.23 | 0.000128 | 979.46 | 982.65 |  | ? MPa in-situ, no reinforcement - Adbri | Concrete, ? MPa, in-situ, no reinforcement, (Futurecrete® Special Class GP 5 MPa Blockmix) (Adbri) (NT) | https://epd-australasia.com/wp-content/uploads/2023/04/SP05522-Adbri-EPD-Concrete_NT_Mar23.pdf | 391 | 391 | 0.194 | 0.0133
Futurecrete® Special Class GP 700 microstrain | ? | 459 | 0.303 | 0.00166 | 459 | 5.36e-06 | 1.95 | 0.19 | 0.00238 | 0.49 | 5.5 | 1.43 | 0.000148 | 1074.99 | 1321.63 |  | ? MPa in-situ, no reinforcement - Adbri | Concrete, in-situ, no reinforcement, (Futurecrete® Special Class GP 700 microstrain) (Adbri) (NT) | https://epd-australasia.com/wp-content/uploads/2023/04/SP05522-Adbri-EPD-Concrete_NT_Mar23.pdf | 459 | 459 | 0.303 | 0.00166
https://epd-australasia.com/wp-content/uploads/2023/04/SP05521-Adbri-EPD-Concrete_SA_Mar23.pdf
South Australia
POTENTIAL ENVIRONMENTAL IMPACTS | Column1 | GWP-fossil | GWP-biogenic | GWP-luluc | GWP-total | ODP | AP | EPfreshwater | EPfreshwater2 | EP-marine | EPterrestrial | POCP | ADP-minerals& metals | ADP-fossil fuels | WDP |  |  | (Adbri) (SA)
Product group | Strength (MPa) | kg CO2 eq. | kg CO2 eq. | kg CO2 eq. | kg CO2 eq. | kg CFC 11 eq. | mol H+ eq. | kg PO43 - eq. | kg P eq. | kg N eq. | mol N eq. | kg NMVOC eq. | kg Sb eq. | MJ | m3 deprived
Adbri N Class GP/GL 20 MPa | 20 | 199.88 | 0.03 | 0.0153 | 199.92 | 1.69e-05 | 1.92 | 0.27 | 0.00483 | 0.71 | 7.89 | 2.05 | 0.000564 | 2448.72 | 1564.49 |  | 20 MPa in-situ, no reinforcement - Adbri | Concrete, 20 MPa, in-situ, no reinforcement, (Adbri N Class GP/GL 20 MPa) (Adbri) (SA) | https://epd-australasia.com/wp-content/uploads/2023/04/SP05521-Adbri-EPD-Concrete_SA_Mar23.pdf
Adbri N Class GP/GL 25 MPa | 25 | 220.49 | 0.04 | 0.0143 | 220.53 | 1.83e-05 | 2.12 | 0.3 | 0.00531 | 0.78 | 8.75 | 2.27 | 0.000622 | 2680.36 | 1725.43 |  | 25 MPa in-situ, no reinforcement - Adbri | Concrete, 25 MPa, in-situ, no reinforcement, (Adbri N Class GP/GL 25 MPa) (Adbri) (SA) | https://epd-australasia.com/wp-content/uploads/2023/04/SP05521-Adbri-EPD-Concrete_SA_Mar23.pdf
Adbri N Class GP/GL 32 MPa | 32 | 240.16 | 0.03 | 0.0154 | 240.2 | 1.96e-05 | 2.31 | 0.32 | 0.00576 | 0.86 | 9.58 | 2.48 | 0.000679 | 2904.65 | 1873.78 |  | 32 MPa in-situ, no reinforcement - Adbri | Concrete, 32 MPa, in-situ, no reinforcement, (Adbri N Class GP/GL 32 MPa) (Adbri) (SA) | https://epd-australasia.com/wp-content/uploads/2023/04/SP05521-Adbri-EPD-Concrete_SA_Mar23.pdf
Adbri N Class GP/GL 40 MPa | 40 | 290.93 | 0.06 | 0.0085 | 291 | 2.3e-05 | 2.81 | 0.39 | 0.00691 | 1.05 | 11.7 | 3.02 | 0.000825 | 3488.11 | 2250.09 |  | 40 MPa in-situ, no reinforcement - Adbri | Concrete, 40 MPa, in-situ, no reinforcement, (Adbri N Class GP/GL 40 MPa) (Adbri) (SA) | https://epd-australasia.com/wp-content/uploads/2023/04/SP05521-Adbri-EPD-Concrete_SA_Mar23.pdf
Adbri N Class GP/GL 50 MPa | 50 | 389.16 | 0.07 | 0.0182 | 389.23 | 2.96e-05 | 3.78 | 0.53 | 0.00913 | 1.42 | 15.8 | 4.07 | 0.00111 | 4626.54 | 2970.27 |  | 50 MPa in-situ, no reinforcement - Adbri | Concrete, 50 MPa, in-situ, no reinforcement, (Adbri N Class GP/GL 50 MPa) (Adbri) (SA) | https://epd-australasia.com/wp-content/uploads/2023/04/SP05521-Adbri-EPD-Concrete_SA_Mar23.pdf
Futurecrete® N Class GP/GL:Slag 20 MPa | 20 | 158.09 | 0.03 | 0.0151 | 158.13 | 1.35e-05 | 1.45 | 0.2 | 0.00381 | 0.52 | 5.84 | 1.53 | 0.000427 | 1964.73 | 1309.78 |  | 20 MPa in-situ, no reinforcement - Adbri | Concrete, 20 MPa, in-situ, no reinforcement, (Futurecrete® N Class GP/GL:Slag 20 MPa) (Adbri) (SA) | https://epd-australasia.com/wp-content/uploads/2023/04/SP05521-Adbri-EPD-Concrete_SA_Mar23.pdf
Futurecrete® N Class GP/GL:Slag 25 MPa | 25 | 173.54 | 0.04 | 0.014 | 173.59 | 1.44e-05 | 1.6 | 0.22 | 0.00416 | 0.58 | 6.43 | 1.68 | 0.000468 | 2136.84 | 1440.13 |  | 25 MPa in-situ, no reinforcement - Adbri | Concrete, 25 MPa, in-situ, no reinforcement, (Futurecrete® N Class GP/GL:Slag 25 MPa) (Adbri) (SA) | https://epd-australasia.com/wp-content/uploads/2023/04/SP05521-Adbri-EPD-Concrete_SA_Mar23.pdf
Futurecrete® N Class GP/GL:Slag 32 MPa | 32 | 188.35 | 0.03 | 0.0151 | 188.39 | 1.54e-05 | 1.74 | 0.24 | 0.0045 | 0.63 | 7.02 | 1.83 | 0.000509 | 2304.77 | 1559 |  | 32 MPa in-situ, no reinforcement - Adbri | Concrete, 32 MPa, in-situ, no reinforcement, (Futurecrete® N Class GP/GL:Slag 32 MPa) (Adbri) (SA) | https://epd-australasia.com/wp-content/uploads/2023/04/SP05521-Adbri-EPD-Concrete_SA_Mar23.pdf
Futurecrete® N Class GP/GL:Slag 40 MPa | 40 | 226.99 | 0.07 | 0.00833 | 227.06 | 1.77e-05 | 2.1 | 0.29 | 0.00535 | 0.77 | 8.54 | 2.22 | 0.000615 | 2747.65 | 1863.2 |  | 40 MPa in-situ, no reinforcement - Adbri | Concrete, 40 MPa, in-situ, no reinforcement, (Futurecrete® N Class GP/GL:Slag 40 MPa) (Adbri) (SA) | https://epd-australasia.com/wp-content/uploads/2023/04/SP05521-Adbri-EPD-Concrete_SA_Mar23.pdf
Futurecrete® N Class GP/GL:Slag 50 MPa | 50 | 299.37 | 0.12 | 0.00638 | 299.49 | 2.23e-05 | 2.78 | 0.38 | 0.00697 | 1.02 | 11.39 | 2.95 | 0.000802 | 3569.13 | 2439.16 |  | 50 MPa in-situ, no reinforcement - Adbri | Concrete, 50 MPa, in-situ, no reinforcement, (Futurecrete® N Class GP/GL:Slag 50 MPa) (Adbri) (SA) | https://epd-australasia.com/wp-content/uploads/2023/04/SP05521-Adbri-EPD-Concrete_SA_Mar23.pdf
Futurecrete® N Class GP/GL:FA 20 MPa | 20 | 162.67 | 0.02 | 0.0152 | 162.7 | 1.56e-05 | 1.5 | 0.2 | 0.0041 | 0.54 | 5.97 | 1.58 | 0.000465 | 2056.57 | 1298.12 |  | 20 MPa in-situ, no reinforcement - Adbri | Concrete, 20 MPa, in-situ, no reinforcement, (Futurecrete® N Class GP/GL:FA 20 MPa) (Adbri) (SA) | https://epd-australasia.com/wp-content/uploads/2023/04/SP05521-Adbri-EPD-Concrete_SA_Mar23.pdf
Futurecrete® N Class GP/GL:FA 25 MPa | 25 | 178.48 | 0.03 | 0.0141 | 178.52 | 1.67e-05 | 1.65 | 0.23 | 0.00448 | 0.59 | 6.58 | 1.74 | 0.00051 | 2236.79 | 1423.6 |  | 25 MPa in-situ, no reinforcement - Adbri | Concrete, 25 MPa, in-situ, no reinforcement, (Futurecrete® N Class GP/GL:FA 25 MPa) (Adbri) (SA) | https://epd-australasia.com/wp-content/uploads/2023/04/SP05521-Adbri-EPD-Concrete_SA_Mar23.pdf
Futurecrete® N Class GP/GL:FA 32 MPa | 32 | 194.02 | 0.04 | 0.00621 | 194.07 | 1.79e-05 | 1.8 | 0.25 | 0.00485 | 0.65 | 7.2 | 1.9 | 0.000556 | 2416.44 | 1543.36 |  | 32 MPa in-situ, no reinforcement - Adbri | Concrete, 32 MPa, in-situ, no reinforcement, (Futurecrete® N Class GP/GL:FA 32 MPa) (Adbri) (SA) | https://epd-australasia.com/wp-content/uploads/2023/04/SP05521-Adbri-EPD-Concrete_SA_Mar23.pdf
Futurecrete® N Class GP/GL:FA 40 MPa | 40 | 233.57 | 0.06 | 0.00431 | 233.63 | 2.09e-05 | 2.17 | 0.3 | 0.00578 | 0.78 | 8.74 | 2.29 | 0.000672 | 2881.99 | 1838.77 |  | 40 MPa in-situ, no reinforcement - Adbri | Concrete, 40 MPa, in-situ, no reinforcement, (Futurecrete® N Class GP/GL:FA 40 MPa) (Adbri) (SA) | https://epd-australasia.com/wp-content/uploads/2023/04/SP05521-Adbri-EPD-Concrete_SA_Mar23.pdf
Futurecrete® N Class GP/GL:FA 50 MPa | 50 | 311.17 | 0.05 | 0.0165 | 311.22 | 2.71e-05 | 2.89 | 0.4 | 0.00764 | 1.05 | 11.69 | 3.06 | 0.000903 | 3809.56 | 2418.28 |  | 50 MPa in-situ, no reinforcement - Adbri | Concrete, 50 MPa, in-situ, no reinforcement, (Futurecrete® N Class GP/GL:FA 50 MPa) (Adbri) (SA) | https://epd-australasia.com/wp-content/uploads/2023/04/SP05521-Adbri-EPD-Concrete_SA_Mar23.pdf
Futurecrete® S Class GP/GL 32 MPa | 32 | 251.97 | 0.04 | 0.016 | 252.02 | 1.98e-05 | 2.37 | 0.33 | 0.00597 | 0.87 | 9.72 | 2.52 | 0.000689 | 3035.74 | 2033.23 |  | 32 MPa in-situ, no reinforcement - Adbri | Concrete, 32 MPa, in-situ, no reinforcement, (Futurecrete® S Class GP/GL 32 MPa) (Adbri) (SA) | https://epd-australasia.com/wp-content/uploads/2023/04/SP05521-Adbri-EPD-Concrete_SA_Mar23.pdf
Futurecrete® S Class GP/GL 40 MPa | 40 | 305.74 | 0.07 | 0.00975 | 305.82 | 2.33e-05 | 2.88 | 0.4 | 0.00718 | 1.06 | 11.86 | 3.07 | 0.000839 | 3651.58 | 2454.35 |  | 40 MPa in-situ, no reinforcement - Adbri | Concrete, 40 MPa, in-situ, no reinforcement, (Futurecrete® S Class GP/GL 40 MPa) (Adbri) (SA) | https://epd-australasia.com/wp-content/uploads/2023/04/SP05521-Adbri-EPD-Concrete_SA_Mar23.pdf
Futurecrete® S Class GP/GL:FA 32 MPa | 32 | 194.72 | 0.05 | 0.0017 | 194.77 | 1.81e-05 | 1.8 | 0.25 | 0.00487 | 0.65 | 7.23 | 1.9 | 0.000559 | 2430.75 | 1539.18 |  | 32 MPa in-situ, no reinforcement - Adbri | Concrete, 32 MPa, in-situ, no reinforcement, (Futurecrete® S Class GP/GL:FA 32 MPa) (Adbri) (SA) | https://epd-australasia.com/wp-content/uploads/2023/04/SP05521-Adbri-EPD-Concrete_SA_Mar23.pdf
Futurecrete® S Class GP/GL:FA 40 MPa | 40 | 234.76 | 0.06 | 0.00233 | 234.81 | 2.12e-05 | 2.18 | 0.3 | 0.00582 | 0.79 | 8.76 | 2.3 | 0.000678 | 2903.07 | 1840.43 |  | 40 MPa in-situ, no reinforcement - Adbri | Concrete, 40 MPa, in-situ, no reinforcement, (Futurecrete® S Class GP/GL:FA 40 MPa) (Adbri) (SA) | https://epd-australasia.com/wp-content/uploads/2023/04/SP05521-Adbri-EPD-Concrete_SA_Mar23.pdf
Futurecrete® S Class GP/GL:Slag 50 MPa | 50 | 303.49 | 0.17 | 0.00265 | 303.64 | 2.26e-05 | 2.81 | 0.39 | 0.00706 | 1.03 | 11.51 | 2.98 | 0.000803 | 3614.71 | 2474.88 |  | 50 MPa in-situ, no reinforcement - Adbri | Concrete, 50 MPa, in-situ, no reinforcement, (Futurecrete® S Class GP/GL:Slag 50 MPa) (Adbri) (SA) | https://epd-australasia.com/wp-content/uploads/2023/04/SP05521-Adbri-EPD-Concrete_SA_Mar23.pdf
Futurecrete® Special GP/GL:Slag 40 MPa 4D 85/60 | 40 | 226.9 | 0.16 | 0.161 | 227.21 | 1.74e-05 | 2.03 | 0.3 | 0.0392 | 0.69 | 7.94 | 2.08 | 0.000618 | 2734.84 | 1661.98 |  | 40 MPa in-situ, no reinforcement - Adbri | Concrete, 40 MPa, in-situ, no reinforcement, (Futurecrete® Special GP/GL:Slag 40 MPa 4D 85/60) (Adbri) (SA) | https://epd-australasia.com/wp-content/uploads/2023/04/SP05521-Adbri-EPD-Concrete_SA_Mar23.pdf
Futurecrete® S Class GP/GL:Slag 32 MPa | 32 | 188.13 | 0.03 | 0.0157 | 188.17 | 1.53e-05 | 1.74 | 0.24 | 0.00448 | 0.63 | 7.05 | 1.84 | 0.000509 | 2305.77 | 1545.65 |  | 32 MPa in-situ, no reinforcement - Adbri | Concrete, 32 MPa, in-situ, no reinforcement, (Futurecrete® S Class GP/GL:Slag 32 MPa) (Adbri) (SA) | https://epd-australasia.com/wp-content/uploads/2023/04/SP05521-Adbri-EPD-Concrete_SA_Mar23.pdf
Futurecrete® S Class GP/GL:Slag 40 MPa | 40 | 225.92 | 0.06 | 0.00912 | 225.98 | 1.77e-05 | 2.09 | 0.29 | 0.00531 | 0.76 | 8.53 | 2.22 | 0.000613 | 2738.58 | 1844.34 |  | 40 MPa in-situ, no reinforcement - Adbri | Concrete, 40 MPa, in-situ, no reinforcement, (Futurecrete® S Class GP/GL:Slag 40 MPa) (Adbri) (SA) | https://epd-australasia.com/wp-content/uploads/2023/04/SP05521-Adbri-EPD-Concrete_SA_Mar23.pdf
https://epd-australasia.com/wp-content/uploads/2023/04/SP05520-Adbri-EPD-Concrete_VIC_Mar23.pdf
Victoria | [17 empty] | (Adbri) (VIC)
POTENTIAL ENVIRONMENTAL IMPACTS | Column1 | GWP-fossil | GWP-biogenic | GWP-luluc | GWP-total | ODP | AP | EPfreshwater | EPfreshwater2 | EP-marine | EPterrestrial | POCP | ADP-minerals& metals | ADP-fossil fuels | WDP
Product group | Strength (MPa) | kg CO2 eq. | kg CO2 eq. | kg CO2 eq. | kg CO2 eq. | kg CFC 11 eq. | mol H+ eq. | kg PO43 - eq. | kg P eq. | kg N eq. | mol N eq. | kg NMVOC eq. | kg Sb eq. | MJ | m3 deprived
Adbri Concrete N Class GP/GL 20 MPa | 20 | 218 | 0.14 | 0.00528 | 218 | 1.4e-05 | 1.75 | 0.23 | 0.01 | 0.62 | 6.89 | 1.82 | 0.000431 | 1919.79 | 1812.73 |  | 20 MPa in-situ, no reinforcement - Adbri | Concrete, 20 MPa, in-situ, no reinforcement, (Adbri Concrete N Class GP/GL 20 MPa) (Adbri) (VIC) | https://epd-australasia.com/wp-content/uploads/2023/04/SP05520-Adbri-EPD-Concrete_VIC_Mar23.pdf
Adbri Concrete N Class GP/GL 25 MPa | 25 | 238 | 0.15 | 0.00541 | 238 | 1.5e-05 | 1.9 | 0.25 | 0.01 | 0.67 | 7.48 | 1.98 | 0.000468 | 2080.95 | 1944.1 |  | 25 MPa in-situ, no reinforcement - Adbri | Concrete, 25 MPa, in-situ, no reinforcement, (Adbri Concrete N Class GP/GL 25 MPa) (Adbri) (VIC) | https://epd-australasia.com/wp-content/uploads/2023/04/SP05520-Adbri-EPD-Concrete_VIC_Mar23.pdf
Adbri Concrete N Class GP/GL 32 MPa | 32 | 270 | 0.16 | 0.00487 | 270 | 1.69e-05 | 2.15 | 0.28 | 0.01 | 0.76 | 8.47 | 2.24 | 0.000529 | 2343.24 | 2154.3 |  | 32 MPa in-situ, no reinforcement - Adbri | Concrete, 32 MPa, in-situ, no reinforcement, (Adbri Concrete N Class GP/GL 32 MPa) (Adbri) (VIC) | https://epd-australasia.com/wp-content/uploads/2023/04/SP05520-Adbri-EPD-Concrete_VIC_Mar23.pdf
Adbri Concrete N Class GP/GL 40 MPa | 40 | 318 | 0.19 | 0.00512 | 318 | 1.95e-05 | 2.52 | 0.33 | 0.02 | 0.89 | 9.91 | 2.62 | 0.000621 | 2733.72 | 2473.09 |  | 40 MPa in-situ, no reinforcement - Adbri | Concrete, 40 MPa, in-situ, no reinforcement, (Adbri Concrete N Class GP/GL 40 MPa) (Adbri) (VIC) | https://epd-australasia.com/wp-content/uploads/2023/04/SP05520-Adbri-EPD-Concrete_VIC_Mar23.pdf
Adbri Concrete N Class GP/GL 50 MPa | 50 | 370 | 0.21 | 0.00523 | 370 | 2.24e-05 | 2.91 | 0.38 | 0.02 | 1.03 | 11.48 | 3.03 | 0.000719 | 3154.45 | 2811.94 |  | 50 MPa in-situ, no reinforcement - Adbri | Concrete, 50 MPa, in-situ, no reinforcement, (Adbri Concrete N Class GP/GL 50 MPa) (Adbri) (VIC) | https://epd-australasia.com/wp-content/uploads/2023/04/SP05520-Adbri-EPD-Concrete_VIC_Mar23.pdf
Futurecrete® N Class GP/GL:Slag 20 MPa | 20 | 176 | 0.14 | 0.00508 | 176 | 1.15e-05 | 1.49 | 0.19 | 0.01 | 0.49 | 5.5 | 1.45 | 0.00033 | 1616.15 | 1619.98 |  | 20 MPa in-situ, no reinforcement - Adbri | Concrete, 20 MPa, in-situ, no reinforcement, (Futurecrete® N Class GP/GL:Slag 20 MPa) (Adbri) (VIC) | https://epd-australasia.com/wp-content/uploads/2023/04/SP05520-Adbri-EPD-Concrete_VIC_Mar23.pdf
Futurecrete® N Class GP/GL:Slag 25 MPa | 25 | 191 | 0.15 | 0.00518 | 192 | 1.23e-05 | 1.61 | 0.2 | 0.01 | 0.53 | 5.96 | 1.57 | 0.000358 | 1746.53 | 1731.34 |  | 25 MPa in-situ, no reinforcement - Adbri | Concrete, 25 MPa, in-situ, no reinforcement, (Futurecrete® N Class GP/GL:Slag 25 MPa) (Adbri) (VIC) | https://epd-australasia.com/wp-content/uploads/2023/04/SP05520-Adbri-EPD-Concrete_VIC_Mar23.pdf
Futurecrete® N Class GP/GL:Slag 32 MPa | 32 | 217 | 0.17 | 0.00463 | 217 | 1.37e-05 | 1.81 | 0.23 | 0.01 | 0.6 | 6.71 | 1.77 | 0.000402 | 1960.04 | 1912.42 |  | 32 MPa in-situ, no reinforcement - Adbri | Concrete, 32 MPa, in-situ, no reinforcement, (Futurecrete® N Class GP/GL:Slag 32 MPa) (Adbri) (VIC) | https://epd-australasia.com/wp-content/uploads/2023/04/SP05520-Adbri-EPD-Concrete_VIC_Mar23.pdf
Futurecrete® N Class GP/GL:Slag 40 MPa | 40 | 253 | 0.19 | 0.0049 | 254 | 1.57e-05 | 2.11 | 0.26 | 0.01 | 0.7 | 7.79 | 2.06 | 0.000467 | 2271.38 | 2182.21 |  | 40 MPa in-situ, no reinforcement - Adbri | Concrete, 40 MPa, in-situ, no reinforcement, (Futurecrete® N Class GP/GL:Slag 40 MPa) (Adbri) (VIC) | https://epd-australasia.com/wp-content/uploads/2023/04/SP05520-Adbri-EPD-Concrete_VIC_Mar23.pdf
Futurecrete® N Class GP/GL:Slag 50 MPa | 50 | 294 | 0.21 | 0.00489 | 295 | 1.8e-05 | 2.43 | 0.3 | 0.02 | 0.81 | 9 | 2.38 | 0.00054 | 2614.22 | 2472.77 |  | 50 MPa in-situ, no reinforcement - Adbri | Concrete, 50 MPa, in-situ, no reinforcement, (Futurecrete® N Class GP/GL:Slag 50 MPa) (Adbri) (VIC) | https://epd-australasia.com/wp-content/uploads/2023/04/SP05520-Adbri-EPD-Concrete_VIC_Mar23.pdf
Futurecrete® Ultra N Class GP/GL:Slag 20 MPa | 20 | 149 | 0.14 | 0.00496 | 149 | 9.89e-06 | 1.31 | 0.16 | 0.01 | 0.41 | 4.61 | 1.22 | 0.000267 | 1422.95 | 1505.79 |  | 20 MPa in-situ, no reinforcement - Adbri | Concrete, 20 MPa, in-situ, no reinforcement, (Futurecrete® Ultra N Class GP/GL:Slag 20 MPa) (Adbri) (VIC) | https://epd-australasia.com/wp-content/uploads/2023/04/SP05520-Adbri-EPD-Concrete_VIC_Mar23.pdf
Futurecrete® Ultra N Class GP/GL:Slag 25 MPa | 25 | 161 | 0.15 | 0.00507 | 161 | 1.05e-05 | 1.41 | 0.17 | 0.01 | 0.44 | 4.92 | 1.3 | 0.000284 | 1524.17 | 1602.05 |  | 25 MPa in-situ, no reinforcement - Adbri | Concrete, 25 MPa, in-situ, no reinforcement, (Futurecrete® Ultra N Class GP/GL:Slag 25 MPa) (Adbri) (VIC) | https://epd-australasia.com/wp-content/uploads/2023/04/SP05520-Adbri-EPD-Concrete_VIC_Mar23.pdf
Futurecrete® Ultra N Class GP/GL:Slag 32 MPa | 32 | 181 | 0.16 | 0.00443 | 181 | 1.16e-05 | 1.58 | 0.19 | 0.01 | 0.49 | 5.52 | 1.46 | 0.000318 | 1700 | 1752.17 |  | 32 MPa in-situ, no reinforcement - Adbri | Concrete, 32 MPa, in-situ, no reinforcement, (Futurecrete® Ultra N Class GP/GL:Slag 32 MPa) (Adbri) (VIC) | https://epd-australasia.com/wp-content/uploads/2023/04/SP05520-Adbri-EPD-Concrete_VIC_Mar23.pdf
Futurecrete® Ultra N Class GP/GL:Slag 40 MPa | 40 | 210 | 0.19 | 0.00438 | 211 | 1.32e-05 | 1.83 | 0.22 | 0.01 | 0.57 | 6.38 | 1.69 | 0.000366 | 1957.97 | 1984.35 |  | 40 MPa in-situ, no reinforcement - Adbri | Concrete, 40 MPa, in-situ, no reinforcement, (Futurecrete® Ultra N Class GP/GL:Slag 40 MPa) (Adbri) (VIC) | https://epd-australasia.com/wp-content/uploads/2023/04/SP05520-Adbri-EPD-Concrete_VIC_Mar23.pdf
Futurecrete® Ultra N Class GP/GL:Slag 50 MPa | 50 | 242 | 0.21 | 0.00457 | 242 | 1.49e-05 | 2.1 | 0.25 | 0.01 | 0.65 | 7.27 | 1.93 | 0.000416 | 2235.47 | 2230 |  | 50 MPa in-situ, no reinforcement - Adbri | Concrete, 50 MPa, in-situ, no reinforcement, (Futurecrete® Ultra N Class GP/GL:Slag 50 MPa) (Adbri) (VIC) | https://epd-australasia.com/wp-content/uploads/2023/04/SP05520-Adbri-EPD-Concrete_VIC_Mar23.pdf
32MPa 20MM SHR LIMIT 600um | 32 | 260 | 0.22 | 0.00198 | 260 | 1.6e-05 | 2.09 | 0.27 | 0.01 | 0.71 | 7.94 | 2.1 | 0.000495 | 2283.92 | 2204.51 |  | 32 MPa in-situ, no reinforcement - Adbri | Concrete, 32 MPa, in-situ, no reinforcement, (32MPa 20MM SHR LIMIT 600um) (Adbri) (VIC) | https://epd-australasia.com/wp-content/uploads/2023/04/SP05520-Adbri-EPD-Concrete_VIC_Mar23.pdf
40MPa 14MM 150MM SLUMP CONCRETE | 40 | 253 | 0.21 | 0.00235 | 253 | 1.57e-05 | 2.1 | 0.26 | 0.01 | 0.69 | 7.71 | 2.04 | 0.000467 | 2276.32 | 2190.93 |  | 40 MPa in-situ, no reinforcement - Adbri | Concrete, 40 MPa, in-situ, no reinforcement, (40MPa 14MM 150MM SLUMP CONCRETE) (Adbri) (VIC) | https://epd-australasia.com/wp-content/uploads/2023/04/SP05520-Adbri-EPD-Concrete_VIC_Mar23.pdf
40MPa 14MM 20MPa IN 2 DAYS | 40 | 351 | 0.25 | 0.00257 | 351 | 2.1e-05 | 2.74 | 0.36 | 0.02 | 0.96 | 10.74 | 2.84 | 0.000681 | 2994.19 | 2738.61 |  | 40 MPa in-situ, no reinforcement - Adbri | Concrete, 40 MPa, in-situ, no reinforcement, (40MPa 14MM 20MPa IN 2 DAYS) (Adbri) (VIC) | https://epd-australasia.com/wp-content/uploads/2023/04/SP05520-Adbri-EPD-Concrete_VIC_Mar23.pdf
40MPa 14MM TREMIE 160 SLUMP | 40 | 317 | 0.25 | 0.00237 | 317 | 1.94e-05 | 2.57 | 0.32 | 0.02 | 0.86 | 9.63 | 2.55 | 0.000593 | 2799.85 | 2610.78 |  | 40 MPa in-situ, no reinforcement - Adbri | Concrete, 40 MPa, in-situ, no reinforcement, (40MPa 14MM TREMIE 160 SLUMP) (Adbri) (VIC) | https://epd-australasia.com/wp-content/uploads/2023/04/SP05520-Adbri-EPD-Concrete_VIC_Mar23.pdf
40MPa 20MM 3 GST POINTS CONCRETE | 40 | 257 | 0.22 | 0.00189 | 257 | 1.6e-05 | 2.11 | 0.26 | 0.01 | 0.7 | 7.77 | 2.06 | 0.000476 | 2305.56 | 2240.29 |  | 40 MPa in-situ, no reinforcement - Adbri | Concrete, 40 MPa, in-situ, no reinforcement, (40MPa 20MM 3 GST POINTS CONCRETE) (Adbri) (VIC) | https://epd-australasia.com/wp-content/uploads/2023/04/SP05520-Adbri-EPD-Concrete_VIC_Mar23.pdf
40MPa 20MM FIBRE CONCRETE | 40 | 290 | 0.23 | 0.00221 | 290 | 1.77e-05 | 2.32 | 0.3 | 0.02 | 0.79 | 8.87 | 2.34 | 0.000553 | 2536.61 | 2408.9 |  | 40 MPa in-situ, no reinforcement - Adbri | Concrete, 40 MPa, in-situ, no reinforcement, (40MPa 20MM FIBRE CONCRETE) (Adbri) (VIC) | https://epd-australasia.com/wp-content/uploads/2023/04/SP05520-Adbri-EPD-Concrete_VIC_Mar23.pdf
40MPa 20MM PANEL CONCRETE 30% BL 120 SL | 40 | 259 | 0.2 | 0.0019 | 259 | 1.58e-05 | 2.03 | 0.27 | 0.01 | 0.71 | 7.95 | 2.1 | 0.000505 | 2249.42 | 2119.16 |  | 40 MPa in-situ, no reinforcement - Adbri | Concrete, 40 MPa, in-situ, no reinforcement, (40MPa 20MM PANEL CONCRETE 30% BL 120 SL) (Adbri) (VIC) | https://epd-australasia.com/wp-content/uploads/2023/04/SP05520-Adbri-EPD-Concrete_VIC_Mar23.pdf
40MPa 7MM SPRAY CONCRETE (30kg/SF) | 40 | 281 | 0.19 | 0.00998 | 281 | 1.74e-05 | 2.26 | 0.29 | 0.01 | 0.78 | 8.65 | 2.29 | 0.000529 | 2482.35 | 2211.97 |  | 40 MPa in-situ, no reinforcement - Adbri | Concrete, 40 MPa, in-situ, no reinforcement, (40MPa 7MM SPRAY CONCRETE (30kg/SF)) (Adbri) (VIC) | https://epd-australasia.com/wp-content/uploads/2023/04/SP05520-Adbri-EPD-Concrete_VIC_Mar23.pdf
40MPa PT 14MM 22 IN 3 DAYS | 40 | 310 | 0.23 | 0.0023 | 310 | 1.87e-05 | 2.43 | 0.32 | 0.02 | 0.84 | 9.44 | 2.49 | 0.000597 | 2667.74 | 2493.71 |  | 40 MPa in-situ, no reinforcement - Adbri | Concrete, 40 MPa, in-situ, no reinforcement, (40MPa PT 14MM 22 IN 3 DAYS) (Adbri) (VIC) | https://epd-australasia.com/wp-content/uploads/2023/04/SP05520-Adbri-EPD-Concrete_VIC_Mar23.pdf
SLUMP CONCRETE | ? | 302 | 0.24 | 0.00262 | 302 | 1.84e-05 | 2.48 | 0.31 | 0.02 | 0.82 | 9.17 | 2.43 | 0.000555 | 2679.86 | 2532.14 |  | ? MPa in-situ, no reinforcement - Adbri | Concrete, ? MPa, in-situ, no reinforcement, (SLUMP CONCRETE) (Adbri) (VIC) | https://epd-australasia.com/wp-content/uploads/2023/04/SP05520-Adbri-EPD-Concrete_VIC_Mar23.pdf
50MPa 14MM TRAMWAYS 25% SLAG | 50 | 332 | 0.27 | 0.0026 | 332 | 2.01e-05 | 2.69 | 0.34 | 0.02 | 0.9 | 10.05 | 2.66 | 0.000615 | 2927.42 | 2724.63 |  | 50 MPa in-situ, no reinforcement - Adbri | Concrete, 50 MPa, in-situ, no reinforcement, (50MPa 14MM TRAMWAYS 25% SLAG) (Adbri) (VIC) | https://epd-australasia.com/wp-content/uploads/2023/04/SP05520-Adbri-EPD-Concrete_VIC_Mar23.pdf
50MPa 14MM TREMIE 160 SLUMP | 50 | 293 | 0.29 | 0.00363 | 293 | 1.76e-05 | 2.43 | 0.29 | 0.01 | 0.77 | 8.63 | 2.29 | 0.000521 | 2661.13 | 2563.28 |  | 50 MPa in-situ, no reinforcement - Adbri | Concrete, 50 MPa, in-situ, no reinforcement, (50MPa 14MM TREMIE 160 SLUMP) (Adbri) (VIC) | https://epd-australasia.com/wp-content/uploads/2023/04/SP05520-Adbri-EPD-Concrete_VIC_Mar23.pdf
50MPa 20MM 3 GST POINTS CONCRETE | 50 | 298 | 0.25 | 0.00224 | 298 | 1.84e-05 | 2.45 | 0.3 | 0.02 | 0.81 | 9.02 | 2.39 | 0.000549 | 2661.97 | 2531.07 |  | 50 MPa in-situ, no reinforcement - Adbri | Concrete, 50 MPa, in-situ, no reinforcement, (50MPa 20MM 3 GST POINTS CONCRETE) (Adbri) (VIC) | https://epd-australasia.com/wp-content/uploads/2023/04/SP05520-Adbri-EPD-Concrete_VIC_Mar23.pdf
50MPa 20MM PANEL CONCRETE 120 SLUMP | 50 | 382 | 0.23 | 0.0023 | 382 | 2.28e-05 | 2.97 | 0.39 | 0.02 | 1.04 | 11.62 | 3.07 | 0.000743 | 3223.54 | 2970.73 |  | 50 MPa in-situ, no reinforcement - Adbri | Concrete, 50 MPa, in-situ, no reinforcement, (50MPa 20MM PANEL CONCRETE 120 SLUMP) (Adbri) (VIC) | https://epd-australasia.com/wp-content/uploads/2023/04/SP05520-Adbri-EPD-Concrete_VIC_Mar23.pdf
65MPa 14MM SUPER WORKABLE CONCRETE | 65 | 369 | 0.19 | 0.00661 | 369 | 2.27e-05 | 3.03 | 0.38 | 0.02 | 1 | 11.27 | 2.98 | 0.000712 | 3222.08 | 2917.96 |  | 65 MPa in-situ, no reinforcement - Adbri | Concrete, 65 MPa, in-situ, no reinforcement, (65MPa 14MM SUPER WORKABLE CONCRETE) (Adbri) (VIC) | https://epd-australasia.com/wp-content/uploads/2023/04/SP05520-Adbri-EPD-Concrete_VIC_Mar23.pdf
65MPa 14MM TREMIE 160 SLUMP | 65 | 372 | 0.35 | 0.00465 | 372 | 2.19e-05 | 3.08 | 0.37 | 0.02 | 0.98 | 10.96 | 2.91 | 0.000653 | 3346.24 | 3129.45 |  | 65 MPa in-situ, no reinforcement - Adbri | Concrete, 65 MPa, in-situ, no reinforcement, (65MPa 14MM TREMIE 160 SLUMP) (Adbri) (VIC) | https://epd-australasia.com/wp-content/uploads/2023/04/SP05520-Adbri-EPD-Concrete_VIC_Mar23.pdf
80MPa 14MM 150MM SLUMP CONCRETE | 80 | 406 | 0.33 | 0.00322 | 406 | 2.41e-05 | 3.31 | 0.41 | 0.02 | 1.09 | 12.19 | 3.23 | 0.000736 | 3571.25 | 3278.5 |  | 80 MPa in-situ, no reinforcement - Adbri | Concrete, 80 MPa, in-situ, no reinforcement, (80MPa 14MM 150MM SLUMP CONCRETE) (Adbri) (VIC) | https://epd-australasia.com/wp-content/uploads/2023/04/SP05520-Adbri-EPD-Concrete_VIC_Mar23.pdf
80MPa 14MM SUPER WORKABLE CONCRETE | 80 | 451 | 0.22 | 0.0071 | 452 | 2.72e-05 | 3.65 | 0.46 | 0.03 | 1.23 | 13.79 | 3.65 | 0.00087 | 3880.89 | 3444.05 |  | 80 MPa in-situ, no reinforcement - Adbri | Concrete, 80 MPa, in-situ, no reinforcement, (80MPa 14MM SUPER WORKABLE CONCRETE) (Adbri) (VIC) | https://epd-australasia.com/wp-content/uploads/2023/04/SP05520-Adbri-EPD-Concrete_VIC_Mar23.pdf
https://epd-australasia.com/wp-content/uploads/2023/04/SP05519-Adbri-EPD-Concrete_NSW_Mar23.pdf
New South Wales | [17 empty] | (Adbri) (NSW)
POTENTIAL ENVIRONMENTAL IMPACTS | Column1 | GWP-fossil | GWP-biogenic | GWP-luluc | GWP-total | ODP | AP | EPfreshwater | EPfreshwater2 | EP-marine | EPterrestrial | POCP | ADP-minerals& metals | ADP-fossil fuels | WDP
Product group | Strength (MPa) | kg CO2 eq. | kg CO2 eq. | kg CO2 eq. | kg CO2 eq. | kg CFC 11 eq. | mol H+ eq. | kg PO43 - eq. | kg P eq. | kg N eq. | mol N eq. | kg NMVOC eq. | kg Sb eq. | MJ | m3 deprived
Adbri Concrete N Class GP/GL 32 MPa | 32 | 335.12 | -0.00519 | 0.00047 | 335.12 | 1.59e-05 | 1.39 | 2.5 | 0.00183 | 0.395 | 4.4 | 1.17 | 0.000114 | 1900 | 766 |  | 32 MPa in-situ, no reinforcement - Adbri | Concrete, 32 MPa, in-situ, no reinforcement, (Adbri Concrete N Class GP/GL 32 MPa) (Adbri) (NSW) | https://epd-australasia.com/wp-content/uploads/2023/04/SP05519-Adbri-EPD-Concrete_NSW_Mar23.pdf
Adbri Concrete N Class GP/GL:FA 20 MPa | 20 | 253.87 | -0.00389 | 0.00564 | 253.87 | 1.29e-05 | 1.1 | 1.82 | 0.0017 | 0.311 | 3.47 | 0.926 | 0.000115 | 1510 | 699 |  | 20 MPa in-situ, no reinforcement - Adbri | Concrete, 20 MPa, in-situ, no reinforcement, (Adbri Concrete N Class GP/GL:FA 20 MPa) (Adbri) (NSW) | https://epd-australasia.com/wp-content/uploads/2023/04/SP05519-Adbri-EPD-Concrete_NSW_Mar23.pdf
Adbri Concrete N Class GP/GL:FA 25 MPa | 25 | 278.45 | -0.00495 | 0.00535 | 278.45 | 1.4e-05 | 1.2 | 2 | 0.00188 | 0.34 | 3.8 | 1.02 | 0.000128 | 1640 | 765 |  | 25 MPa in-situ, no reinforcement - Adbri | Concrete, 25 MPa, in-situ, no reinforcement, (Adbri Concrete N Class GP/GL:FA 25 MPa) (Adbri) (NSW) | https://epd-australasia.com/wp-content/uploads/2023/04/SP05519-Adbri-EPD-Concrete_NSW_Mar23.pdf
Adbri Concrete N Class GP/GL:FA 32 MPa | 32 | 302.66 | 0.00543 | 0.000491 | 302.67 | 1.47e-05 | 1.29 | 2.19 | 0.002 | 0.367 | 4.1 | 1.09 | 0.000135 | 1740 | 817 |  | 32 MPa in-situ, no reinforcement - Adbri | Concrete, 32 MPa, in-situ, no reinforcement, (Adbri Concrete N Class GP/GL:FA 32 MPa) (Adbri) (NSW) | https://epd-australasia.com/wp-content/uploads/2023/04/SP05519-Adbri-EPD-Concrete_NSW_Mar23.pdf
Adbri Concrete N Class GP/GL:FA 40 MPa | 40 | 366.72 | 0.00216 | 0.000543 | 366.72 | 1.64e-05 | 1.54 | 2.69 | 0.00224 | 0.439 | 4.9 | 1.3 | 0.000148 | 1990 | 933 |  | 40 MPa in-situ, no reinforcement - Adbri | Concrete, 40 MPa, in-situ, no reinforcement, (Adbri Concrete N Class GP/GL:FA 40 MPa) (Adbri) (NSW) | https://epd-australasia.com/wp-content/uploads/2023/04/SP05519-Adbri-EPD-Concrete_NSW_Mar23.pdf
Adbri Concrete N Class GP/GL:FA 50 MPa | 50 | 450.9 | 0.0276 | 0.000607 | 450.93 | 1.74e-05 | 1.85 | 3.38 | 0.00257 | 0.527 | 5.89 | 1.55 | 0.000152 | 2230 | 1210 |  | 50 MPa in-situ, no reinforcement - Adbri | Concrete, 50 MPa, in-situ, no reinforcement, (Adbri Concrete N Class GP/GL:FA 50 MPa) (Adbri) (NSW) | https://epd-australasia.com/wp-content/uploads/2023/04/SP05519-Adbri-EPD-Concrete_NSW_Mar23.pdf
Futurecrete® N Class GP/GL:FA 32 MPa | 32 | 295.48 | -0.00286 | 0.000497 | 295.48 | 1.56e-05 | 1.26 | 2.11 | 0.00197 | 0.353 | 3.94 | 1.06 | 0.000137 | 1790 | 763 |  | 32 MPa in-situ, no reinforcement - Adbri | Concrete, 32 MPa, in-situ, no reinforcement, (Futurecrete® N Class GP/GL:FA 32 MPa) (Adbri) (NSW) | https://epd-australasia.com/wp-content/uploads/2023/04/SP05519-Adbri-EPD-Concrete_NSW_Mar23.pdf
Futurecrete® N Class Ternary 50 MPa | 50 | 389.76 | 0.0328 | 0.000527 | 389.79 | 1.73e-05 | 1.92 | 2.66 | 0.00257 | 0.508 | 5.67 | 1.51 | 0.00015 | 2280 | 1290 |  | 50 MPa in-situ, no reinforcement - Adbri | Concrete, 50 MPa, in-situ, no reinforcement, (Futurecrete® N Class Ternary 50 MPa) (Adbri) (NSW) | https://epd-australasia.com/wp-content/uploads/2023/04/SP05519-Adbri-EPD-Concrete_NSW_Mar23.pdf
Futurecrete® Ultra N Class GP/ GL:Slag 20 MPa | 20 | 205.17 | 0.0262 | 0.0047 | 205.2 | 1.28e-05 | 1.18 | 1.21 | 0.00189 | 0.296 | 3.3 | 0.893 | 0.000121 | 1570 | 917 |  | 20 MPa in-situ, no reinforcement - Adbri | Concrete, 20 MPa, in-situ, no reinforcement, (Futurecrete® Ultra N Class GP/ GL:Slag 20 MPa) (Adbri) (NSW) | https://epd-australasia.com/wp-content/uploads/2023/04/SP05519-Adbri-EPD-Concrete_NSW_Mar23.pdf
Futurecrete® Ultra N Class GP/ GL:Slag 25 MPa | 25 | 208.81 | 0.0295 | 0.0045 | 208.85 | 1.27e-05 | 1.21 | 1.22 | 0.00192 | 0.305 | 3.4 | 0.92 | 0.000121 | 1580 | 953 |  | 25 MPa in-situ, no reinforcement - Adbri | Concrete, 25 MPa, in-situ, no reinforcement, (Futurecrete® Ultra N Class GP/ GL:Slag 25 MPa) (Adbri) (NSW) | https://epd-australasia.com/wp-content/uploads/2023/04/SP05519-Adbri-EPD-Concrete_NSW_Mar23.pdf
Futurecrete® Ultra N Class GP/ GL:Slag 32 MPa | 32 | 235.54 | 0.0414 | 0.000412 | 235.58 | 1.35e-05 | 1.34 | 1.41 | 0.00205 | 0.338 | 3.77 | 1.02 | 0.000125 | 1710 | 1040 |  | 32 MPa in-situ, no reinforcement - Adbri | Concrete, 32 MPa, in-situ, no reinforcement, (Futurecrete® Ultra N Class GP/ GL:Slag 32 MPa) (Adbri) (NSW) | https://epd-australasia.com/wp-content/uploads/2023/04/SP05519-Adbri-EPD-Concrete_NSW_Mar23.pdf
Futurecrete® Ultra N Class GP/ GL:Slag 40 MPa | 40 | 286.97 | 0.0463 | 0.000441 | 287.01 | 1.46e-05 | 1.59 | 1.79 | 0.00227 | 0.403 | 4.49 | 1.2 | 0.000132 | 1920 | 1190 |  | 40 MPa in-situ, no reinforcement - Adbri | Concrete, 40 MPa, in-situ, no reinforcement, (Futurecrete® Ultra N Class GP/ GL:Slag 40 MPa) (Adbri) (NSW) | https://epd-australasia.com/wp-content/uploads/2023/04/SP05519-Adbri-EPD-Concrete_NSW_Mar23.pdf
Futurecrete® Ultra N Class GP/ GL:Slag 50 MPa | 50 | 334.98 | 0.0534 | 0.000473 | 335.03 | 1.59e-05 | 1.84 | 2.12 | 0.00251 | 0.466 | 5.19 | 1.39 | 0.00014 | 2150 | 1350 |  | 50 MPa in-situ, no reinforcement - Adbri | Concrete, 50 MPa, in-situ, no reinforcement, (Futurecrete® Ultra N Class GP/ GL:Slag 50 MPa) (Adbri) (NSW) | https://epd-australasia.com/wp-content/uploads/2023/04/SP05519-Adbri-EPD-Concrete_NSW_Mar23.pdf
Futurecrete® Ultra N Class Ternary 20 MPa | 20 | 208.88 | 0.011 | 0.0047 | 208.89 | 1.3e-05 | 1.09 | 1.31 | 0.00185 | 0.286 | 3.19 | 0.865 | 0.000127 | 1520 | 803 |  | 20 MPa in-situ, no reinforcement - Adbri | Concrete, 20 MPa, in-situ, no reinforcement, (Futurecrete® Ultra N Class Ternary 20 MPa) (Adbri) (NSW) | https://epd-australasia.com/wp-content/uploads/2023/04/SP05519-Adbri-EPD-Concrete_NSW_Mar23.pdf
Futurecrete® Ultra N Class Ternary 25 MPa | 25 | 217.55 | 0.012 | 0.00455 | 217.57 | 1.32e-05 | 1.13 | 1.37 | 0.00189 | 0.297 | 3.31 | 0.896 | 0.000129 | 1550 | 828 |  | 25 MPa in-situ, no reinforcement - Adbri | Concrete, 25 MPa, in-situ, no reinforcement, (Futurecrete® Ultra N Class Ternary 25 MPa) (Adbri) (NSW) | https://epd-australasia.com/wp-content/uploads/2023/04/SP05519-Adbri-EPD-Concrete_NSW_Mar23.pdf
Futurecrete® Ultra N Class Ternary 32 MPa | 32 | 243.56 | 0.0227 | 0.000447 | 243.59 | 1.4e-05 | 1.25 | 1.56 | 0.00202 | 0.328 | 3.66 | 0.988 | 0.000135 | 1670 | 901 |  | 32 MPa in-situ, no reinforcement - Adbri | Concrete, 32 MPa, in-situ, no reinforcement, (Futurecrete® Ultra N Class Ternary 32 MPa) (Adbri) (NSW) | https://epd-australasia.com/wp-content/uploads/2023/04/SP05519-Adbri-EPD-Concrete_NSW_Mar23.pdf
Futurecrete® Ultra N Class Ternary 40 MPa | 40 | 301.22 | 0.0264 | 0.00049 | 301.25 | 1.54e-05 | 1.51 | 1.98 | 0.00229 | 0.399 | 4.45 | 1.2 | 0.000147 | 1920 | 1070 |  | 40 MPa in-situ, no reinforcement - Adbri | Concrete, 40 MPa, in-situ, no reinforcement, (Futurecrete® Ultra N Class Ternary 40 MPa) (Adbri) (NSW) | https://epd-australasia.com/wp-content/uploads/2023/04/SP05519-Adbri-EPD-Concrete_NSW_Mar23.pdf
S25MPA KERB&GUTTER MACHINE PLACED 10MM | 25 | 285.07 | -0.011 | 0.00828 | 285.07 | 1.53e-05 | 1.24 | 2.03 | 0.00199 | 0.351 | 3.92 | 1.05 | 0.000138 | 1760 | 785 |  | 25 MPa in-situ, no reinforcement - Adbri | Concrete, 25 MPa, in-situ, no reinforcement, (S25MPA KERB&GUTTER MACHINE PLACED 10MM) (Adbri) (NSW) | https://epd-australasia.com/wp-content/uploads/2023/04/SP05519-Adbri-EPD-Concrete_NSW_Mar23.pdf
S32MPA 20MM RMS B80 B1 EXPOSURE | 32 | 306 | -0.00404 | 0.000503 | 305.99 | 1.53e-05 | 1.31 | 2.2 | 0.00205 | 0.373 | 4.16 | 1.12 | 0.000144 | 1780 | 798 |  | 32 MPa in-situ, no reinforcement - Adbri | Concrete, 32 MPa, in-situ, no reinforcement, (S32MPA 20MM RMS B80 B1 EXPOSURE) (Adbri) (NSW) | https://epd-australasia.com/wp-content/uploads/2023/04/SP05519-Adbri-EPD-Concrete_NSW_Mar23.pdf
S32MPA 22MPA AT 4 DAYS 20MM | 32 | 358.56 | -0.0068 | 0.0005 | 358.56 | 1.59e-05 | 1.5 | 2.66 | 0.00203 | 0.43 | 4.8 | 1.27 | 0.000131 | 1940 | 842 |  | 32 MPa in-situ, no reinforcement - Adbri | Concrete, 32 MPa, in-situ, no reinforcement, (S32MPA 22MPA AT 4 DAYS 20MM) (Adbri) (NSW) | https://epd-australasia.com/wp-content/uploads/2023/04/SP05519-Adbri-EPD-Concrete_NSW_Mar23.pdf
S32MPA 25MPA AT 7 DAYS 20MM | 32 | 360.48 | -0.00689 | 0.000501 | 360.47 | 1.6e-05 | 1.51 | 2.68 | 0.00203 | 0.432 | 4.82 | 1.28 | 0.000131 | 1940 | 845 |  | 32 MPa in-situ, no reinforcement - Adbri | Concrete, 32 MPa, in-situ, no reinforcement, (S32MPA 25MPA AT 7 DAYS 20MM) (Adbri) (NSW) | https://epd-australasia.com/wp-content/uploads/2023/04/SP05519-Adbri-EPD-Concrete_NSW_Mar23.pdf
S32MPA KERB&GUTTER MACHINE PLACED 10MM | 32 | 307.26 | -0.00193 | 0.00363 | 307.26 | 1.58e-05 | 1.33 | 2.2 | 0.00207 | 0.376 | 4.19 | 1.12 | 0.000142 | 1830 | 826 |  | 32 MPa in-situ, no reinforcement - Adbri | Concrete, 32 MPa, in-situ, no reinforcement, (S32MPA KERB&GUTTER MACHINE PLACED 10MM) (Adbri) (NSW) | https://epd-australasia.com/wp-content/uploads/2023/04/SP05519-Adbri-EPD-Concrete_NSW_Mar23.pdf
S32MPA PT DECK 22MPA AT 5 DAYS 20MM | 32 | 347.94 | -0.00631 | 0.000492 | 347.94 | 1.57e-05 | 1.46 | 2.58 | 0.00199 | 0.418 | 4.67 | 1.24 | 0.00013 | 1890 | 824 |  | 32 MPa in-situ, no reinforcement - Adbri | Concrete, 32 MPa, in-situ, no reinforcement, (S32MPA PT DECK 22MPA AT 5 DAYS 20MM) (Adbri) (NSW) | https://epd-australasia.com/wp-content/uploads/2023/04/SP05519-Adbri-EPD-Concrete_NSW_Mar23.pdf
S32MPA PT DECK 22MPA AT 7 DAYS 20MM | 32 | 343.19 | -0.00611 | 0.000488 | 343.18 | 1.56e-05 | 1.44 | 2.54 | 0.00198 | 0.413 | 4.61 | 1.22 | 0.000129 | 1880 | 816 |  | 32 MPa in-situ, no reinforcement - Adbri | Concrete, 32 MPa, in-situ, no reinforcement, (S32MPA PT DECK 22MPA AT 7 DAYS 20MM) (Adbri) (NSW) | https://epd-australasia.com/wp-content/uploads/2023/04/SP05519-Adbri-EPD-Concrete_NSW_Mar23.pdf
S35MPA S CLASS 20MM R83 FIBRE | 35 | 338.84 | -0.00442 | 0.000533 | 338.84 | 1.7e-05 | 1.43 | 2.46 | 0.00211 | 0.401 | 4.48 | 1.2 | 0.000143 | 1990 | 832 |  | 35 MPa in-situ, no reinforcement - Adbri | Concrete, 35 MPa, in-situ, no reinforcement, (S35MPA S CLASS 20MM R83 FIBRE) (Adbri) (NSW) | https://epd-australasia.com/wp-content/uploads/2023/04/SP05519-Adbri-EPD-Concrete_NSW_Mar23.pdf
S35MPA S CLASS 20MM R83 MACHINE PLACED | 35 | 356.61 | -0.0408 | 0.0161 | 356.58 | 1.63e-05 | 1.5 | 2.62 | 0.00214 | 0.429 | 4.79 | 1.27 | 0.000143 | 1960 | 863 |  | 35 MPa in-situ, no reinforcement - Adbri | Concrete, 35 MPa, in-situ, no reinforcement, (S35MPA S CLASS 20MM R83 MACHINE PLACED) (Adbri) (NSW) | https://epd-australasia.com/wp-content/uploads/2023/04/SP05519-Adbri-EPD-Concrete_NSW_Mar23.pdf
S35MPA S CLASS 20MM R83 SLIPFORM | 35 | 355.03 | -0.0421 | 0.0161 | 355.01 | 1.51e-05 | 1.5 | 2.62 | 0.0021 | 0.438 | 4.88 | 1.3 | 0.000141 | 1850 | 863 |  | 35 MPa in-situ, no reinforcement - Adbri | Concrete, 35 MPa, in-situ, no reinforcement, (S35MPA S CLASS 20MM R83 SLIPFORM) (Adbri) (NSW) | https://epd-australasia.com/wp-content/uploads/2023/04/SP05519-Adbri-EPD-Concrete_NSW_Mar23.pdf
S40MPA 20MM RMS B80 B1 EXPOSURE AP | 40 | 360.88 | -0.00723 | 0.000543 | 360.88 | 1.66e-05 | 1.52 | 2.64 | 0.00224 | 0.433 | 4.83 | 1.29 | 0.000153 | 1980 | 892 |  | 40 MPa in-situ, no reinforcement - Adbri | Concrete, 40 MPa, in-situ, no reinforcement, (S40MPA 20MM RMS B80 B1 EXPOSURE AP) (Adbri) (NSW) | https://epd-australasia.com/wp-content/uploads/2023/04/SP05519-Adbri-EPD-Concrete_NSW_Mar23.pdf
S40MPA 20MM RTA 3201 SP40H | 40 | 513.4 | -0.0141 | 0.000577 | 513.39 | 1.89e-05 | 2.08 | 3.94 | 0.00241 | 0.605 | 6.76 | 1.77 | 0.000141 | 2450 | 1080 |  | 40 MPa in-situ, no reinforcement - Adbri | Concrete, 40 MPa, in-situ, no reinforcement, (S40MPA 20MM RTA 3201 SP40H) (Adbri) (NSW) | https://epd-australasia.com/wp-content/uploads/2023/04/SP05519-Adbri-EPD-Concrete_NSW_Mar23.pdf
S40MPA 22MPA AT 3 DAYS 20MM | 40 | 415.12 | -0.00965 | 0.000532 | 415.12 | 1.72e-05 | 1.71 | 3.13 | 0.00218 | 0.493 | 5.5 | 1.45 | 0.000136 | 2130 | 931 |  | 40 MPa in-situ, no reinforcement - Adbri | Concrete, 40 MPa, in-situ, no reinforcement, (S40MPA 22MPA AT 3 DAYS 20MM) (Adbri) (NSW) | https://epd-australasia.com/wp-content/uploads/2023/04/SP05519-Adbri-EPD-Concrete_NSW_Mar23.pdf
S40MPA 22MPA AT 4 DAYS 20MM | 40 | 405.74 | -0.00917 | 0.000527 | 405.73 | 1.7e-05 | 1.67 | 3.05 | 0.00216 | 0.482 | 5.38 | 1.42 | 0.000135 | 2100 | 917 |  | 40 MPa in-situ, no reinforcement - Adbri | Concrete, 40 MPa, in-situ, no reinforcement, (S40MPA 22MPA AT 4 DAYS 20MM) (Adbri) (NSW) | https://epd-australasia.com/wp-content/uploads/2023/04/SP05519-Adbri-EPD-Concrete_NSW_Mar23.pdf
S40MPA 22MPA AT 4 DAYS 20MM 120MM SLUMP | 40 | 424.55 | -0.0101 | 0.000538 | 424.54 | 1.74e-05 | 1.74 | 3.2 | 0.00221 | 0.503 | 5.61 | 1.48 | 0.000137 | 2170 | 946 |  | 40 MPa in-situ, no reinforcement - Adbri | Concrete, 40 MPa, in-situ, no reinforcement, (S40MPA 22MPA AT 4 DAYS 20MM 120MM SLUMP) (Adbri) (NSW) | https://epd-australasia.com/wp-content/uploads/2023/04/SP05519-Adbri-EPD-Concrete_NSW_Mar23.pdf
S40MPA 22MPA AT 5 DAYS 20MM | 40 | 401.06 | -0.00892 | 0.000525 | 401.05 | 1.69e-05 | 1.66 | 3.01 | 0.00215 | 0.477 | 5.32 | 1.41 | 0.000135 | 2090 | 909 |  | 40 MPa in-situ, no reinforcement - Adbri | Concrete, 40 MPa, in-situ, no reinforcement, (S40MPA 22MPA AT 5 DAYS 20MM) (Adbri) (NSW) | https://epd-australasia.com/wp-content/uploads/2023/04/SP05519-Adbri-EPD-Concrete_NSW_Mar23.pdf
S40MPA 22MPA AT 7 DAYS 20MM | 40 | 398.24 | -0.00878 | 0.000523 | 398.23 | 1.68e-05 | 1.65 | 2.99 | 0.00214 | 0.474 | 5.29 | 1.4 | 0.000135 | 2080 | 905 |  | 40 MPa in-situ, no reinforcement - Adbri | Concrete, 40 MPa, in-situ, no reinforcement, (S40MPA 22MPA AT 7 DAYS 20MM) (Adbri) (NSW) | https://epd-australasia.com/wp-content/uploads/2023/04/SP05519-Adbri-EPD-Concrete_NSW_Mar23.pdf
S40MPA 25MPA AT 5 DAYS 20MM | 40 | 410.45 | -0.0094 | 0.00053 | 410.44 | 1.71e-05 | 1.69 | 3.09 | 0.00217 | 0.487 | 5.44 | 1.44 | 0.000136 | 2120 | 924 |  | 40 MPa in-situ, no reinforcement - Adbri | Concrete, 40 MPa, in-situ, no reinforcement, (S40MPA 25MPA AT 5 DAYS 20MM) (Adbri) (NSW) | https://epd-australasia.com/wp-content/uploads/2023/04/SP05519-Adbri-EPD-Concrete_NSW_Mar23.pdf
S40MPA 25MPA AT 7 DAYS 20MM | 40 | 401.06 | -0.00892 | 0.000525 | 401.05 | 1.69e-05 | 1.66 | 3.01 | 0.00215 | 0.477 | 5.32 | 1.41 | 0.000135 | 2090 | 909 |  | 40 MPa in-situ, no reinforcement - Adbri | Concrete, 40 MPa, in-situ, no reinforcement, (S40MPA 25MPA AT 7 DAYS 20MM) (Adbri) (NSW) | https://epd-australasia.com/wp-content/uploads/2023/04/SP05519-Adbri-EPD-Concrete_NSW_Mar23.pdf
S40MPA PT DECK 25MPA AT 3 DAYS 20MM | 40 | 424.55 | -0.0101 | 0.000538 | 424.54 | 1.74e-05 | 1.74 | 3.2 | 0.00221 | 0.503 | 5.61 | 1.48 | 0.000137 | 2170 | 946 |  | 40 MPa in-situ, no reinforcement - Adbri | Concrete, 40 MPa, in-situ, no reinforcement, (S40MPA PT DECK 25MPA AT 3 DAYS 20MM) (Adbri) (NSW) | https://epd-australasia.com/wp-content/uploads/2023/04/SP05519-Adbri-EPD-Concrete_NSW_Mar23.pdf
S40MPA PT DECK 25MPA AT 4 DAYS 20MM | 40 | 415.12 | -0.00965 | 0.000532 | 415.12 | 1.72e-05 | 1.71 | 3.13 | 0.00218 | 0.493 | 5.5 | 1.45 | 0.000136 | 2130 | 931 |  | 40 MPa in-situ, no reinforcement - Adbri | Concrete, 40 MPa, in-situ, no reinforcement, (S40MPA PT DECK 25MPA AT 4 DAYS 20MM) (Adbri) (NSW) | https://epd-australasia.com/wp-content/uploads/2023/04/SP05519-Adbri-EPD-Concrete_NSW_Mar23.pdf
S40MPA RTA SP40HC 20MM SP [HIGH EARLY] | 40 | 502.89 | -0.0181 | 0.00209 | 502.88 | 1.76e-05 | 2.04 | 3.89 | 0.00226 | 0.598 | 6.67 | 1.74 | 0.000127 | 2330 | 1040 |  | 40 MPa in-situ, no reinforcement - Adbri | Concrete, 40 MPa, in-situ, no reinforcement, (S40MPA RTA SP40HC 20MM SP [HIGH EARLY]) (Adbri) (NSW) | https://epd-australasia.com/wp-content/uploads/2023/04/SP05519-Adbri-EPD-Concrete_NSW_Mar23.pdf
S50MPA 20MM RMS B80 B1 EXPOSURE PRCST | 50 | 455.28 | -0.00919 | 0.000632 | 455.27 | 1.96e-05 | 1.89 | 3.38 | 0.00261 | 0.541 | 6.03 | 1.6 | 0.000172 | 2400 | 1060 |  | 50 MPa in-situ, no reinforcement - Adbri | Concrete, 50 MPa, in-situ, no reinforcement, (S50MPA 20MM RMS B80 B1 EXPOSURE PRCST) (Adbri) (NSW) | https://epd-australasia.com/wp-content/uploads/2023/04/SP05519-Adbri-EPD-Concrete_NSW_Mar23.pdf
S50MPA PT 22MPA AT 3 DAYS 20MM | 50 | 508.53 | -0.0142 | 0.000588 | 508.51 | 1.92e-05 | 2.06 | 3.89 | 0.00244 | 0.596 | 6.65 | 1.75 | 0.000144 | 2470 | 1080 |  | 50 MPa in-situ, no reinforcement - Adbri | Concrete, 50 MPa, in-situ, no reinforcement, (S50MPA PT 22MPA AT 3 DAYS 20MM) (Adbri) (NSW) | https://epd-australasia.com/wp-content/uploads/2023/04/SP05519-Adbri-EPD-Concrete_NSW_Mar23.pdf
S5MPA R82 20MM LEAN MIX HAND PLACED AEA | 5 | 141.56 | 0.00506 | 0.000445 | 141.56 | 1.24e-05 | 0.713 | 0.81 | 0.00177 | 0.193 | 2.15 | 0.607 | 0.000148 | 1250 | 581 |  | 5 MPa in-situ, no reinforcement - Adbri | Concrete, 5 MPa, in-situ, no reinforcement, (S5MPA R82 20MM LEAN MIX HAND PLACED AEA) (Adbri) (NSW) | https://epd-australasia.com/wp-content/uploads/2023/04/SP05519-Adbri-EPD-Concrete_NSW_Mar23.pdf
S CLASS 20MM NO FINES 6:1 | ? | 105.88 | -0.00152 | 0.00038 | 105.88 | 9.2e-06 | 0.545 | 0.538 | 0.00163 | 0.147 | 1.64 | 0.475 | 0.000144 | 923 | 511 |  | ? MPa in-situ, no reinforcement - Adbri | Concrete, ? MPa, in-situ, no reinforcement, (S CLASS 20MM NO FINES 6:1) (Adbri) (NSW) | https://epd-australasia.com/wp-content/uploads/2023/04/SP05519-Adbri-EPD-Concrete_NSW_Mar23.pdf
Futurecrete® S25MPA HY-LINE 2INCH 10MM PUMP | 25 | 248.82 | 0.00664 | 0.00628 | 248.83 | 1.42e-05 | 1.23 | 1.64 | 0.00196 | 0.33 | 3.67 | 0.99 | 0.000131 | 1680 | 859 |  | 25 MPa in-situ, no reinforcement - Adbri | Concrete, 25 MPa, in-situ, no reinforcement, (Futurecrete® S25MPA HY-LINE 2INCH 10MM PUMP) (Adbri) (NSW) | https://epd-australasia.com/wp-content/uploads/2023/04/SP05519-Adbri-EPD-Concrete_NSW_Mar23.pdf
Futurecrete® S32MPA HY-LINE 2INCH 10MM PUMP | 32 | 277.65 | 0.0208 | 0.000474 | 277.67 | 1.5e-05 | 1.37 | 1.85 | 0.0021 | 0.365 | 4.07 | 1.09 | 0.000138 | 1810 | 938 |  | 32 MPa in-situ, no reinforcement - Adbri | Concrete, 32 MPa, in-situ, no reinforcement, (Futurecrete® S32MPA HY-LINE 2INCH 10MM PUMP) (Adbri) (NSW) | https://epd-australasia.com/wp-content/uploads/2023/04/SP05519-Adbri-EPD-Concrete_NSW_Mar23.pdf
Futurecrete® S35MPA S CLASS 20MM R83 HAND PLACE | 35 | 279.29 | 0.0302 | 0.000423 | 279.33 | 1.38e-05 | 1.44 | 1.83 | 0.00205 | 0.377 | 4.2 | 1.12 | 0.000123 | 1780 | 1020 |  | 35 MPa in-situ, no reinforcement - Adbri | Concrete, 35 MPa, in-situ, no reinforcement, (Futurecrete® S35MPA S CLASS 20MM R83 HAND PLACE) (Adbri) (NSW) | https://epd-australasia.com/wp-content/uploads/2023/04/SP05519-Adbri-EPD-Concrete_NSW_Mar23.pdf
Futurecrete® S40MPA JUMP/ SLIP/COLUMNS 10MM SP | 40 | 324.87 | 0.0186 | 0.000517 | 324.89 | 1.62e-05 | 1.55 | 2.21 | 0.00232 | 0.418 | 4.66 | 1.25 | 0.000151 | 1990 | 1040 |  | 40 MPa in-situ, no reinforcement - Adbri | Concrete, 40 MPa, in-situ, no reinforcement, (Futurecrete® S40MPA JUMP/ SLIP/COLUMNS 10MM SP) (Adbri) (NSW) | https://epd-australasia.com/wp-content/uploads/2023/04/SP05519-Adbri-EPD-Concrete_NSW_Mar23.pdf
Futurecrete® S40 SCC 10MM | ? | 332.23 | 0.0283 | 0.000511 | 332.26 | 1.67e-05 | 1.64 | 2.23 | 0.00235 | 0.437 | 4.87 | 1.3 | 0.000145 | 2090 | 1110 |  | ? MPa in-situ, no reinforcement - Adbri | Concrete, ? MPa, in-situ, no reinforcement, (Futurecrete® S40 SCC 10MM) (Adbri) (NSW) | https://epd-australasia.com/wp-content/uploads/2023/04/SP05519-Adbri-EPD-Concrete_NSW_Mar23.pdf
Futurecrete® S40MPA HY-LINE 2INCH 10MM PUMP | 40 | 338.56 | 0.0232 | 0.000524 | 338.58 | 1.67e-05 | 1.64 | 2.3 | 0.00238 | 0.439 | 4.89 | 1.31 | 0.000151 | 2080 | 1100 |  | 40 MPa in-situ, no reinforcement - Adbri | Concrete, 40 MPa, in-situ, no reinforcement, (Futurecrete® S40MPA HY-LINE 2INCH 10MM PUMP ) (Adbri) (NSW) | https://epd-australasia.com/wp-content/uploads/2023/04/SP05519-Adbri-EPD-Concrete_NSW_Mar23.pdf
Futurecrete® S50MPA JUMP/ SLIP/COLUMNS 10MM SP | 50 | 419.46 | 0.0141 | 0.000576 | 419.47 | 1.84e-05 | 1.9 | 2.98 | 0.00259 | 0.523 | 5.83 | 1.55 | 0.00016 | 2340 | 1190 |  | 50 MPa in-situ, no reinforcement - Adbri | Concrete, 50 MPa, in-situ, no reinforcement, (Futurecrete® S50MPA JUMP/ SLIP/COLUMNS 10MM SP) (Adbri) (NSW) | https://epd-australasia.com/wp-content/uploads/2023/04/SP05519-Adbri-EPD-Concrete_NSW_Mar23.pdf
Futurecrete® S50 SCC 10MM | ? | 395.09 | 0.0315 | 0.00055 | 395.12 | 1.8e-05 | 1.93 | 2.7 | 0.00261 | 0.513 | 5.72 | 1.52 | 0.000155 | 2340 | 1280 |  | ? MPa in-situ, no reinforcement - Adbri | Concrete, ? MPa, in-situ, no reinforcement, (Futurecrete® S50 SCC 10MM) (Adbri) (NSW) | https://epd-australasia.com/wp-content/uploads/2023/04/SP05519-Adbri-EPD-Concrete_NSW_Mar23.pdf
Futurecrete® S50MPA HY-LINE 2INCH 10MM PUMP | 50 | 401.34 | 0.0255 | 0.00057 | 401.36 | 1.83e-05 | 1.91 | 2.77 | 0.00266 | 0.514 | 5.73 | 1.53 | 0.000163 | 2340 | 1260 |  | 50 MPa in-situ, no reinforcement - Adbri | Concrete, 50 MPa, in-situ, no reinforcement, (Futurecrete® S50MPA HY-LINE 2INCH 10MM PUMP ) (Adbri) (NSW) | https://epd-australasia.com/wp-content/uploads/2023/04/SP05519-Adbri-EPD-Concrete_NSW_Mar23.pdf
Futurecrete® S65MPA JUMP/ SLIP/COLUMNS 10MM SP | 65 | 495.08 | 0.0108 | 0.000623 | 495.1 | 2.02e-05 | 2.19 | 3.6 | 0.0028 | 0.607 | 6.77 | 1.79 | 0.000166 | 2620 | 1310 |  | 65 MPa in-situ, no reinforcement - Adbri | Concrete, 65 MPa, in-situ, no reinforcement, (Futurecrete® S65MPA JUMP/ SLIP/COLUMNS 10MM SP) (Adbri) (NSW) | https://epd-australasia.com/wp-content/uploads/2023/04/SP05519-Adbri-EPD-Concrete_NSW_Mar23.pdf
Futurecrete® Ultra S15MPA BLOCKFILL 10MM | 15 | 180.4 | 0.00842 | 0.0078 | 180.42 | 1.23e-05 | 1 | 1.05 | 0.00183 | 0.257 | 2.86 | 0.784 | 0.000129 | 1420 | 792 |  | 15 MPa in-situ, no reinforcement - Adbri | Concrete, 15 MPa, in-situ, no reinforcement, (Futurecrete® Ultra S15MPA BLOCKFILL 10MM) (Adbri) (NSW) | https://epd-australasia.com/wp-content/uploads/2023/04/SP05519-Adbri-EPD-Concrete_NSW_Mar23.pdf
Futurecrete® Ultra S15MPA BLOCKFILL 10MM 230MM SLUMP | 15 | 183.54 | 0.0094 | 0.00741 | 183.55 | 1.24e-05 | 1.01 | 1.08 | 0.00184 | 0.261 | 2.9 | 0.795 | 0.000129 | 1440 | 800 |  | 15 MPa in-situ, no reinforcement - Adbri | Concrete, 15 MPa, in-situ, no reinforcement, (Futurecrete® Ultra S15MPA BLOCKFILL 10MM 230MM SLUMP) (Adbri) (NSW) | https://epd-australasia.com/wp-content/uploads/2023/04/SP05519-Adbri-EPD-Concrete_NSW_Mar23.pdf
Futurecrete® Ultra S20MPA BLOCKFILL 10MM | 20 | 211.17 | 0.0144 | 0.00666 | 211.2 | 1.32e-05 | 1.15 | 1.27 | 0.002 | 0.296 | 3.3 | 0.899 | 0.000137 | 1570 | 896 |  | 20 MPa in-situ, no reinforcement - Adbri | Concrete, 20 MPa, in-situ, no reinforcement, (Futurecrete® Ultra S20MPA BLOCKFILL 10MM) (Adbri) (NSW) | https://epd-australasia.com/wp-content/uploads/2023/04/SP05519-Adbri-EPD-Concrete_NSW_Mar23.pdf
Futurecrete® Ultra S20MPA BLOCKFILL 10MM 230MM SLUMP | 20 | 216.64 | 0.0132 | 0.00744 | 216.66 | 1.33e-05 | 1.18 | 1.31 | 0.00203 | 0.303 | 3.38 | 0.919 | 0.000138 | 1590 | 912 |  | 20 MPa in-situ, no reinforcement - Adbri | Concrete, 20 MPa, in-situ, no reinforcement, (Futurecrete® Ultra S20MPA BLOCKFILL 10MM 230MM SLUMP) (Adbri) (NSW) | https://epd-australasia.com/wp-content/uploads/2023/04/SP05519-Adbri-EPD-Concrete_NSW_Mar23.pdf
Futurecrete® Ultra S20MPA DINCEL 10MM | 20 | 216.69 | 0.0149 | 0.00666 | 216.71 | 1.33e-05 | 1.18 | 1.31 | 0.00203 | 0.303 | 3.38 | 0.919 | 0.000139 | 1590 | 913 |  | 20 MPa in-situ, no reinforcement - Adbri | Concrete, 20 MPa, in-situ, no reinforcement, (Futurecrete® Ultra S20MPA DINCEL 10MM) (Adbri) (NSW) | https://epd-australasia.com/wp-content/uploads/2023/04/SP05519-Adbri-EPD-Concrete_NSW_Mar23.pdf
Futurecrete® Ultra S25MPA 10MM RITEK SYSTEM | 25 | 226.88 | 0.0143 | 0.00745 | 226.91 | 1.36e-05 | 1.23 | 1.38 | 0.00209 | 0.316 | 3.52 | 0.957 | 0.000141 | 1640 | 946 |  | 25 MPa in-situ, no reinforcement - Adbri | Concrete, 25 MPa, in-situ, no reinforcement, (Futurecrete® Ultra S25MPA 10MM RITEK SYSTEM) (Adbri) (NSW) | https://epd-australasia.com/wp-content/uploads/2023/04/SP05519-Adbri-EPD-Concrete_NSW_Mar23.pdf
Futurecrete® Ultra S25MPA BLOCKFILL 10MM | 25 | 226.92 | 0.016 | 0.00667 | 226.95 | 1.36e-05 | 1.23 | 1.38 | 0.00209 | 0.316 | 3.52 | 0.958 | 0.000141 | 1640 | 947 |  | 25 MPa in-situ, no reinforcement - Adbri | Concrete, 25 MPa, in-situ, no reinforcement, (Futurecrete® Ultra S25MPA BLOCKFILL 10MM) (Adbri) (NSW) | https://epd-australasia.com/wp-content/uploads/2023/04/SP05519-Adbri-EPD-Concrete_NSW_Mar23.pdf
Futurecrete® Ultra S25MPA BLOCKFILL 10MM 230MM SLUMP | 25 | 231.64 | 0.015 | 0.00745 | 231.67 | 1.38e-05 | 1.25 | 1.41 | 0.00212 | 0.322 | 3.59 | 0.976 | 0.000143 | 1670 | 964 |  | 25 MPa in-situ, no reinforcement - Adbri | Concrete, 25 MPa, in-situ, no reinforcement, (Futurecrete® Ultra S25MPA BLOCKFILL 10MM 230MM SLUMP) (Adbri) (NSW) | https://epd-australasia.com/wp-content/uploads/2023/04/SP05519-Adbri-EPD-Concrete_NSW_Mar23.pdf
Futurecrete® Ultra S25MPA DINCEL 10MM | 25 | 231.69 | 0.0176 | 0.00629 | 231.71 | 1.38e-05 | 1.25 | 1.41 | 0.00212 | 0.322 | 3.59 | 0.976 | 0.000143 | 1670 | 965 |  | 25 MPa in-situ, no reinforcement - Adbri | Concrete, 25 MPa, in-situ, no reinforcement, (Futurecrete® Ultra S25MPA DINCEL 10MM) (Adbri) (NSW) | https://epd-australasia.com/wp-content/uploads/2023/04/SP05519-Adbri-EPD-Concrete_NSW_Mar23.pdf
Futurecrete® Ultra S25MPA PILE/ TREMIE 10MM SP | 25 | 229.17 | 0.0299 | 0.000448 | 229.2 | 1.37e-05 | 1.24 | 1.39 | 0.0021 | 0.319 | 3.56 | 0.966 | 0.000142 | 1650 | 955 |  | 25 MPa in-situ, no reinforcement - Adbri | Concrete, 25 MPa, in-situ, no reinforcement, (Futurecrete® Ultra S25MPA PILE/ TREMIE 10MM SP) (Adbri) (NSW) | https://epd-australasia.com/wp-content/uploads/2023/04/SP05519-Adbri-EPD-Concrete_NSW_Mar23.pdf
Futurecrete® Ultra S32MPA 10MM AFS WALL SYSTEM | 32 | 240.17 | 0.0308 | 0.000458 | 240.2 | 1.4e-05 | 1.29 | 1.47 | 0.00216 | 0.333 | 3.71 | 1.01 | 0.000145 | 1700 | 989 |  | 32 MPa in-situ, no reinforcement - Adbri | Concrete, 32 MPa, in-situ, no reinforcement, (Futurecrete® Ultra S32MPA 10MM AFS WALL SYSTEM) (Adbri) (NSW) | https://epd-australasia.com/wp-content/uploads/2023/04/SP05519-Adbri-EPD-Concrete_NSW_Mar23.pdf
Futurecrete® Ultra S32MPA 10MM RITEK SYSTEM | 32 | 242.55 | 0.0312 | 0.00046 | 242.58 | 1.41e-05 | 1.31 | 1.49 | 0.00218 | 0.336 | 3.74 | 1.02 | 0.000145 | 1710 | 997 |  | 32 MPa in-situ, no reinforcement - Adbri | Concrete, 32 MPa, in-situ, no reinforcement, (Futurecrete® Ultra S32MPA 10MM RITEK SYSTEM) (Adbri) (NSW) | https://epd-australasia.com/wp-content/uploads/2023/04/SP05519-Adbri-EPD-Concrete_NSW_Mar23.pdf
Futurecrete® Ultra S32MPA BLOCKFILL 10MM | 32 | 244.99 | 0.0315 | 0.000463 | 245.02 | 1.42e-05 | 1.32 | 1.5 | 0.00219 | 0.339 | 3.78 | 1.03 | 0.000146 | 1730 | 1010 |  | 32 MPa in-situ, no reinforcement - Adbri | Concrete, 32 MPa, in-situ, no reinforcement, (Futurecrete® Ultra S32MPA BLOCKFILL 10MM) (Adbri) (NSW) | https://epd-australasia.com/wp-content/uploads/2023/04/SP05519-Adbri-EPD-Concrete_NSW_Mar23.pdf
Futurecrete® Ultra S32MPA BLOCKFILL 10MM 230MM SLUMP | 32 | 247.3 | 0.0319 | 0.000464 | 247.33 | 1.42e-05 | 1.33 | 1.52 | 0.00221 | 0.342 | 3.81 | 1.03 | 0.000147 | 1740 | 1020 |  | 32 MPa in-situ, no reinforcement - Adbri | Concrete, 32 MPa, in-situ, no reinforcement, (Futurecrete® Ultra S32MPA BLOCKFILL 10MM 230MM SLUMP ) (Adbri) (NSW) | https://epd-australasia.com/wp-content/uploads/2023/04/SP05519-Adbri-EPD-Concrete_NSW_Mar23.pdf
Futurecrete® Ultra S32MPA JUMP/ SLIP/COLUMNS 10MM SP | 32 | 256.03 | 0.0201 | 0.000471 | 256.05 | 1.46e-05 | 1.27 | 1.67 | 0.00208 | 0.339 | 3.78 | 1.02 | 0.000141 | 1730 | 902 |  | 32 MPa in-situ, no reinforcement - Adbri | Concrete, 32 MPa, in-situ, no reinforcement, (Futurecrete® Ultra S32MPA JUMP/ SLIP/COLUMNS 10MM SP) (Adbri) (NSW) | https://epd-australasia.com/wp-content/uploads/2023/04/SP05519-Adbri-EPD-Concrete_NSW_Mar23.pdf
Futurecrete® Ultra S32MPA PILE/ TREMIE 10MM SP | 32 | 244.93 | 0.0315 | 0.000462 | 244.96 | 1.41e-05 | 1.32 | 1.5 | 0.00219 | 0.339 | 3.78 | 1.02 | 0.000146 | 1730 | 1010 |  | 32 MPa in-situ, no reinforcement - Adbri | Concrete, 32 MPa, in-situ, no reinforcement, (Futurecrete® Ultra S32MPA PILE/ TREMIE 10MM SP) (Adbri) (NSW) | https://epd-australasia.com/wp-content/uploads/2023/04/SP05519-Adbri-EPD-Concrete_NSW_Mar23.pdf
Futurecrete® Ultra S40 10MM RMS B80 B2 HWC | 40 | 283.48 | 0.046 | 0.000439 | 283.53 | 1.46e-05 | 1.57 | 1.77 | 0.00224 | 0.398 | 4.44 | 1.19 | 0.000131 | 1910 | 1170 |  | 40 MPa in-situ, no reinforcement - Adbri | Concrete, 40 MPa, in-situ, no reinforcement, (Futurecrete® Ultra S40 10MM RMS B80 B2 HWC) (Adbri) (NSW) | https://epd-australasia.com/wp-content/uploads/2023/04/SP05519-Adbri-EPD-Concrete_NSW_Mar23.pdf
Futurecrete® Ultra S40MPA 10MM AFS WALL SYSTEM | 40 | 275.7 | 0.0349 | 0.00049 | 275.74 | 1.5e-05 | 1.47 | 1.71 | 0.00237 | 0.378 | 4.22 | 1.14 | 0.000154 | 1870 | 1110 |  | 40 MPa in-situ, no reinforcement - Adbri | Concrete, 40 MPa, in-situ, no reinforcement, (Futurecrete® Ultra S40MPA 10MM AFS WALL SYSTEM) (Adbri) (NSW) | https://epd-australasia.com/wp-content/uploads/2023/04/SP05519-Adbri-EPD-Concrete_NSW_Mar23.pdf
Futurecrete® Ultra S40MPA 10MM RITEK SYSTEM | 40 | 278.05 | 0.0353 | 0.000492 | 278.09 | 1.51e-05 | 1.48 | 1.73 | 0.00238 | 0.381 | 4.25 | 1.15 | 0.000155 | 1890 | 1120 |  | 40 MPa in-situ, no reinforcement - Adbri | Concrete, 40 MPa, in-situ, no reinforcement, (Futurecrete® Ultra S40MPA 10MM RITEK SYSTEM) (Adbri) (NSW) | https://epd-australasia.com/wp-content/uploads/2023/04/SP05519-Adbri-EPD-Concrete_NSW_Mar23.pdf
Futurecrete® Ultra S40MPA 20MM RMS B80 B2 EXPOSURE AP | 40 | 283.14 | 0.0453 | 0.000434 | 283.18 | 1.43e-05 | 1.57 | 1.76 | 0.00224 | 0.397 | 4.43 | 1.19 | 0.00013 | 1890 | 1170 |  | 40 MPa in-situ, no reinforcement - Adbri | Concrete, 40 MPa, in-situ, no reinforcement, (Futurecrete® Ultra S40MPA 20MM RMS B80 B2 EXPOSURE AP) (Adbri) (NSW) | https://epd-australasia.com/wp-content/uploads/2023/04/SP05519-Adbri-EPD-Concrete_NSW_Mar23.pdf
Futurecrete® Ultra S40MPA BLOCKFILL 10MM | 40 | 280.47 | 0.0356 | 0.000495 | 280.51 | 1.52e-05 | 1.49 | 1.75 | 0.0024 | 0.385 | 4.29 | 1.16 | 0.000156 | 1900 | 1130 |  | 40 MPa in-situ, no reinforcement - Adbri | Concrete, 40 MPa, in-situ, no reinforcement, (Futurecrete® Ultra S40MPA BLOCKFILL 10MM) (Adbri) (NSW) | https://epd-australasia.com/wp-content/uploads/2023/04/SP05519-Adbri-EPD-Concrete_NSW_Mar23.pdf
Futurecrete® Ultra S40MPA BLOCKFILL 10MM 230MM SLUMP SP | 40 | 282.83 | 0.036 | 0.000497 | 282.87 | 1.53e-05 | 1.51 | 1.76 | 0.00241 | 0.388 | 4.32 | 1.17 | 0.000157 | 1910 | 1140 |  | 40 MPa in-situ, no reinforcement - Adbri | Concrete, 40 MPa, in-situ, no reinforcement, (Futurecrete® Ultra S40MPA BLOCKFILL 10MM 230MM SLUMP SP) (Adbri) (NSW) | https://epd-australasia.com/wp-content/uploads/2023/04/SP05519-Adbri-EPD-Concrete_NSW_Mar23.pdf
Futurecrete® Ultra S40MPA PILE/ TREMIE 10MM SP | 40 | 280.43 | 0.0356 | 0.000494 | 280.47 | 1.52e-05 | 1.49 | 1.75 | 0.00239 | 0.385 | 4.29 | 1.16 | 0.000156 | 1900 | 1130 |  | 40 MPa in-situ, no reinforcement - Adbri | Concrete, 40 MPa, in-situ, no reinforcement, (Futurecrete® Ultra S40MPA PILE/ TREMIE 10MM SP) (Adbri) (NSW) | https://epd-australasia.com/wp-content/uploads/2023/04/SP05519-Adbri-EPD-Concrete_NSW_Mar23.pdf
Futurecrete® Ultra S50MPA 10MM AFS WALL SYSTEM | 50 | 313.6 | 0.0394 | 0.000525 | 313.64 | 1.62e-05 | 1.66 | 1.98 | 0.00258 | 0.427 | 4.76 | 1.28 | 0.000165 | 2060 | 1240 |  | 50 MPa in-situ, no reinforcement - Adbri | Concrete, 50 MPa, in-situ, no reinforcement, (Futurecrete® Ultra S50MPA 10MM AFS WALL SYSTEM) (Adbri) (NSW) | https://epd-australasia.com/wp-content/uploads/2023/04/SP05519-Adbri-EPD-Concrete_NSW_Mar23.pdf
Futurecrete® Ultra S50MPA 10MM RITEK | 50 | 315.98 | 0.0398 | 0.000527 | 316.02 | 1.62e-05 | 1.67 | 1.99 | 0.0026 | 0.43 | 4.8 | 1.29 | 0.000166 | 2070 | 1250 |  | 50 MPa in-situ, no reinforcement - Adbri | Concrete, 50 MPa, in-situ, no reinforcement, (Futurecrete® Ultra S50MPA 10MM RITEK) (Adbri) (NSW) | https://epd-australasia.com/wp-content/uploads/2023/04/SP05519-Adbri-EPD-Concrete_NSW_Mar23.pdf
Futurecrete® Ultra S50MPA 20MM RMS B80 C1 EXPOSURE AP | 50 | 317.79 | 0.0503 | 0.00046 | 317.84 | 1.53e-05 | 1.75 | 2 | 0.00242 | 0.443 | 4.94 | 1.32 | 0.000137 | 2060 | 1290 |  | 50 MPa in-situ, no reinforcement - Adbri | Concrete, 50 MPa, in-situ, no reinforcement, (Futurecrete® Ultra S50MPA 20MM RMS B80 C1 EXPOSURE AP) (Adbri) (NSW) | https://epd-australasia.com/wp-content/uploads/2023/04/SP05519-Adbri-EPD-Concrete_NSW_Mar23.pdf
Futurecrete® Ultra S50MPA BLOCKFILL 10MM 230MM SLUMP | 50 | 321.47 | 0.0402 | 0.000532 | 321.51 | 1.64e-05 | 1.7 | 2.03 | 0.00263 | 0.437 | 4.87 | 1.31 | 0.000167 | 2090 | 1260 |  | 50 MPa in-situ, no reinforcement - Adbri | Concrete, 50 MPa, in-situ, no reinforcement, (Futurecrete® Ultra S50MPA BLOCKFILL 10MM 230MM SLUMP) (Adbri) (NSW) | https://epd-australasia.com/wp-content/uploads/2023/04/SP05519-Adbri-EPD-Concrete_NSW_Mar23.pdf
Futurecrete® Ultra S50MPA DINCEL 10MM | 50 | 319.08 | 0.0398 | 0.00053 | 319.12 | 1.63e-05 | 1.69 | 2.01 | 0.00261 | 0.434 | 4.84 | 1.3 | 0.000166 | 2080 | 1250 |  | 50 MPa in-situ, no reinforcement - Adbri | Concrete, 50 MPa, in-situ, no reinforcement, (Futurecrete® Ultra S50MPA DINCEL 10MM) (Adbri) (NSW) | https://epd-australasia.com/wp-content/uploads/2023/04/SP05519-Adbri-EPD-Concrete_NSW_Mar23.pdf
Futurecrete® Ultra S50MPA PILE/ TREMIE 10MM SP | 50 | 319.08 | 0.0398 | 0.00053 | 319.12 | 1.63e-05 | 1.69 | 2.01 | 0.00261 | 0.434 | 4.84 | 1.3 | 0.000166 | 2080 | 1250 |  | 50 MPa in-situ, no reinforcement - Adbri | Concrete, 50 MPa, in-situ, no reinforcement, (Futurecrete® Ultra S50MPA PILE/ TREMIE 10MM SP) (Adbri) (NSW) | https://epd-australasia.com/wp-content/uploads/2023/04/SP05519-Adbri-EPD-Concrete_NSW_Mar23.pdf
Futurecrete® Ultra S60MPA PILE/ TREMIE 10MM SP | 60 | 349.83 | 0.0433 | 0.000557 | 349.87 | 1.72e-05 | 1.84 | 2.23 | 0.00279 | 0.473 | 5.27 | 1.42 | 0.000175 | 2230 | 1360 |  | 60 MPa in-situ, no reinforcement - Adbri | Concrete, 60 MPa, in-situ, no reinforcement, (Futurecrete® Ultra S60MPA PILE/ TREMIE 10MM SP) (Adbri) (NSW) | https://epd-australasia.com/wp-content/uploads/2023/04/SP05519-Adbri-EPD-Concrete_NSW_Mar23.pdf
Futurecrete® Ultra S65MPA PILE/ TREMIE 10MM SP | 64 | 370.8 | 0.046 | 0.000577 | 370.85 | 1.79e-05 | 1.94 | 2.37 | 0.00291 | 0.5 | 5.58 | 1.5 | 0.000181 | 2330 | 1430 |  | 64 MPa in-situ, no reinforcement - Adbri | Concrete, 64 MPa, in-situ, no reinforcement, (Futurecrete® Ultra S65MPA PILE/ TREMIE 10MM SP ) (Adbri) (NSW) | https://epd-australasia.com/wp-content/uploads/2023/04/SP05519-Adbri-EPD-Concrete_NSW_Mar23.pdf
Futurecrete® Ultra S7MPA LEAN HAND PLACED 20MM | 7 | 154.03 | 0.0256 | 0.00822 | 154.07 | 1.05e-05 | 0.732 | 0.94 | 0.00183 | 0.196 | 2.2 | 0.606 | 0.000134 | 1140 | 764 |  | 7 MPa in-situ, no reinforcement - Adbri | Concrete, 7 MPa, in-situ, no reinforcement, (Futurecrete® Ultra S7MPA LEAN HAND PLACED 20MM) (Adbri) (NSW) | https://epd-australasia.com/wp-content/uploads/2023/04/SP05519-Adbri-EPD-Concrete_NSW_Mar23.pdf
Futurecrete® Ultra Low Heat S50 20MM | ? | 320.06 | 0.0495 | 0.000468 | 320.11 | 1.49e-05 | 1.77 | 2.01 | 0.00251 | 0.456 | 5.08 | 1.36 | 0.000147 | 2020 | 1330 |  | ? MPa in-situ, no reinforcement - Adbri | Concrete, ? MPa, in-situ, no reinforcement, (Futurecrete® Ultra Low Heat S50 20MM) (Adbri) (NSW) | https://epd-australasia.com/wp-content/uploads/2023/04/SP05519-Adbri-EPD-Concrete_NSW_Mar23.pdf
Futurecrete® Ultra Low Heat S65 10MM | ? | 347.9 | 0.0541 | 0.000482 | 347.95 | 1.55e-05 | 1.91 | 2.2 | 0.00263 | 0.491 | 5.48 | 1.46 | 0.000149 | 2150 | 1420 |  | ? MPa in-situ, no reinforcement - Adbri | Concrete, ? MPa, in-situ, no reinforcement, (Futurecrete® Ultra Low Heat S65 10MM) (Adbri) (NSW) | https://epd-australasia.com/wp-content/uploads/2023/04/SP05519-Adbri-EPD-Concrete_NSW_Mar23.pdf
https://epd-australasia.com/wp-content/uploads/2023/04/SP05518-Adbri-EPD-Concrete_QLD_Mar23.pdf
Queensland | [17 empty] | (Adbri) (QLD)
POTENTIAL ENVIRONMENTAL IMPACTS | Column1 | GWP-fossil | GWP-biogenic | GWP-luluc | GWP-total | ODP | AP | EPfreshwater | EPfreshwater2 | EP-marine | EPterrestrial | POCP | ADP-minerals& metals | ADP-fossil fuels | WDP
Product group | Strength (MPa) | kg CO2 eq. | kg CO2 eq. | kg CO2 eq. | kg CO2 eq. | kg CFC 11 eq. | mol H+ eq. | kg PO43 - eq. | kg P eq. | kg N eq. | mol N eq. | kg NMVOC eq. | kg Sb eq. | MJ | m3 deprived
Adbri concrete N class GP/GL 20 MPa | 20 | 261 | 0.195 | 0.00235 | 261 | 4.84e-06 | 1.03 | 0.13 | 0.00306 | 0.34 | 0.679 | 0.96 | 0.000141 | 949 | 1430 |  | 20 MPa in-situ, no reinforcement - Adbri | Concrete, 20 MPa, in-situ, no reinforcement, (Adbri concrete N class GP/GL 20 MPa) (Adbri) (QLD) | https://epd-australasia.com/wp-content/uploads/2023/04/SP05518-Adbri-EPD-Concrete_QLD_Mar23.pdf
Adbri concrete N class GP/GL 25 MPa | 25 | 279 | 0.21 | 0.00213 | 279 | 4.81e-06 | 1.09 | 0.137 | 0.00321 | 0.358 | 0.648 | 1.01 | 0.000145 | 987 | 1510 |  | 25 MPa in-situ, no reinforcement - Adbri | Concrete, 25 MPa, in-situ, no reinforcement, (Adbri concrete N class GP/GL 25 MPa) (Adbri) (QLD) | https://epd-australasia.com/wp-content/uploads/2023/04/SP05518-Adbri-EPD-Concrete_QLD_Mar23.pdf
Adbri concrete N class GP/GL 32 MPa | 32 | 325 | 0.247 | 0.00119 | 325 | 5.17e-06 | 1.24 | 0.156 | 0.00359 | 0.411 | 0.658 | 1.16 | 0.00016 | 1120 | 1670 |  | 32 MPa in-situ, no reinforcement - Adbri | Concrete, 32 MPa, in-situ, no reinforcement, (Adbri concrete N class GP/GL 32 MPa) (Adbri) (QLD) | https://epd-australasia.com/wp-content/uploads/2023/04/SP05518-Adbri-EPD-Concrete_QLD_Mar23.pdf
Adbri concrete N class GP/GL 40 MPa | 40 | 390 | 0.308 | 0.00152 | 390 | 5.08e-06 | 1.44 | 0.18 | 0.00411 | 0.476 | 0.581 | 1.33 | 0.000174 | 1260 | 1930 |  | 40 MPa in-situ, no reinforcement - Adbri | Concrete, 40 MPa, in-situ, no reinforcement, (Adbri concrete N class GP/GL 40 MPa) (Adbri) (QLD) | https://epd-australasia.com/wp-content/uploads/2023/04/SP05518-Adbri-EPD-Concrete_QLD_Mar23.pdf
Adbri concrete N class GP/GL 50 MPa | 50 | 482 | 0.371 | 0.00203 | 482 | 5.77e-06 | 1.78 | 0.225 | 0.00481 | 0.601 | 0.803 | 1.67 | 0.000199 | 1520 | 2210 |  | 50 MPa in-situ, no reinforcement - Adbri | Concrete, 50 MPa, in-situ, no reinforcement, (Adbri concrete N class GP/GL 50 MPa) (Adbri) (QLD) | https://epd-australasia.com/wp-content/uploads/2023/04/SP05518-Adbri-EPD-Concrete_QLD_Mar23.pdf
Adbri concrete N class GP/GL:FA 20 MPa | 20 | 225 | 0.162 | 0.00192 | 225 | 6.41e-06 | 0.982 | 0.125 | 0.00296 | 0.325 | 0.963 | 0.93 | 0.000159 | 995 | 1290 |  | 20 MPa in-situ, no reinforcement - Adbri | Concrete, 20 MPa, in-situ, no reinforcement, (Adbri concrete N class GP/GL:FA 20 MPa) (Adbri) (QLD) | https://epd-australasia.com/wp-content/uploads/2023/04/SP05518-Adbri-EPD-Concrete_QLD_Mar23.pdf
Adbri concrete N class GP/GL:FA 25 MPa | 25 | 239 | 0.165 | 0.00123 | 239 | 6.46e-06 | 1.04 | 0.133 | 0.003 | 0.349 | 1.02 | 0.994 | 0.000158 | 1030 | 1300 |  | 25 MPa in-situ, no reinforcement - Adbri | Concrete, 25 MPa, in-situ, no reinforcement, (Adbri concrete N class GP/GL:FA 25 MPa) (Adbri) (QLD) | https://epd-australasia.com/wp-content/uploads/2023/04/SP05518-Adbri-EPD-Concrete_QLD_Mar23.pdf
Adbri concrete N class GP/GL:FA 32 MPa | 32 | 280 | 0.203 | 0.00132 | 280 | 7.17e-06 | 1.18 | 0.149 | 0.00345 | 0.391 | 0.962 | 1.12 | 0.000182 | 1180 | 1490 |  | 32 MPa in-situ, no reinforcement - Adbri | Concrete, 32 MPa, in-situ, no reinforcement, (Adbri concrete N class GP/GL:FA 32 MPa) (Adbri) (QLD) | https://epd-australasia.com/wp-content/uploads/2023/04/SP05518-Adbri-EPD-Concrete_QLD_Mar23.pdf
Adbri concrete N class GP/GL:FA 40 MPa | 40 | 327 | 0.245 | 0.00166 | 327 | 7.61e-06 | 1.34 | 0.17 | 0.00386 | 0.447 | 1.04 | 1.27 | 0.000199 | 1320 | 1650 |  | 40 MPa in-situ, no reinforcement - Adbri | Concrete, 40 MPa, in-situ, no reinforcement, (Adbri concrete N class GP/GL:FA 40 MPa) (Adbri) (QLD) | https://epd-australasia.com/wp-content/uploads/2023/04/SP05518-Adbri-EPD-Concrete_QLD_Mar23.pdf
Adbri concrete N class GP/GL:FA 50 MPa | 50 | 397 | 0.291 | 0.00208 | 397 | 8.29e-06 | 1.61 | 0.206 | 0.0044 | 0.547 | 1.22 | 1.54 | 0.000218 | 1530 | 1860 |  | 50 MPa in-situ, no reinforcement - Adbri | Concrete, 50 MPa, in-situ, no reinforcement, (Adbri concrete N class GP/GL:FA 50 MPa) (Adbri) (QLD) | https://epd-australasia.com/wp-content/uploads/2023/04/SP05518-Adbri-EPD-Concrete_QLD_Mar23.pdf
Futurecrete® N class GP/GL:FA 20 MPa | 20 | 219 | 0.161 | 0.00224 | 219 | 6.41e-06 | 0.945 | 0.119 | 0.00294 | 0.308 | 0.843 | 0.886 | 0.000159 | 981 | 1290 |  | 20 MPa in-situ, no reinforcement - Adbri | Concrete, 20 MPa, in-situ, no reinforcement, (Futurecrete® N class GP/GL:FA 20 MPa) (Adbri) (QLD) | https://epd-australasia.com/wp-content/uploads/2023/04/SP05518-Adbri-EPD-Concrete_QLD_Mar23.pdf
Futurecrete® N class GP/GL:FA 25 MPa | 25 | 245 | 0.188 | 0.00113 | 245 | 6.83e-06 | 1.04 | 0.13 | 0.00324 | 0.337 | 0.859 | 0.967 | 0.000175 | 1070 | 1420 |  | 25 MPa in-situ, no reinforcement - Adbri | Concrete, 25 MPa, in-situ, no reinforcement, (Futurecrete® N class GP/GL:FA 25 MPa) (Adbri) (QLD) | https://epd-australasia.com/wp-content/uploads/2023/04/SP05518-Adbri-EPD-Concrete_QLD_Mar23.pdf
Futurecrete® N class GP/GL:FA 32 MPa | 32 | 271 | 0.225 | 0.00133 | 271 | 6.43e-06 | 1.09 | 0.134 | 0.00344 | 0.349 | 0.711 | 0.998 | 0.000177 | 1110 | 1540 |  | 32 MPa in-situ, no reinforcement - Adbri | Concrete, 32 MPa, in-situ, no reinforcement, (Futurecrete® N class GP/GL:FA 32 MPa) (Adbri) (QLD) | https://epd-australasia.com/wp-content/uploads/2023/04/SP05518-Adbri-EPD-Concrete_QLD_Mar23.pdf
Futurecrete® N class GP/GL:FA 40 MPa | 40 | 324 | 0.256 | 0.00167 | 324 | 7.74e-06 | 1.31 | 0.163 | 0.00394 | 0.427 | 0.854 | 1.22 | 0.000206 | 1320 | 1710 |  | 40 MPa in-situ, no reinforcement - Adbri | Concrete, 40 MPa, in-situ, no reinforcement, (Futurecrete® N class GP/GL:FA 40 MPa) (Adbri) (QLD) | https://epd-australasia.com/wp-content/uploads/2023/04/SP05518-Adbri-EPD-Concrete_QLD_Mar23.pdf
Futurecrete® N class GP/GL:FA 50 MPa | 50 | 403 | 0.367 | 0.00241 | 404 | 7.52e-06 | 1.51 | 0.185 | 0.00464 | 0.484 | 0.561 | 1.37 | 0.000228 | 1510 | 2070 |  | 50 MPa in-situ, no reinforcement - Adbri | Concrete, 50 MPa, in-situ, no reinforcement, (Futurecrete® N class GP/GL:FA 50 MPa) (Adbri) (QLD) | https://epd-australasia.com/wp-content/uploads/2023/04/SP05518-Adbri-EPD-Concrete_QLD_Mar23.pdf
Futurecrete® N class GP/GL:Slag 20 MPa | 20 | 175 | 0.181 | 0.00256 | 175 | 4.38e-06 | 0.859 | 0.094 | 0.00248 | 0.242 | 0.527 | 0.695 | 0.000114 | 834 | 1350 |  | 20 MPa in-situ, no reinforcement - Adbri | Concrete, 20 MPa, in-situ, no reinforcement, (Futurecrete® N class GP/GL:Slag 20 MPa) (Adbri) (QLD) | https://epd-australasia.com/wp-content/uploads/2023/04/SP05518-Adbri-EPD-Concrete_QLD_Mar23.pdf
Futurecrete® N class GP/GL:Slag 25 MPa | 25 | 198 | 0.194 | 0.00221 | 198 | 5e-06 | 0.979 | 0.108 | 0.00272 | 0.28 | 0.578 | 0.803 | 0.000126 | 944 | 1440 |  | 25 MPa in-situ, no reinforcement - Adbri | Concrete, 25 MPa, in-situ, no reinforcement, (Futurecrete® N class GP/GL:Slag 25 MPa) (Adbri) (QLD) | https://epd-australasia.com/wp-content/uploads/2023/04/SP05518-Adbri-EPD-Concrete_QLD_Mar23.pdf
Futurecrete® N class GP/GL:Slag 32 MPa | 32 | 225 | 0.226 | 0.00111 | 225 | 5.15e-06 | 1.08 | 0.118 | 0.00297 | 0.307 | 0.508 | 0.879 | 0.000134 | 1030 | 1580 |  | 32 MPa in-situ, no reinforcement - Adbri | Concrete, 32 MPa, in-situ, no reinforcement, (Futurecrete® N class GP/GL:Slag 32 MPa) (Adbri) (QLD) | https://epd-australasia.com/wp-content/uploads/2023/04/SP05518-Adbri-EPD-Concrete_QLD_Mar23.pdf
Futurecrete® N class GP/GL:Slag 40 MPa | 40 | 268 | 0.246 | 0.00143 | 268 | 6.66e-06 | 1.34 | 0.149 | 0.00337 | 0.392 | 0.77 | 1.12 | 0.000157 | 1270 | 1710 |  | 40 MPa in-situ, no reinforcement - Adbri | Concrete, 40 MPa, in-situ, no reinforcement, (Futurecrete® N class GP/GL:Slag 40 MPa) (Adbri) (QLD) | https://epd-australasia.com/wp-content/uploads/2023/04/SP05518-Adbri-EPD-Concrete_QLD_Mar23.pdf
Futurecrete® N class GP/GL:Slag 50 MPa | 50 | 344 | 0.336 | 0.00204 | 344 | 6.99e-06 | 1.64 | 0.181 | 0.00402 | 0.478 | 0.711 | 1.36 | 0.000175 | 1530 | 2080 |  | 50 MPa in-situ, no reinforcement - Adbri | Concrete, 50 MPa, in-situ, no reinforcement, (Futurecrete® N class GP/GL:Slag 50 MPa) (Adbri) (QLD) | https://epd-australasia.com/wp-content/uploads/2023/04/SP05518-Adbri-EPD-Concrete_QLD_Mar23.pdf
Futurecrete® N class Ternary 40 MPa | 40 | 336 | 0.209 | 0.0016 | 336 | 6.45e-06 | 1.41 | 0.185 | 0.00339 | 0.499 | 1.45 | 1.39 | 0.000159 | 1250 | 1410 |  | 40 MPa in-situ, no reinforcement - Adbri | Concrete, 40 MPa, in-situ, no reinforcement, (Futurecrete® N class Ternary 40 MPa) (Adbri) (QLD) | https://epd-australasia.com/wp-content/uploads/2023/04/SP05518-Adbri-EPD-Concrete_QLD_Mar23.pdf
Futurecrete® Ultra N class GP/ GL:Slag 20 MPa | 20 | 188 | 0.157 | 0.00187 | 189 | 6.16e-06 | 1 | 0.115 | 0.00264 | 0.3 | 0.797 | 0.864 | 0.000135 | 998 | 1300 |  | 20 MPa in-situ, no reinforcement - Adbri | Concrete, 20 MPa, in-situ, no reinforcement, (Futurecrete® Ultra N class GP/ GL:Slag 20 MPa) (Adbri) (QLD) | https://epd-australasia.com/wp-content/uploads/2023/04/SP05518-Adbri-EPD-Concrete_QLD_Mar23.pdf
Futurecrete® Ultra N class GP/ GL:Slag 25 MPa | 25 | 201 | 0.173 | 0.00223 | 201 | 5.87e-06 | 1.04 | 0.118 | 0.00273 | 0.307 | 0.755 | 0.882 | 0.000134 | 1010 | 1380 |  | 25 MPa in-situ, no reinforcement - Adbri | Concrete, 25 MPa, in-situ, no reinforcement, (Futurecrete® Ultra N class GP/ GL:Slag 25 MPa) (Adbri) (QLD) | https://epd-australasia.com/wp-content/uploads/2023/04/SP05518-Adbri-EPD-Concrete_QLD_Mar23.pdf
Futurecrete® Ultra N class GP/ GL:Slag 32 MPa | 32 | 225 | 0.164 | 0.00109 | 226 | 7.38e-06 | 1.23 | 0.144 | 0.00293 | 0.381 | 1.18 | 1.09 | 0.000151 | 1190 | 1380 |  | 32 MPa in-situ, no reinforcement - Adbri | Concrete, 32 MPa, in-situ, no reinforcement, (Futurecrete® Ultra N class GP/ GL:Slag 32 MPa) (Adbri) (QLD) | https://epd-australasia.com/wp-content/uploads/2023/04/SP05518-Adbri-EPD-Concrete_QLD_Mar23.pdf
Futurecrete® Ultra N class GP/ GL:Slag 40 MPa | 40 | 276 | 0.29 | 0.00151 | 276 | 5.22e-06 | 1.29 | 0.138 | 0.00341 | 0.362 | 0.439 | 1.03 | 0.000144 | 1200 | 1850 |  | 40 MPa in-situ, no reinforcement - Adbri | Concrete, 40 MPa, in-situ, no reinforcement, (Futurecrete® Ultra N class GP/ GL:Slag 40 MPa) (Adbri) (QLD) | https://epd-australasia.com/wp-content/uploads/2023/04/SP05518-Adbri-EPD-Concrete_QLD_Mar23.pdf
20MPa 7MM BLOCKMIX | 20 | 232 | 0.228 | 0.00657 | 233 | 6.19e-06 | 1.03 | 0.12 | 0.00302 | 0.314 | 0.53 | 0.901 | 0.000154 | 1090 | 1430 |  | 20 MPa in-situ, no reinforcement - Adbri | Concrete, 20 MPa, in-situ, no reinforcement, (20MPa 7MM BLOCKMIX) (Adbri) (QLD) | https://epd-australasia.com/wp-content/uploads/2023/04/SP05518-Adbri-EPD-Concrete_QLD_Mar23.pdf
20MPa 10MM BLOCKMIX | 20 | 232 | 0.219 | 0.00633 | 233 | 5.56e-06 | 1 | 0.119 | 0.00295 | 0.312 | 0.598 | 0.89 | 0.000146 | 1020 | 1400 |  | 20 MPa in-situ, no reinforcement - Adbri | Concrete, 20 MPa, in-situ, no reinforcement, (20MPa 10MM BLOCKMIX) (Adbri) (QLD) | https://epd-australasia.com/wp-content/uploads/2023/04/SP05518-Adbri-EPD-Concrete_QLD_Mar23.pdf
BLOCKMIX | ? | 251 | 0.259 | 0.00669 | 251 | 6.31e-06 | 1.1 | 0.126 | 0.00321 | 0.329 | 0.533 | 0.944 | 0.000162 | 1160 | 1540 |  | ? MPa in-situ, no reinforcement - Adbri | Concrete, ? MPa, in-situ, no reinforcement, (BLOCKMIX) (Adbri) (QLD) | https://epd-australasia.com/wp-content/uploads/2023/04/SP05518-Adbri-EPD-Concrete_QLD_Mar23.pdf
25MPa 10MM BLOCKMIX | 25 | 264 | 0.246 | 0.00652 | 264 | 5.97e-06 | 1.11 | 0.132 | 0.00326 | 0.344 | 0.57 | 0.982 | 0.00016 | 1130 | 1530 |  | 25 MPa in-situ, no reinforcement - Adbri | Concrete, 25 MPa, in-situ, no reinforcement, (25MPa 10MM BLOCKMIX) (Adbri) (QLD) | https://epd-australasia.com/wp-content/uploads/2023/04/SP05518-Adbri-EPD-Concrete_QLD_Mar23.pdf
32MPa 7MM BLOCKMIX | 32 | 270 | 0.277 | 0.00614 | 271 | 6.66e-06 | 1.18 | 0.138 | 0.0034 | 0.363 | 0.523 | 1.04 | 0.000171 | 1230 | 1600 |  | 32 MPa in-situ, no reinforcement - Adbri | Concrete, 32 MPa, in-situ, no reinforcement, (32MPa 7MM BLOCKMIX) (Adbri) (QLD) | https://epd-australasia.com/wp-content/uploads/2023/04/SP05518-Adbri-EPD-Concrete_QLD_Mar23.pdf
32MPa 10MM BLOCKMIX | 32 | 295 | 0.264 | 0.00553 | 295 | 6.31e-06 | 1.23 | 0.148 | 0.00347 | 0.391 | 0.692 | 1.11 | 0.000169 | 1220 | 1600 |  | 32 MPa in-situ, no reinforcement - Adbri | Concrete, 32 MPa, in-situ, no reinforcement, (32MPa 10MM BLOCKMIX) (Adbri) (QLD) | https://epd-australasia.com/wp-content/uploads/2023/04/SP05518-Adbri-EPD-Concrete_QLD_Mar23.pdf
40MPa 7MM BLOCKMIX | 40 | 292 | 0.318 | 0.00246 | 293 | 6.9e-06 | 1.26 | 0.145 | 0.00366 | 0.379 | 0.526 | 1.08 | 0.000183 | 1310 | 1730 |  | 40 MPa in-situ, no reinforcement - Adbri | Concrete, 40 MPa, in-situ, no reinforcement, (40MPa 7MM BLOCKMIX) (Adbri) (QLD) | https://epd-australasia.com/wp-content/uploads/2023/04/SP05518-Adbri-EPD-Concrete_QLD_Mar23.pdf
40MPa 10MM BLOCKMIX | 40 | 282 | 0.298 | 0.00236 | 282 | 6.51e-06 | 1.22 | 0.142 | 0.00346 | 0.374 | 0.628 | 1.07 | 0.000172 | 1250 | 1630 |  | 40 MPa in-situ, no reinforcement - Adbri | Concrete, 40 MPa, in-situ, no reinforcement, (40MPa 10MM BLOCKMIX) (Adbri) (QLD) | https://epd-australasia.com/wp-content/uploads/2023/04/SP05518-Adbri-EPD-Concrete_QLD_Mar23.pdf
50MPa 7MM BLOCKMIX | 50 | 336 | 0.36 | 0.00291 | 336 | 8.07e-06 | 1.46 | 0.167 | 0.00412 | 0.44 | 0.59 | 1.26 | 0.000209 | 1530 | 1920 |  | 50 MPa in-situ, no reinforcement - Adbri | Concrete, 50 MPa, in-situ, no reinforcement, (50MPa 7MM BLOCKMIX) (Adbri) (QLD) | https://epd-australasia.com/wp-content/uploads/2023/04/SP05518-Adbri-EPD-Concrete_QLD_Mar23.pdf
No Fines | ? | 186 | 0.188 | 0.000336 | 186 | 3.31e-06 | 0.73 | 0.0876 | 0.00267 | 0.22 | 0.394 | 0.63 | 0.000122 | 673 | 1380 |  | ? MPa in-situ, no reinforcement - Adbri | Concrete, ? MPa, in-situ, no reinforcement, (No Fines) (Adbri) (QLD) | https://epd-australasia.com/wp-content/uploads/2023/04/SP05518-Adbri-EPD-Concrete_QLD_Mar23.pdf
10 mm Lean Mix | ? | 164 | 0.15 | 0.000305 | 164 | 3.17e-06 | 0.634 | 0.0768 | 0.0023 | 0.194 | 0.353 | 0.556 | 0.000105 | 607 | 1200 |  | ? MPa in-situ, no reinforcement - Adbri | Concrete, ? MPa, in-situ, no reinforcement, (10 mm Lean Mix) (Adbri) (QLD) | https://epd-australasia.com/wp-content/uploads/2023/04/SP05518-Adbri-EPD-Concrete_QLD_Mar23.pdf
Stabilised Sand 12:1 | ? | 101 | 0.0754 | 0.000178 | 101 | 2.17e-06 | 0.384 | 0.0475 | 0.00133 | 0.121 | 0.228 | 0.348 | 6.03e-05 | 388 | 673 |  | ? MPa in-situ, no reinforcement - Adbri | Concrete, ? MPa, in-situ, no reinforcement, (Stabilised Sand 12:1) (Adbri) (QLD) | https://epd-australasia.com/wp-content/uploads/2023/04/SP05518-Adbri-EPD-Concrete_QLD_Mar23.pdf

## Boral_Conc (hidden)
| Error Type | Type of material | Manufacturer | Plant | Strength (MPa) | Product name | Description | Program | Verifier | Plant locations | Expiry | GWP (A1-A3) kgCO2e | Declared unit | Updated in EC3
| E | ReadyMix | Boral | Asphalt plants (? Plant) |  | Boral NSW/ACT Pre-mix Concrete EPD |  | EPD Australasia | Life Cycle Logic Pty Ltd | 11 Plants | Apr 01 2026 | 313 | 1 m3 | Jul 18 2023 | OpenBox
| F | ReadyMix | Boral | Asphalt plants (? Plant) |  | Boral Northern Territory Region Pre-mix Concrete EPD |  | EPD Australasia | Life Cycle Logic Pty Ltd | 11 Plants | Apr 20 2028 | 12.2 | 1 m3 | Jul 18 2023 | OpenBox
| F | ReadyMix | Boral | Asphalt plants (? Plant) |  | Boral Northern Territory Region Pre-mix Concrete EPD |  | EPD Australasia | Life Cycle Logic Pty Ltd | 11 Plants | Apr 20 2028 | 12.2 | 1 m3 | Jun 17 2023 | OpenBox
| W | ReadyMix | Boral | Sydney |  | Boral Pre-mix Concrete - Normal Class GP blend 25MPa | Boral is the largest integrated construction... | EPD Australasia | Life Cycle Logic Pty Ltd | AU | 46113 | 288 | 1 m3 | Mar 04 2023 | OpenBox
| W | ReadyMix | Boral | Boral Concrete Hobart |  | Boral Pre-mix Concrete - Normal Class GP blend 25MPa | Boral is the largest integrated construction... | IBU | Life Cycle Logic Pty Ltd | AU | May 01 2026 | 279 | 1 m3 | Mar 04 2023 | OpenBox
| W | ReadyMix | Boral | Boral Concrete Hobart |  | Boral Pre-mix Concrete - Normal Class GP blend 32MPa | Boral is the largest integrated construction... | IBU | Life Cycle Logic Pty Ltd | AU | May 01 2026 | 308 | 1 m3 | Mar 04 2023 | OpenBox
| W | ReadyMix | Boral | Boral Concrete Hobart |  | Boral Pre-mix Concrete - Normal Class GP blend 40MPa | Boral is the largest integrated construction... | IBU | Life Cycle Logic Pty Ltd | AU | May 01 2026 | 382 | 1 m3 | Mar 04 2023 | OpenBox
| W | ReadyMix | Boral | Boral Concrete Hobart |  | Boral Pre-mix Concrete - ENVISIA 50 MPa | Boral is the largest integrated construction... | IBU | Life Cycle Logic Pty Ltd | AU | May 01 2026 | 399 | 1 m3 | Mar 04 2023 | OpenBox
| W | ReadyMix | Boral | Boral Concrete Hobart |  | Boral Pre-mix Concrete - Normal Class GP blend 50MPa | Boral is the largest integrated construction... | IBU | Life Cycle Logic Pty Ltd | AU | May 01 2026 | 498 | 1 m3 | Mar 04 2023 | OpenBox
| W | ReadyMix | Boral | Boral Concrete Hobart |  | Boral Pre-mix Concrete - ENVISIA 25 MPa | Boral is the largest integrated construction... | IBU | Life Cycle Logic Pty Ltd | AU | May 01 2026 | 257 | 1 m3 | Mar 04 2023 | OpenBox
| W | ReadyMix | Boral | Boral Concrete Hobart |  | Boral Pre-mix Concrete - HIGH STRENGTH 50 MPa | Boral is the largest integrated construction... | IBU | Life Cycle Logic Pty Ltd | AU | May 01 2026 | 498 | 1 m3 | Mar 04 2023 | OpenBox
| W | ReadyMix | Boral | Boral Concrete Hobart |  | Boral Pre-mix Concrete - HIGH STRENGTH 65 MPa | Boral is the largest integrated construction... | IBU | Life Cycle Logic Pty Ltd | AU | May 01 2026 | 608 | 1 m3 | Mar 04 2023 | OpenBox
| W | ReadyMix | Boral | Boral Concrete Hobart |  | Boral Pre-mix Concrete - ENVISIA 32 MPa | Boral is the largest integrated construction... | IBU | Life Cycle Logic Pty Ltd | AU | May 01 2026 | 276 | 1 m3 | Mar 04 2023 | OpenBox
| W | ReadyMix | Boral | Boral Concrete Hobart |  | Boral Pre-mix Concrete - ENVISIA 40 MPa | Boral is the largest integrated construction... | IBU | Life Cycle Logic Pty Ltd | AU | May 01 2026 | 340 | 1 m3 | Mar 04 2023 | OpenBox
| W | ReadyMix | Boral | Boral Concrete Hobart |  | Boral Pre-mix Concrete - VICROADS VR400 40 MPa 20MM PUMP B1 EXPOSURE | Boral is the largest integrated construction... | IBU | Life Cycle Logic Pty Ltd | AU | May 01 2026 | 455 | 1 m3 | Mar 04 2023 | OpenBox
| W | ReadyMix | Boral | Boral Concrete Hobart |  | Boral Pre-mix Concrete - VICROADS VR450 50 MPa 20MM TREMIE B2 / CFA C1 EXPOSURE | Boral is the largest integrated construction... | IBU | Life Cycle Logic Pty Ltd | AU | May 01 2026 | 513 | 1 m3 | Mar 04 2023 | OpenBox
| W | ReadyMix | Boral | Boral Concrete Launceston |  | Boral Pre-mix Concrete - Normal Class GP blend 25MPa | Boral is the largest integrated construction... | EPD Australasia | Life Cycle Logic Pty Ltd | AU | May 01 2026 | 278 | 1 m3 | Mar 04 2023 | OpenBox
| W | ReadyMix | Boral | Boral Concrete Launceston |  | Boral Pre-mix Concrete - Normal Class GP blend 32MPa | Boral is the largest integrated construction... | EPD Australasia | Life Cycle Logic Pty Ltd | AU | May 01 2026 | 306 | 1 m3 | Mar 04 2023 | OpenBox
| W | ReadyMix | Boral | Boral Concrete Launceston |  | Boral Pre-mix Concrete - ENVISIA 25 MPa | Boral is the largest integrated construction... | EPD Australasia | Life Cycle Logic Pty Ltd | AU | May 01 2026 | 251 | 1 m3 | Mar 04 2023 | OpenBox
| W | ReadyMix | Boral | Boral Concrete Launceston |  | Boral Pre-mix Concrete - Normal Class GP blend 40MPa | Boral is the largest integrated construction... | EPD Australasia | Life Cycle Logic Pty Ltd | AU | May 01 2026 | 372 | 1 m3 | Mar 04 2023 | OpenBox
| W | ReadyMix | Boral | Boral Concrete Launceston |  | Boral Pre-mix Concrete - Normal Class GP blend 50MPa | Boral is the largest integrated construction... | EPD Australasia | Life Cycle Logic Pty Ltd | AU | May 01 2026 | 490 | 1 m3 | Mar 04 2023 | OpenBox
| W | ReadyMix | Boral | Boral Concrete Launceston |  | Boral Pre-mix Concrete - ENVISIA 32 MPa | Boral is the largest integrated construction... | EPD Australasia | Life Cycle Logic Pty Ltd | AU | May 01 2026 | 268 | 1 m3 | Mar 04 2023 | OpenBox
| W | ReadyMix | Boral | Boral Concrete Launceston |  | Boral Pre-mix Concrete - ENVISIA 50 MPa | Boral is the largest integrated construction... | EPD Australasia | Life Cycle Logic Pty Ltd | AU | May 01 2026 | 386 | 1 m3 | Mar 04 2023 | OpenBox
| W | ReadyMix | Boral | Boral Concrete Launceston |  | Boral Pre-mix Concrete - ENVISIA 40 MPa | Boral is the largest integrated construction... | EPD Australasia | Life Cycle Logic Pty Ltd | AU | May 01 2026 | 330 | 1 m3 | Mar 04 2023 | OpenBox
| W | ReadyMix | Boral | Boral Concrete Launceston |  | Boral Pre-mix Concrete - HIGH STRENGTH 50 MPa | Boral is the largest integrated construction... | EPD Australasia | Life Cycle Logic Pty Ltd | AU | May 01 2026 | 490 | 1 m3 | Mar 04 2023 | OpenBox
| W | ReadyMix | Boral | Boral Concrete Launceston |  | Boral Pre-mix Concrete - HIGH STRENGTH 65 MPa | Boral is the largest integrated construction... | EPD Australasia | Life Cycle Logic Pty Ltd | AU | May 01 2026 | 593 | 1 m3 | Mar 04 2023 | OpenBox
| W | ReadyMix | Boral | Boral Concrete Launceston |  | Boral Pre-mix Concrete - VICROADS VR400 40 MPa 20MM PUMP B1 EXPOSURE | Boral is the largest integrated construction... | EPD Australasia | Life Cycle Logic Pty Ltd | AU | May 01 2026 | 407 | 1 m3 | Mar 04 2023 | OpenBox
| W | ReadyMix | Boral | Boral Concrete Launceston |  | Boral Pre-mix Concrete - VICROADS VR450 50 MPa 20MM TREMIE B2 / CFA C1 EXPOSURE | Boral is the largest integrated construction... | EPD Australasia | Life Cycle Logic Pty Ltd | AU | May 01 2026 | 473 | 1 m3 | Mar 04 2023 | OpenBox
| W | ReadyMix | Boral | Sydney |  | Boral Pre-mix Concrete - Normal Class GP blend 25MPa | Boral is the largest integrated construction... | EPD Australasia | Life Cycle Logic Pty Ltd | AU | 46113 | 288 | 1 m3 | Mar 04 2023 | OpenBox
| W | ReadyMix | Boral | Sydney |  | Boral Pre-mix Concrete - Normal Class GP blend 25MPa | Boral is the largest integrated construction... | EPD Australasia | Life Cycle Logic Pty Ltd | AU | 46113 | 288 | 1 m3 | Mar 04 2023 | OpenBox
| W | ReadyMix | Boral | Sydney |  | Boral Pre-mix Concrete - Normal Class GP blend 32MPa | Boral is the largest integrated construction... | EPD Australasia | Life Cycle Logic Pty Ltd | AU | 46113 | 314 | 1 m3 | Mar 04 2023 | OpenBox
| W | ReadyMix | Boral | Sydney |  | Boral Pre-mix Concrete - Normal Class GP blend 40MPa | Boral is the largest integrated construction... | EPD Australasia | Life Cycle Logic Pty Ltd | AU | 46113 | 357 | 1 m3 | Mar 04 2023 | OpenBox
| W | ReadyMix | Boral | Sydney |  | Boral Pre-mix Concrete - Normal Class GP blend 50MPa | Boral is the largest integrated construction... | EPD Australasia | Life Cycle Logic Pty Ltd | AU | 46113 | 454 | 1 m3 | Mar 04 2023 | OpenBox
| W | ReadyMix | Boral | Sydney |  | Boral Pre-mix Concrete - Normal Class GP/FA blend 20 MPa | Boral is the largest integrated construction... | EPD Australasia | Life Cycle Logic Pty Ltd | AU | 46113 | 209 | 1 m3 | Mar 04 2023 | OpenBox
| W | ReadyMix | Boral | Sydney |  | Boral Pre-mix Concrete - Normal Class GP/FA blend 25 MPa | Boral is the largest integrated construction... | EPD Australasia | Life Cycle Logic Pty Ltd | AU | 46113 | 230 | 1 m3 | Mar 04 2023 | OpenBox
| W | ReadyMix | Boral | Sydney |  | Boral Pre-mix Concrete - Normal Class GP/FA blend 32 MPa | Boral is the largest integrated construction... | EPD Australasia | Life Cycle Logic Pty Ltd | AU | 46113 | 260 | 1 m3 | Mar 04 2023 | OpenBox
| W | ReadyMix | Boral | Sydney |  | Boral Pre-mix Concrete - Normal Class GP/FA blend 40 MPa | Boral is the largest integrated construction... | EPD Australasia | Life Cycle Logic Pty Ltd | AU | 46113 | 333 | 1 m3 | Mar 04 2023 | OpenBox
| W | ReadyMix | Boral | Sydney |  | Boral Pre-mix Concrete - Normal Class GP/FA blend 50 MPa | Boral is the largest integrated construction... | EPD Australasia | Life Cycle Logic Pty Ltd | AU | 46113 | 421 | 1 m3 | Mar 04 2023 | OpenBox
| W | ReadyMix | Boral | Sydney |  | Boral Pre-mix Concrete - Normal Class GP/GGBFS blend 20 MPa | Boral is the largest integrated construction... | EPD Australasia | Life Cycle Logic Pty Ltd | AU | 46113 | 192 | 1 m3 | Mar 04 2023 | OpenBox
| W | ReadyMix | Boral | Sydney |  | Boral Pre-mix Concrete - Normal Class GP/GGBFS blend 25 MPa | Boral is the largest integrated construction... | EPD Australasia | Life Cycle Logic Pty Ltd | AU | 46113 | 204 | 1 m3 | Mar 04 2023 | OpenBox
| W | ReadyMix | Boral | Sydney |  | Boral Pre-mix Concrete - Normal Class GP/GGBFS blend 32 MPa | Boral is the largest integrated construction... | EPD Australasia | Life Cycle Logic Pty Ltd | AU | 46113 | 221 | 1 m3 | Mar 04 2023 | OpenBox
| W | ReadyMix | Boral | Sydney |  | Boral Pre-mix Concrete - Normal Class GP/GGBFS blend 40 MPa | Boral is the largest integrated construction... | EPD Australasia | Life Cycle Logic Pty Ltd | AU | 46113 | 250 | 1 m3 | Mar 04 2023 | OpenBox
| W | ReadyMix | Boral | Sydney |  | Boral Pre-mix Concrete - Normal Class GP/GGBFS blend 50 MPa | Boral is the largest integrated construction... | EPD Australasia | Life Cycle Logic Pty Ltd | AU | 46113 | 316 | 1 m3 | Mar 04 2023 | OpenBox
| W | ReadyMix | Boral | Sydney |  | Boral Pre-mix Concrete - Normal Class GP/GGBFS/FA blend 20 MPa | Boral is the largest integrated construction... | EPD Australasia | Life Cycle Logic Pty Ltd | AU | 46113 | 159 | 1 m3 | Mar 04 2023 | OpenBox
| W | ReadyMix | Boral | Sydney |  | Boral Pre-mix Concrete - Normal Class GP/GGBFS/FA blend 25 MPa | Boral is the largest integrated construction... | EPD Australasia | Life Cycle Logic Pty Ltd | AU | 46113 | 175 | 1 m3 | Mar 04 2023 | OpenBox
| W | ReadyMix | Boral | Sydney |  | Boral Pre-mix Concrete - Normal Class GP/GGBFS/FA blend 32 MPa | Boral is the largest integrated construction... | EPD Australasia | Life Cycle Logic Pty Ltd | AU | 46113 | 207 | 1 m3 | Mar 04 2023 | OpenBox
| W | ReadyMix | Boral | Sydney |  | Boral Pre-mix Concrete - Normal Class GP/GGBFS /FA blend 40 MPa | Boral is the largest integrated construction... | EPD Australasia | Life Cycle Logic Pty Ltd | AU | 46113 | 246 | 1 m3 | Mar 04 2023 | OpenBox
| W | ReadyMix | Boral | Sydney |  | Boral Pre-mix Concrete - Normal Class GP/GGBFS/FA blend 50 MPa | Boral is the largest integrated construction... | EPD Australasia | Life Cycle Logic Pty Ltd | AU | 46113 | 378 | 1 m3 | Mar 04 2023 | OpenBox
| W | ReadyMix | Boral | Sydney |  | Boral Pre-mix Concrete - ENVIROCRETE 30% 20 MPa | Boral is the largest integrated construction... | EPD Australasia | Life Cycle Logic Pty Ltd | AU | 46113 | 209 | 1 m3 | Mar 04 2023 | OpenBox
| W | ReadyMix | Boral | Sydney |  | Boral Pre-mix Concrete - ENVIROCRETE 30% 25 MPa | Boral is the largest integrated construction... | EPD Australasia | Life Cycle Logic Pty Ltd | AU | 46113 | 230 | 1 m3 | Mar 04 2023 | OpenBox
| W | ReadyMix | Boral | Sydney |  | Boral Pre-mix Concrete - ENVIROCRETE 30% 32 MPa | Boral is the largest integrated construction... | EPD Australasia | Life Cycle Logic Pty Ltd | AU | 46113 | 260 | 1 m3 | Mar 04 2023 | OpenBox
| W | ReadyMix | Boral | Sydney |  | Boral Pre-mix Concrete - ENVIROCRETE 30% 40 MPa | Boral is the largest integrated construction... | EPD Australasia | Life Cycle Logic Pty Ltd | AU | 46113 | 312 | 1 m3 | Mar 04 2023 | OpenBox
| W | ReadyMix | Boral | Sydney |  | Boral Pre-mix Concrete - ENVIROCRETE 30% 50 MPa | Boral is the largest integrated construction... | EPD Australasia | Life Cycle Logic Pty Ltd | AU | 46113 | 393 | 1 m3 | Mar 04 2023 | OpenBox
| W | ReadyMix | Boral | Sydney |  | Boral Pre-mix Concrete - ENVIROCRETE 40% 20 MPa | Boral is the largest integrated construction... | EPD Australasia | Life Cycle Logic Pty Ltd | AU | 46113 | 191 | 1 m3 | Mar 04 2023 | OpenBox
| W | ReadyMix | Boral | Sydney |  | Boral Pre-mix Concrete - ENVIROCRETE 40% 25 MPa | Boral is the largest integrated construction... | EPD Australasia | Life Cycle Logic Pty Ltd | AU | 46113 | 209 | 1 m3 | Mar 04 2023 | OpenBox
| W | ReadyMix | Boral | Sydney |  | Boral Pre-mix Concrete - ENVIROCRETE 40% 32 MPa | Boral is the largest integrated construction... | EPD Australasia | Life Cycle Logic Pty Ltd | AU | 46113 | 238 | 1 m3 | Mar 04 2023 | OpenBox
| W | ReadyMix | Boral | Sydney |  | Boral Pre-mix Concrete - ENVIROCRETE 40% 40 MPa | Boral is the largest integrated construction... | EPD Australasia | Life Cycle Logic Pty Ltd | AU | 46113 | 282 | 1 m3 | Mar 04 2023 | OpenBox
| W | ReadyMix | Boral | Sydney |  | Boral Pre-mix Concrete - ENVIROCRETE 40% 50 MPa | Boral is the largest integrated construction... | EPD Australasia | Life Cycle Logic Pty Ltd | AU | 46113 | 348 | 1 m3 | Mar 04 2023 | OpenBox
| W | ReadyMix | Boral | Sydney |  | Boral Pre-mix Concrete - ENVIROCRETE PLUS 20MPa | Boral is the largest integrated construction... | EPD Australasia | Life Cycle Logic Pty Ltd | AU | 46113 | 186 | 1 m3 | Mar 04 2023 | OpenBox
| W | ReadyMix | Boral | Sydney |  | Boral Pre-mix Concrete - ENVIROCRETE PLUS 25MPa | Boral is the largest integrated construction... | EPD Australasia | Life Cycle Logic Pty Ltd | AU | 46113 | 202 | 1 m3 | Mar 04 2023 | OpenBox
| W | ReadyMix | Boral | Sydney |  | Boral Pre-mix Concrete - ENVIROCRETE PLUS 50MPa | Boral is the largest integrated construction... | EPD Australasia | Life Cycle Logic Pty Ltd | AU | 46113 | 337 | 1 m3 | Mar 04 2023 | OpenBox
| W | ReadyMix | Boral | Sydney |  | Boral Pre-mix Concrete - ENVISIA 20MPa | Boral is the largest integrated construction... | EPD Australasia | Life Cycle Logic Pty Ltd | AU | 46113 | 176 | 1 m3 | Mar 04 2023 | OpenBox
| W | ReadyMix | Boral | Sydney |  | Boral Pre-mix Concrete - ENVIROCRETE PLUS 32MPa | Boral is the largest integrated construction... | EPD Australasia | Life Cycle Logic Pty Ltd | AU | 46113 | 229 | 1 m3 | Mar 04 2023 | OpenBox
| W | ReadyMix | Boral | Sydney |  | Boral Pre-mix Concrete - ENVIROCRETE PLUS 40MPa | Boral is the largest integrated construction... | EPD Australasia | Life Cycle Logic Pty Ltd | AU | 46113 | 272 | 1 m3 | Mar 04 2023 | OpenBox
| W | ReadyMix | Boral | Sydney |  | Boral Pre-mix Concrete - ENVISIA 25MPa | Boral is the largest integrated construction... | EPD Australasia | Life Cycle Logic Pty Ltd | AU | 46113 | 184 | 1 m3 | Mar 04 2023 | OpenBox
| W | ReadyMix | Boral | Sydney |  | Boral Pre-mix Concrete - ENVISIA 32MPa | Boral is the largest integrated construction... | EPD Australasia | Life Cycle Logic Pty Ltd | AU | 46113 | 198 | 1 m3 | Mar 04 2023 | OpenBox
| W | ReadyMix | Boral | Sydney |  | Boral Pre-mix Concrete - HIGH SLUMP 80MPa | Boral is the largest integrated construction... | EPD Australasia | Life Cycle Logic Pty Ltd | AU | 46113 | 385 | 1 m3 | Mar 04 2023 | OpenBox
| W | ReadyMix | Boral | Sydney |  | Boral Pre-mix Concrete - TREMIE 40MPa | Boral is the largest integrated construction... | EPD Australasia | Life Cycle Logic Pty Ltd | AU | 46113 | 258 | 1 m3 | Mar 04 2023 | OpenBox
| W | ReadyMix | Boral | Sydney |  | Boral Pre-mix Concrete - TREMIE 50MPa | Boral is the largest integrated construction... | EPD Australasia | Life Cycle Logic Pty Ltd | AU | 46113 | 335 | 1 m3 | Mar 04 2023 | OpenBox
| W | ReadyMix | Boral | Sydney |  | Boral Pre-mix Concrete - ENVISIA 40MPa | Boral is the largest integrated construction... | EPD Australasia | Life Cycle Logic Pty Ltd | AU | 46113 | 249 | 1 m3 | Mar 04 2023 | OpenBox
| W | ReadyMix | Boral | Sydney |  | Boral Pre-mix Concrete - TREMIE 65MPa | Boral is the largest integrated construction... | EPD Australasia | Life Cycle Logic Pty Ltd | AU | 46113 | 379 | 1 m3 | Mar 04 2023 | OpenBox
| W | ReadyMix | Boral | Sydney |  | Boral Pre-mix Concrete - SHOTCRETE 40MPa 10MM | Boral is the largest integrated construction... | EPD Australasia | Life Cycle Logic Pty Ltd | AU | 46113 | 309 | 1 m3 | Mar 04 2023 | OpenBox
| W | ReadyMix | Boral | Sydney |  | Boral Pre-mix Concrete - ENVISIA 50MPa | Boral is the largest integrated construction... | EPD Australasia | Life Cycle Logic Pty Ltd | AU | 46113 | 324 | 1 m3 | Mar 04 2023 | OpenBox
| W | ReadyMix | Boral | Sydney |  | Boral Pre-mix Concrete - ENVISIA 65MPa | Boral is the largest integrated construction... | EPD Australasia | Life Cycle Logic Pty Ltd | AU | 46113 | 343 | 1 m3 | Mar 04 2023 | OpenBox
| W | ReadyMix | Boral | Sydney |  | Boral Pre-mix Concrete - ENVISIA 80MPa | Boral is the largest integrated construction... | EPD Australasia | Life Cycle Logic Pty Ltd | AU | 46113 | 422 | 1 m3 | Mar 04 2023 | OpenBox
| W | ReadyMix | Boral | Sydney |  | Boral Pre-mix Concrete - POST TENSIONED 40MPa 22@3 | Boral is the largest integrated construction... | EPD Australasia | Life Cycle Logic Pty Ltd | AU | 46113 | 342 | 1 m3 | Mar 04 2023 | OpenBox
| W | ReadyMix | Boral | Sydney |  | Boral Pre-mix Concrete - KERB MACHINE 25MPa 10MM | Boral is the largest integrated construction... | EPD Australasia | Life Cycle Logic Pty Ltd | AU | 46113 | 252 | 1 m3 | Mar 04 2023 | OpenBox
| W | ReadyMix | Boral | Sydney |  | Boral Pre-mix Concrete - POST TENSIONED 40MPa 22@4 | Boral is the largest integrated construction... | EPD Australasia | Life Cycle Logic Pty Ltd | AU | 46113 | 335 | 1 m3 | Mar 04 2023 | OpenBox
| W | ReadyMix | Boral | Sydney |  | Boral Pre-mix Concrete - POST TENSIONED 40MPa 22@5 | Boral is the largest integrated construction... | EPD Australasia | Life Cycle Logic Pty Ltd | AU | 46113 | 325 | 1 m3 | Mar 04 2023 | OpenBox
| W | ReadyMix | Boral | Sydney |  | Boral Pre-mix Concrete - HIGH SLUMP 50MPa | Boral is the largest integrated construction... | EPD Australasia | Life Cycle Logic Pty Ltd | AU | 46113 | 328 | 1 m3 | Mar 04 2023 | OpenBox
| W | ReadyMix | Boral | Sydney |  | Boral Pre-mix Concrete - HIGH SLUMP 65MPa | Boral is the largest integrated construction... | EPD Australasia | Life Cycle Logic Pty Ltd | AU | 46113 | 379 | 1 m3 | Mar 04 2023 | OpenBox
| W | ReadyMix | Boral | Sydney |  | Boral Pre-mix Concrete - KERB MACHINE 32MPa 10MM | Boral is the largest integrated construction... | EPD Australasia | Life Cycle Logic Pty Ltd | AU | 46113 | 287 | 1 m3 | Mar 04 2023 | OpenBox
| W | ReadyMix | Boral | Sydney |  | Boral Pre-mix Concrete - NO FINES 6:1 | Boral is the largest integrated construction... | EPD Australasia | Life Cycle Logic Pty Ltd | AU | 46113 | 250 | 1 m3 | Mar 04 2023 | OpenBox
| W | ReadyMix | Boral | Sydney |  | Boral Pre-mix Concrete - TfNSW B80 40MPa 20MM TREMIE B2 EXPOSURE | Boral is the largest integrated construction... | EPD Australasia | Life Cycle Logic Pty Ltd | AU | 46113 | 235 | 1 m3 | Mar 04 2023 | OpenBox
| W | ReadyMix | Boral | Sydney |  | Boral Pre-mix Concrete - STABILISED SAND 4:1 | Boral is the largest integrated construction... | EPD Australasia | Life Cycle Logic Pty Ltd | AU | 46113 | 172 | 1 m3 | Mar 04 2023 | OpenBox
| W | ReadyMix | Boral | Sydney |  | Boral Pre-mix Concrete - TfNSW B80 50MPa 20MM TREMIE CFA C1 EXPOSURE | Boral is the largest integrated construction... | EPD Australasia | Life Cycle Logic Pty Ltd | AU | 46113 | 248 | 1 m3 | Mar 04 2023 | OpenBox
| W | ReadyMix | Boral | Sydney |  | Boral Pre-mix Concrete - TfNSW B80 50MPa 20MM PUMP B2 EXPOSURE | Boral is the largest integrated construction... | EPD Australasia | Life Cycle Logic Pty Ltd | AU | 46113 | 239 | 1 m3 | Mar 04 2023 | OpenBox
| W | ReadyMix | Boral | Sydney |  | Boral Pre-mix Concrete - TfNSW B80 50MPa 20MM TREMIE B2 EXPOSURE | Boral is the largest integrated construction... | EPD Australasia | Life Cycle Logic Pty Ltd | AU | 46113 | 233 | 1 m3 | Mar 04 2023 | OpenBox
| W | ReadyMix | Boral | Sydney |  | Boral Pre-mix Concrete - TfNSW R83 35MPa 20MM HAND/MACHINE PLACED | Boral is the largest integrated construction... | EPD Australasia | Life Cycle Logic Pty Ltd | AU | 46113 | 289 | 1 m3 | Mar 04 2023 | OpenBox
| W | ReadyMix | Boral | Sydney |  | Boral Pre-mix Concrete - TfNSW B80 40MPa 20MM PUMP B1 EXPOSURE | Boral is the largest integrated construction... | EPD Australasia | Life Cycle Logic Pty Ltd | AU | 46113 | 313 | 1 m3 | Mar 04 2023 | OpenBox
| W | ReadyMix | Boral | Sydney |  | Boral Pre-mix Concrete - TfNSW B80 40MPa 20MM PUMP B2 EXPOSURE | Boral is the largest integrated construction... | EPD Australasia | Life Cycle Logic Pty Ltd | AU | 46113 | 231 | 1 m3 | Mar 04 2023 | OpenBox
| W | ReadyMix | Boral | Newcastle |  | Boral Pre-mix Concrete - Normal Class GP blend 25MPa | Boral is the largest integrated construction... | EPD Australasia | Life Cycle Logic Pty Ltd | AU | 46113 | 280 | 1 m3 | Mar 04 2023 | OpenBox
| W | ReadyMix | Boral | Newcastle |  | Boral Pre-mix Concrete - Normal Class GP blend 32MPa | Boral is the largest integrated construction... | EPD Australasia | Life Cycle Logic Pty Ltd | AU | 46113 | 306 | 1 m3 | Mar 04 2023 | OpenBox
| W | ReadyMix | Boral | Newcastle |  | Boral Pre-mix Concrete - Normal Class GP blend 40MPa | Boral is the largest integrated construction... | EPD Australasia | Life Cycle Logic Pty Ltd | AU | 46113 | 349 | 1 m3 | Mar 04 2023 | OpenBox
| W | ReadyMix | Boral | Newcastle |  | Boral Pre-mix Concrete - Normal Class GP blend 50MPa | Boral is the largest integrated construction... | EPD Australasia | Life Cycle Logic Pty Ltd | AU | 46113 | 444 | 1 m3 | Mar 04 2023 | OpenBox
| W | ReadyMix | Boral | Newcastle |  | Boral Pre-mix Concrete - Normal Class GP/FA blend 20 MPa | Boral is the largest integrated construction... | EPD Australasia | Life Cycle Logic Pty Ltd | AU | 46113 | 199 | 1 m3 | Mar 04 2023 | OpenBox
| W | ReadyMix | Boral | Newcastle |  | Boral Pre-mix Concrete - Normal Class GP/FA blend 25 MPa | Boral is the largest integrated construction... | EPD Australasia | Life Cycle Logic Pty Ltd | AU | 46113 | 220 | 1 m3 | Mar 04 2023 | OpenBox
| W | ReadyMix | Boral | Newcastle |  | Boral Pre-mix Concrete - Normal Class GP/FA blend 32 MPa | Boral is the largest integrated construction... | EPD Australasia | Life Cycle Logic Pty Ltd | AU | 46113 | 250 | 1 m3 | Mar 04 2023 | OpenBox
| W | ReadyMix | Boral | Newcastle |  | Boral Pre-mix Concrete - Normal Class GP/FA blend 40 MPa | Boral is the largest integrated construction... | EPD Australasia | Life Cycle Logic Pty Ltd | AU | 46113 | 324 | 1 m3 | Mar 04 2023 | OpenBox
| W | ReadyMix | Boral | Newcastle |  | Boral Pre-mix Concrete - ENVIROCRETE 30% 20 MPa | Boral is the largest integrated construction... | EPD Australasia | Life Cycle Logic Pty Ltd | AU | 46113 | 199 | 1 m3 | Mar 04 2023 | OpenBox
| W | ReadyMix | Boral | Newcastle |  | Boral Pre-mix Concrete - Normal Class GP/FA blend 50 MPa | Boral is the largest integrated construction... | EPD Australasia | Life Cycle Logic Pty Ltd | AU | 46113 | 410 | 1 m3 | Mar 04 2023 | OpenBox
| W | ReadyMix | Boral | Newcastle |  | Boral Pre-mix Concrete - Normal Class GP/GGBFS blend 20 MPa | Boral is the largest integrated construction... | EPD Australasia | Life Cycle Logic Pty Ltd | AU | 46113 | 188 | 1 m3 | Mar 04 2023 | OpenBox
| W | ReadyMix | Boral | Newcastle |  | Boral Pre-mix Concrete - Normal Class GP/GGBFS blend 25 MPa | Boral is the largest integrated construction... | EPD Australasia | Life Cycle Logic Pty Ltd | AU | 46113 | 200 | 1 m3 | Mar 04 2023 | OpenBox
| W | ReadyMix | Boral | Newcastle |  | Boral Pre-mix Concrete - ENVIROCRETE 30% 25 MPa | Boral is the largest integrated construction... | EPD Australasia | Life Cycle Logic Pty Ltd | AU | 46113 | 220 | 1 m3 | Mar 04 2023 | OpenBox
| W | ReadyMix | Boral | Newcastle |  | Boral Pre-mix Concrete - ENVIROCRETE 30% 32 MPa | Boral is the largest integrated construction... | EPD Australasia | Life Cycle Logic Pty Ltd | AU | 46113 | 250 | 1 m3 | Mar 04 2023 | OpenBox
| W | ReadyMix | Boral | Newcastle |  | Boral Pre-mix Concrete - ENVIROCRETE 30% 40 MPa | Boral is the largest integrated construction... | EPD Australasia | Life Cycle Logic Pty Ltd | AU | 46113 | 304 | 1 m3 | Mar 04 2023 | OpenBox
| W | ReadyMix | Boral | Newcastle |  | Boral Pre-mix Concrete - ENVIROCRETE 30% 50 MPa | Boral is the largest integrated construction... | EPD Australasia | Life Cycle Logic Pty Ltd | AU | 46113 | 385 | 1 m3 | Mar 04 2023 | OpenBox
| W | ReadyMix | Boral | Newcastle |  | Boral Pre-mix Concrete - ENVIROCRETE 40% 20 MPa | Boral is the largest integrated construction... | EPD Australasia | Life Cycle Logic Pty Ltd | AU | 46113 | 183 | 1 m3 | Mar 04 2023 | OpenBox
| W | ReadyMix | Boral | Newcastle |  | Boral Pre-mix Concrete - ENVIROCRETE 40% 25 MPa | Boral is the largest integrated construction... | EPD Australasia | Life Cycle Logic Pty Ltd | AU | 46113 | 200 | 1 m3 | Mar 04 2023 | OpenBox
| W | ReadyMix | Boral | Newcastle |  | Boral Pre-mix Concrete - ENVIROCRETE 40% 32 MPa | Boral is the largest integrated construction... | EPD Australasia | Life Cycle Logic Pty Ltd | AU | 46113 | 232 | 1 m3 | Mar 04 2023 | OpenBox
| W | ReadyMix | Boral | Newcastle |  | Boral Pre-mix Concrete - ENVIROCRETE 40% 40 MPa | Boral is the largest integrated construction... | EPD Australasia | Life Cycle Logic Pty Ltd | AU | 46113 | 276 | 1 m3 | Mar 04 2023 | OpenBox
| W | ReadyMix | Boral | Newcastle |  | Boral Pre-mix Concrete - ENVIROCRETE 40% 50 MPa | Boral is the largest integrated construction... | EPD Australasia | Life Cycle Logic Pty Ltd | AU | 46113 | 345 | 1 m3 | Mar 04 2023 | OpenBox
| W | ReadyMix | Boral | Newcastle |  | Boral Pre-mix Concrete - ENVIROCRETE PLUS 20MPa | Boral is the largest integrated construction... | EPD Australasia | Life Cycle Logic Pty Ltd | AU | 46113 | 179 | 1 m3 | Mar 04 2023 | OpenBox
| W | ReadyMix | Boral | Newcastle |  | Boral Pre-mix Concrete - ENVIROCRETE PLUS 25MPa | Boral is the largest integrated construction... | EPD Australasia | Life Cycle Logic Pty Ltd | AU | 46113 | 194 | 1 m3 | Mar 04 2023 | OpenBox
| W | ReadyMix | Boral | Newcastle |  | Boral Pre-mix Concrete - ENVIROCRETE PLUS 32MPa | Boral is the largest integrated construction... | EPD Australasia | Life Cycle Logic Pty Ltd | AU | 46113 | 220 | 1 m3 | Mar 04 2023 | OpenBox
| W | ReadyMix | Boral | Newcastle |  | Boral Pre-mix Concrete - ENVIROCRETE PLUS 40MPa | Boral is the largest integrated construction... | EPD Australasia | Life Cycle Logic Pty Ltd | AU | 46113 | 265 | 1 m3 | Mar 04 2023 | OpenBox
| W | ReadyMix | Boral | Newcastle |  | Boral Pre-mix Concrete - ENVIROCRETE PLUS 50MPa | Boral is the largest integrated construction... | EPD Australasia | Life Cycle Logic Pty Ltd | AU | 46113 | 333 | 1 m3 | Mar 04 2023 | OpenBox
| W | ReadyMix | Boral | Newcastle |  | Boral Pre-mix Concrete - ENVISIA 20MPa | Boral is the largest integrated construction... | EPD Australasia | Life Cycle Logic Pty Ltd | AU | 46113 | 176 | 1 m3 | Mar 04 2023 | OpenBox
| W | ReadyMix | Boral | Newcastle |  | Boral Pre-mix Concrete - ENVISIA 25MPa | Boral is the largest integrated construction... | EPD Australasia | Life Cycle Logic Pty Ltd | AU | 46113 | 184 | 1 m3 | Mar 04 2023 | OpenBox
| W | ReadyMix | Boral | Newcastle |  | Boral Pre-mix Concrete - ENVISIA 32MPa | Boral is the largest integrated construction... | EPD Australasia | Life Cycle Logic Pty Ltd | AU | 46113 | 198 | 1 m3 | Mar 04 2023 | OpenBox
| W | ReadyMix | Boral | Newcastle |  | Boral Pre-mix Concrete - ENVISIA 40MPa | Boral is the largest integrated construction... | EPD Australasia | Life Cycle Logic Pty Ltd | AU | 46113 | 249 | 1 m3 | Mar 04 2023 | OpenBox
| W | ReadyMix | Boral | Newcastle |  | Boral Pre-mix Concrete - ENVISIA 50MPa | Boral is the largest integrated construction... | EPD Australasia | Life Cycle Logic Pty Ltd | AU | 46113 | 324 | 1 m3 | Mar 04 2023 | OpenBox
| W | ReadyMix | Boral | Newcastle |  | Boral Pre-mix Concrete - ENVISIA 65MPa | Boral is the largest integrated construction... | EPD Australasia | Life Cycle Logic Pty Ltd | AU | 46113 | 343 | 1 m3 | Mar 04 2023 | OpenBox
| W | ReadyMix | Boral | Newcastle |  | Boral Pre-mix Concrete - ENVISIA 80MPa | Boral is the largest integrated construction... | EPD Australasia | Life Cycle Logic Pty Ltd | AU | 46113 | 422 | 1 m3 | Mar 04 2023 | OpenBox
| W | ReadyMix | Boral | Newcastle |  | Boral Pre-mix Concrete - POST TENSIONED 40MPa 22@3 | Boral is the largest integrated construction... | EPD Australasia | Life Cycle Logic Pty Ltd | AU | 46113 | 335 | 1 m3 | Mar 04 2023 | OpenBox
| W | ReadyMix | Boral | Newcastle |  | Boral Pre-mix Concrete - POST TENSIONED 40MPa 22@4 | Boral is the largest integrated construction... | EPD Australasia | Life Cycle Logic Pty Ltd | AU | 46113 | 323 | 1 m3 | Mar 04 2023 | OpenBox
| W | ReadyMix | Boral | Newcastle |  | Boral Pre-mix Concrete - POST TENSIONED 40MPa 22@5 | Boral is the largest integrated construction... | EPD Australasia | Life Cycle Logic Pty Ltd | AU | 46113 | 315 | 1 m3 | Mar 04 2023 | OpenBox
| W | ReadyMix | Boral | Newcastle |  | Boral Pre-mix Concrete - HIGH SLUMP 50MPa | Boral is the largest integrated construction... | EPD Australasia | Life Cycle Logic Pty Ltd | AU | 46113 | 427 | 1 m3 | Mar 04 2023 | OpenBox
| W | ReadyMix | Boral | Newcastle |  | Boral Pre-mix Concrete - HIGH SLUMP 65MPa | Boral is the largest integrated construction... | EPD Australasia | Life Cycle Logic Pty Ltd | AU | 46113 | 472 | 1 m3 | Mar 04 2023 | OpenBox
| W | ReadyMix | Boral | Newcastle |  | Boral Pre-mix Concrete - HIGH SLUMP 80MPa | Boral is the largest integrated construction... | EPD Australasia | Life Cycle Logic Pty Ltd | AU | 46113 | 485 | 1 m3 | Mar 04 2023 | OpenBox
| W | ReadyMix | Boral | Newcastle |  | Boral Pre-mix Concrete - TREMIE 40MPa | Boral is the largest integrated construction... | EPD Australasia | Life Cycle Logic Pty Ltd | AU | 46113 | 258 | 1 m3 | Mar 04 2023 | OpenBox
| W | ReadyMix | Boral | Newcastle |  | Boral Pre-mix Concrete - TREMIE 50MPa | Boral is the largest integrated construction... | EPD Australasia | Life Cycle Logic Pty Ltd | AU | 46113 | 335 | 1 m3 | Mar 04 2023 | OpenBox
| W | ReadyMix | Boral | Newcastle |  | Boral Pre-mix Concrete - TREMIE 65MPa | Boral is the largest integrated construction... | EPD Australasia | Life Cycle Logic Pty Ltd | AU | 46113 | 379 | 1 m3 | Mar 04 2023 | OpenBox
| W | ReadyMix | Boral | Newcastle |  | Boral Pre-mix Concrete - SHOTCRETE 40MPa 10MM | Boral is the largest integrated construction... | EPD Australasia | Life Cycle Logic Pty Ltd | AU | 46113 | 309 | 1 m3 | Mar 04 2023 | OpenBox
| W | ReadyMix | Boral | Newcastle |  | Boral Pre-mix Concrete - KERB MACHINE 25MPa 10MM | Boral is the largest integrated construction... | EPD Australasia | Life Cycle Logic Pty Ltd | AU | 46113 | 252 | 1 m3 | Mar 04 2023 | OpenBox
| W | ReadyMix | Boral | Newcastle |  | Boral Pre-mix Concrete - Normal Class GP/GGBFS blend 32 MPa | Boral is the largest integrated construction... | EPD Australasia | Life Cycle Logic Pty Ltd | AU | 46113 | 218 | 1 m3 | Mar 04 2023 | OpenBox
| W | ReadyMix | Boral | Newcastle |  | Boral Pre-mix Concrete - Normal Class GP/GGBFS blend 40 MPa | Boral is the largest integrated construction... | EPD Australasia | Life Cycle Logic Pty Ltd | AU | 46113 | 247 | 1 m3 | Mar 04 2023 | OpenBox
| W | ReadyMix | Boral | Newcastle |  | Boral Pre-mix Concrete - KERB MACHINE 32MPa 10MM | Boral is the largest integrated construction... | EPD Australasia | Life Cycle Logic Pty Ltd | AU | 46113 | 287 | 1 m3 | Mar 04 2023 | OpenBox
| W | ReadyMix | Boral | Newcastle |  | Boral Pre-mix Concrete - NO FINES 6:1 | Boral is the largest integrated construction... | EPD Australasia | Life Cycle Logic Pty Ltd | AU | 46113 | 193 | 1 m3 | Mar 04 2023 | OpenBox
| W | ReadyMix | Boral | Newcastle |  | Boral Pre-mix Concrete - STABILISED SAND 8:1 | Boral is the largest integrated construction... | EPD Australasia | Life Cycle Logic Pty Ltd | AU | 46113 | 123 | 1 m3 | Mar 04 2023 | OpenBox
| W | ReadyMix | Boral | Newcastle |  | Boral Pre-mix Concrete - STABILISED SAND 4:1 | Boral is the largest integrated construction... | EPD Australasia | Life Cycle Logic Pty Ltd | AU | 46113 | 210 | 1 m3 | Mar 04 2023 | OpenBox
| W | ReadyMix | Boral | Newcastle |  | Boral Pre-mix Concrete - Normal Class GP/GGBFS blend 50 MPa | Boral is the largest integrated construction... | EPD Australasia | Life Cycle Logic Pty Ltd | AU | 46113 | 313 | 1 m3 | Mar 04 2023 | OpenBox
| W | ReadyMix | Boral | Wollongong |  | Boral Pre-mix Concrete - Normal Class GP blend 25MPa | Boral is the largest integrated construction... | EPD Australasia | Life Cycle Logic Pty Ltd | AU | 46113 | 285 | 1 m3 | Mar 04 2023 | OpenBox
| W | ReadyMix | Boral | Wollongong |  | Boral Pre-mix Concrete - Normal Class GP blend 32MPa | Boral is the largest integrated construction... | EPD Australasia | Life Cycle Logic Pty Ltd | AU | 46113 | 310 | 1 m3 | Mar 04 2023 | OpenBox
| W | ReadyMix | Boral | Newcastle |  | Boral Pre-mix Concrete - TfNSW B80 40MPa 20MM PUMP B1 EXPOSURE | Boral is the largest integrated construction... | EPD Australasia | Life Cycle Logic Pty Ltd | AU | 46113 | 308 | 1 m3 | Mar 04 2023 | OpenBox
| W | ReadyMix | Boral | Newcastle |  | Boral Pre-mix Concrete - TfNSW B80 40MPa 20MM PUMP B2 EXPOSURE | Boral is the largest integrated construction... | EPD Australasia | Life Cycle Logic Pty Ltd | AU | 46113 | 314 | 1 m3 | Mar 04 2023 | OpenBox
| W | ReadyMix | Boral | Newcastle |  | Boral Pre-mix Concrete - TfNSW B80 40MPa 20MM TREMIE B2 EXPOSURE | Boral is the largest integrated construction... | EPD Australasia | Life Cycle Logic Pty Ltd | AU | 46113 | 322 | 1 m3 | Mar 04 2023 | OpenBox
| W | ReadyMix | Boral | Newcastle |  | Boral Pre-mix Concrete - TfNSW B80 50MPa 20MM TREMIE CFA C1 EXPOSURE | Boral is the largest integrated construction... | EPD Australasia | Life Cycle Logic Pty Ltd | AU | 46113 | 341 | 1 m3 | Mar 04 2023 | OpenBox
| W | ReadyMix | Boral | Wollongong |  | Boral Pre-mix Concrete - Normal Class GP blend 40MPa | Boral is the largest integrated construction... | EPD Australasia | Life Cycle Logic Pty Ltd | AU | 46113 | 354 | 1 m3 | Mar 04 2023 | OpenBox
| W | ReadyMix | Boral | Wollongong |  | Boral Pre-mix Concrete - Normal Class GP blend 50MPa | Boral is the largest integrated construction... | EPD Australasia | Life Cycle Logic Pty Ltd | AU | 46113 | 449 | 1 m3 | Mar 04 2023 | OpenBox
| W | ReadyMix | Boral | Wollongong |  | Boral Pre-mix Concrete - Normal Class GP/FA blend 20 MPa | Boral is the largest integrated construction... | EPD Australasia | Life Cycle Logic Pty Ltd | AU | 46113 | 205 | 1 m3 | Mar 04 2023 | OpenBox
| W | ReadyMix | Boral | Wollongong |  | Boral Pre-mix Concrete - Normal Class GP/FA blend 25 MPa | Boral is the largest integrated construction... | EPD Australasia | Life Cycle Logic Pty Ltd | AU | 46113 | 227 | 1 m3 | Mar 04 2023 | OpenBox
| W | ReadyMix | Boral | Wollongong |  | Boral Pre-mix Concrete - Normal Class GP/FA blend 32 MPa | Boral is the largest integrated construction... | EPD Australasia | Life Cycle Logic Pty Ltd | AU | 46113 | 257 | 1 m3 | Mar 04 2023 | OpenBox
| W | ReadyMix | Boral | Wollongong |  | Boral Pre-mix Concrete - Normal Class GP/FA blend 40 MPa | Boral is the largest integrated construction... | EPD Australasia | Life Cycle Logic Pty Ltd | AU | 46113 | 330 | 1 m3 | Mar 04 2023 | OpenBox
| W | ReadyMix | Boral | Newcastle |  | Boral Pre-mix Concrete - TfNSW B80 50MPa 20MM PUMP B2 EXPOSURE | Boral is the largest integrated construction... | EPD Australasia | Life Cycle Logic Pty Ltd | AU | 46113 | 426 | 1 m3 | Mar 04 2023 | OpenBox
| W | ReadyMix | Boral | Newcastle |  | Boral Pre-mix Concrete - TfNSW B80 50MPa 20MM TREMIE B2 EXPOSURE | Boral is the largest integrated construction... | EPD Australasia | Life Cycle Logic Pty Ltd | AU | 46113 | 101 | 1 m3 | Mar 04 2023 | OpenBox
| W | ReadyMix | Boral | Wollongong |  | Boral Pre-mix Concrete - KERB MACHINE 25MPa 10MM | Boral is the largest integrated construction... | EPD Australasia | Life Cycle Logic Pty Ltd | AU | 46113 | 254 | 1 m3 | Mar 04 2023 | OpenBox
| W | ReadyMix | Boral | Wollongong |  | Boral Pre-mix Concrete - Normal Class GP/FA blend 50 MPa | Boral is the largest integrated construction... | EPD Australasia | Life Cycle Logic Pty Ltd | AU | 46113 | 417 | 1 m3 | Mar 04 2023 | OpenBox
| W | ReadyMix | Boral | Wollongong |  | Boral Pre-mix Concrete - Normal Class GP/GGBFS blend 20 MPa | Boral is the largest integrated construction... | EPD Australasia | Life Cycle Logic Pty Ltd | AU | 46113 | 188 | 1 m3 | Mar 04 2023 | OpenBox
| W | ReadyMix | Boral | Wollongong |  | Boral Pre-mix Concrete - Normal Class GP/GGBFS blend 25 MPa | Boral is the largest integrated construction... | EPD Australasia | Life Cycle Logic Pty Ltd | AU | 46113 | 199 | 1 m3 | Mar 04 2023 | OpenBox
| W | ReadyMix | Boral | Wollongong |  | Boral Pre-mix Concrete - Normal Class GP/GGBFS blend 32 MPa | Boral is the largest integrated construction... | EPD Australasia | Life Cycle Logic Pty Ltd | AU | 46113 | 216 | 1 m3 | Mar 04 2023 | OpenBox
| W | ReadyMix | Boral | Wollongong |  | Boral Pre-mix Concrete - Normal Class GP/GGBFS blend 40 MPa | Boral is the largest integrated construction... | EPD Australasia | Life Cycle Logic Pty Ltd | AU | 46113 | 245 | 1 m3 | Mar 04 2023 | OpenBox
| W | ReadyMix | Boral | Wollongong |  | Boral Pre-mix Concrete - Normal Class GP/GGBFS blend 50 MPa | Boral is the largest integrated construction... | EPD Australasia | Life Cycle Logic Pty Ltd | AU | 46113 | 309 | 1 m3 | Mar 04 2023 | OpenBox
| W | ReadyMix | Boral | Wollongong |  | Boral Pre-mix Concrete - Normal Class GP/GGBFS/FA blend 20 MPa | Boral is the largest integrated construction... | EPD Australasia | Life Cycle Logic Pty Ltd | AU | 46113 | 148 | 1 m3 | Mar 04 2023 | OpenBox
| W | ReadyMix | Boral | Wollongong |  | Boral Pre-mix Concrete - Normal Class GP/GGBFS/FA blend 25 MPa | Boral is the largest integrated construction... | EPD Australasia | Life Cycle Logic Pty Ltd | AU | 46113 | 162 | 1 m3 | Mar 04 2023 | OpenBox
| W | ReadyMix | Boral | Wollongong |  | Boral Pre-mix Concrete - KERB MACHINE 32MPa 10MM | Boral is the largest integrated construction... | EPD Australasia | Life Cycle Logic Pty Ltd | AU | 46113 | 288 | 1 m3 | Mar 04 2023 | OpenBox
| W | ReadyMix | Boral | Wollongong |  | Boral Pre-mix Concrete - NO FINES 6:1 | Boral is the largest integrated construction... | EPD Australasia | Life Cycle Logic Pty Ltd | AU | 46113 | 235 | 1 m3 | Mar 04 2023 | OpenBox
| W | ReadyMix | Boral | Wollongong |  | Boral Pre-mix Concrete - STABILISED SAND 8:1 | Boral is the largest integrated construction... | EPD Australasia | Life Cycle Logic Pty Ltd | AU | 46113 | 185 | 1 m3 | Mar 04 2023 | OpenBox
| W | ReadyMix | Boral | Wollongong |  | Boral Pre-mix Concrete - STABILISED SAND 4:1 | Boral is the largest integrated construction... | EPD Australasia | Life Cycle Logic Pty Ltd | AU | 46113 | 314 | 1 m3 | Mar 04 2023 | OpenBox
| W | ReadyMix | Boral | Wollongong |  | Boral Pre-mix Concrete - TfNSW B80 40MPa 20MM PUMP B1 EXPOSURE | Boral is the largest integrated construction... | EPD Australasia | Life Cycle Logic Pty Ltd | AU | 46113 | 313 | 1 m3 | Mar 04 2023 | OpenBox
| W | ReadyMix | Boral | Wollongong |  | Boral Pre-mix Concrete - Normal Class GP/GGBFS/FA blend 32 MPa | Boral is the largest integrated construction... | EPD Australasia | Life Cycle Logic Pty Ltd | AU | 46113 | 185 | 1 m3 | Mar 04 2023 | OpenBox
| W | ReadyMix | Boral | Wollongong |  | Boral Pre-mix Concrete - Normal Class GP/GGBFS /FA blend 40 MPa | Boral is the largest integrated construction... | EPD Australasia | Life Cycle Logic Pty Ltd | AU | 46113 | 256 | 1 m3 | Mar 04 2023 | OpenBox
| W | ReadyMix | Boral | Wollongong |  | Boral Pre-mix Concrete - Normal Class GP/GGBFS/FA blend 50 MPa | Boral is the largest integrated construction... | EPD Australasia | Life Cycle Logic Pty Ltd | AU | 46113 | 376 | 1 m3 | Mar 04 2023 | OpenBox
| W | ReadyMix | Boral | Wollongong |  | Boral Pre-mix Concrete - ENVIROCRETE 30% 20 MPa | Boral is the largest integrated construction... | EPD Australasia | Life Cycle Logic Pty Ltd | AU | 46113 | 205 | 1 m3 | Mar 04 2023 | OpenBox
| W | ReadyMix | Boral | Wollongong |  | Boral Pre-mix Concrete - TfNSW B80 40MPa 20MM PUMP B2 EXPOSURE | Boral is the largest integrated construction... | EPD Australasia | Life Cycle Logic Pty Ltd | AU | 46113 | 320 | 1 m3 | Mar 04 2023 | OpenBox
| W | ReadyMix | Boral | Wollongong |  | Boral Pre-mix Concrete - TfNSW B80 40MPa 20MM TREMIE B2 EXPOSURE | Boral is the largest integrated construction... | EPD Australasia | Life Cycle Logic Pty Ltd | AU | 46113 | 329 | 1 m3 | Mar 04 2023 | OpenBox
| W | ReadyMix | Boral | Wollongong |  | Boral Pre-mix Concrete - TfNSW B80 50MPa 20MM TREMIE CFA C1 EXPOSURE | Boral is the largest integrated construction... | EPD Australasia | Life Cycle Logic Pty Ltd | AU | 46113 | 349 | 1 m3 | Mar 04 2023 | OpenBox
| W | ReadyMix | Boral | Wollongong |  | Boral Pre-mix Concrete - TfNSW B80 50MPA 20MM TREMIE B2 EXPOSURE | Boral is the largest integrated construction... | EPD Australasia | Life Cycle Logic Pty Ltd | AU | 46113 | 408 | 1 m3 | Mar 04 2023 | OpenBox
| W | ReadyMix | Boral | Wollongong |  | Boral Pre-mix Concrete - TfNSW R83 35MPa 20MM HAND/MACHINE PLACED | Boral is the largest integrated construction... | EPD Australasia | Life Cycle Logic Pty Ltd | AU | 46113 | 287 | 1 m3 | Mar 04 2023 | OpenBox
| W | ReadyMix | Boral | Canberra |  | Boral Pre-mix Concrete - Normal Class GP blend 25MPa | Boral is the largest integrated construction... | EPD Australasia | Life Cycle Logic Pty Ltd | AU | 46113 | 288 | 1 m3 | Mar 04 2023 | OpenBox
| W | ReadyMix | Boral | Wollongong |  | Boral Pre-mix Concrete - ENVIROCRETE 30% 25 MPa | Boral is the largest integrated construction... | EPD Australasia | Life Cycle Logic Pty Ltd | AU | 46113 | 227 | 1 m3 | Mar 04 2023 | OpenBox
| W | ReadyMix | Boral | Wollongong |  | Boral Pre-mix Concrete - ENVIROCRETE 30% 32 MPa | Boral is the largest integrated construction... | EPD Australasia | Life Cycle Logic Pty Ltd | AU | 46113 | 257 | 1 m3 | Mar 04 2023 | OpenBox
| W | ReadyMix | Boral | Wollongong |  | Boral Pre-mix Concrete - ENVIROCRETE 30% 40 MPa | Boral is the largest integrated construction... | EPD Australasia | Life Cycle Logic Pty Ltd | AU | 46113 | 310 | 1 m3 | Mar 04 2023 | OpenBox
| W | ReadyMix | Boral | Wollongong |  | Boral Pre-mix Concrete - ENVIROCRETE 30% 50 MPa | Boral is the largest integrated construction... | EPD Australasia | Life Cycle Logic Pty Ltd | AU | 46113 | 388 | 1 m3 | Mar 04 2023 | OpenBox
| W | ReadyMix | Boral | Wollongong |  | Boral Pre-mix Concrete - ENVIROCRETE 40% 20 MPa | Boral is the largest integrated construction... | EPD Australasia | Life Cycle Logic Pty Ltd | AU | 46113 | 186 | 1 m3 | Mar 04 2023 | OpenBox
| W | ReadyMix | Boral | Canberra |  | Boral Pre-mix Concrete - Normal Class GP blend 32MPa | Boral is the largest integrated construction... | EPD Australasia | Life Cycle Logic Pty Ltd | AU | 46113 | 314 | 1 m3 | Mar 04 2023 | OpenBox
| W | ReadyMix | Boral | Canberra |  | Boral Pre-mix Concrete - Normal Class GP blend 40MPa | Boral is the largest integrated construction... | EPD Australasia | Life Cycle Logic Pty Ltd | AU | 46113 | 358 | 1 m3 | Mar 04 2023 | OpenBox
| W | ReadyMix | Boral | Canberra |  | Boral Pre-mix Concrete - Normal Class GP blend 50MPa | Boral is the largest integrated construction... | EPD Australasia | Life Cycle Logic Pty Ltd | AU | 46113 | 454 | 1 m3 | Mar 04 2023 | OpenBox
| W | ReadyMix | Boral | Canberra |  | Boral Pre-mix Concrete - Normal Class GP/FA blend 20 MPa | Boral is the largest integrated construction... | EPD Australasia | Life Cycle Logic Pty Ltd | AU | 46113 | 210 | 1 m3 | Mar 04 2023 | OpenBox
| W | ReadyMix | Boral | Canberra |  | Boral Pre-mix Concrete - Normal Class GP/FA blend 25 MPa | Boral is the largest integrated construction... | EPD Australasia | Life Cycle Logic Pty Ltd | AU | 46113 | 231 | 1 m3 | Mar 04 2023 | OpenBox
| W | ReadyMix | Boral | Canberra |  | Boral Pre-mix Concrete - Normal Class GP/FA blend 32 MPa | Boral is the largest integrated construction... | EPD Australasia | Life Cycle Logic Pty Ltd | AU | 46113 | 262 | 1 m3 | Mar 04 2023 | OpenBox
| W | ReadyMix | Boral | Wollongong |  | Boral Pre-mix Concrete - ENVIROCRETE 40% 25 MPa | Boral is the largest integrated construction... | EPD Australasia | Life Cycle Logic Pty Ltd | AU | 46113 | 203 | 1 m3 | Mar 04 2023 | OpenBox
| W | ReadyMix | Boral | Wollongong |  | Boral Pre-mix Concrete - ENVIROCRETE 40% 32 MPa | Boral is the largest integrated construction... | EPD Australasia | Life Cycle Logic Pty Ltd | AU | 46113 | 233 | 1 m3 | Mar 04 2023 | OpenBox
| W | ReadyMix | Boral | Wollongong |  | Boral Pre-mix Concrete - ENVIROCRETE 40% 40 MPa | Boral is the largest integrated construction... | EPD Australasia | Life Cycle Logic Pty Ltd | AU | 46113 | 278 | 1 m3 | Mar 04 2023 | OpenBox
| W | ReadyMix | Boral | Wollongong |  | Boral Pre-mix Concrete - ENVIROCRETE 40% 50 MPa | Boral is the largest integrated construction... | EPD Australasia | Life Cycle Logic Pty Ltd | AU | 46113 | 345 | 1 m3 | Mar 04 2023 | OpenBox
| W | ReadyMix | Boral | Wollongong |  | Boral Pre-mix Concrete - ENVIROCRETE PLUS 20MPa | Boral is the largest integrated construction... | EPD Australasia | Life Cycle Logic Pty Ltd | AU | 46113 | 181 | 1 m3 | Mar 04 2023 | OpenBox
| W | ReadyMix | Boral | Wollongong |  | Boral Pre-mix Concrete - ENVIROCRETE PLUS 25MPa | Boral is the largest integrated construction... | EPD Australasia | Life Cycle Logic Pty Ltd | AU | 46113 | 198 | 1 m3 | Mar 04 2023 | OpenBox
| W | ReadyMix | Boral | Wollongong |  | Boral Pre-mix Concrete - ENVIROCRETE PLUS 32MPa | Boral is the largest integrated construction... | EPD Australasia | Life Cycle Logic Pty Ltd | AU | 46113 | 224 | 1 m3 | Mar 04 2023 | OpenBox
| W | ReadyMix | Boral | Wollongong |  | Boral Pre-mix Concrete - ENVIROCRETE PLUS 40MPa | Boral is the largest integrated construction... | EPD Australasia | Life Cycle Logic Pty Ltd | AU | 46113 | 268 | 1 m3 | Mar 04 2023 | OpenBox
| W | ReadyMix | Boral | Wollongong |  | Boral Pre-mix Concrete - ENVIROCRETE PLUS 50MPa | Boral is the largest integrated construction... | EPD Australasia | Life Cycle Logic Pty Ltd | AU | 46113 | 334 | 1 m3 | Mar 04 2023 | OpenBox
| W | ReadyMix | Boral | Wollongong |  | Boral Pre-mix Concrete - ENVISIA 20MPa | Boral is the largest integrated construction... | EPD Australasia | Life Cycle Logic Pty Ltd | AU | 46113 | 173 | 1 m3 | Mar 04 2023 | OpenBox
| W | ReadyMix | Boral | Wollongong |  | Boral Pre-mix Concrete - ENVISIA 25MPa | Boral is the largest integrated construction... | EPD Australasia | Life Cycle Logic Pty Ltd | AU | 46113 | 180 | 1 m3 | Mar 04 2023 | OpenBox
| W | ReadyMix | Boral | Wollongong |  | Boral Pre-mix Concrete - ENVISIA 32MPa | Boral is the largest integrated construction... | EPD Australasia | Life Cycle Logic Pty Ltd | AU | 46113 | 193 | 1 m3 | Mar 04 2023 | OpenBox
| W | ReadyMix | Boral | Wollongong |  | Boral Pre-mix Concrete - ENVISIA 40MPa | Boral is the largest integrated construction... | EPD Australasia | Life Cycle Logic Pty Ltd | AU | 46113 | 247 | 1 m3 | Mar 04 2023 | OpenBox
| W | ReadyMix | Boral | Wollongong |  | Boral Pre-mix Concrete - ENVISIA 50MPa | Boral is the largest integrated construction... | EPD Australasia | Life Cycle Logic Pty Ltd | AU | 46113 | 321 | 1 m3 | Mar 04 2023 | OpenBox
| W | ReadyMix | Boral | Canberra |  | Boral Pre-mix Concrete - Normal Class GP/FA blend 40 MPa | Boral is the largest integrated construction... | EPD Australasia | Life Cycle Logic Pty Ltd | AU | 46113 | 336 | 1 m3 | Mar 04 2023 | OpenBox
| W | ReadyMix | Boral | Wollongong |  | Boral Pre-mix Concrete - ENVISIA 65MPa | Boral is the largest integrated construction... | EPD Australasia | Life Cycle Logic Pty Ltd | AU | 46113 | 327 | 1 m3 | Mar 04 2023 | OpenBox
| W | ReadyMix | Boral | Wollongong |  | Boral Pre-mix Concrete - ENVISIA 80MPa | Boral is the largest integrated construction... | EPD Australasia | Life Cycle Logic Pty Ltd | AU | 46113 | 426 | 1 m3 | Mar 04 2023 | OpenBox
| W | ReadyMix | Boral | Wollongong |  | Boral Pre-mix Concrete - POST TENSIONED 40MPa 22@3 | Boral is the largest integrated construction... | EPD Australasia | Life Cycle Logic Pty Ltd | AU | 46113 | 339 | 1 m3 | Mar 04 2023 | OpenBox
| W | ReadyMix | Boral | Wollongong |  | Boral Pre-mix Concrete - POST TENSIONED 40MPa 22@4 | Boral is the largest integrated construction... | EPD Australasia | Life Cycle Logic Pty Ltd | AU | 46113 | 330 | 1 m3 | Mar 04 2023 | OpenBox
| W | ReadyMix | Boral | Wollongong |  | Boral Pre-mix Concrete - POST TENSIONED 40MPa 22@5 | Boral is the largest integrated construction... | EPD Australasia | Life Cycle Logic Pty Ltd | AU | 46113 | 321 | 1 m3 | Mar 04 2023 | OpenBox
| W | ReadyMix | Boral | Wollongong |  | Boral Pre-mix Concrete - HIGH SLUMP 50MPa | Boral is the largest integrated construction... | EPD Australasia | Life Cycle Logic Pty Ltd | AU | 46113 | 429 | 1 m3 | Mar 04 2023 | OpenBox
| W | ReadyMix | Boral | Wollongong |  | Boral Pre-mix Concrete - HIGH SLUMP 65MPa | Boral is the largest integrated construction... | EPD Australasia | Life Cycle Logic Pty Ltd | AU | 46113 | 499 | 1 m3 | Mar 04 2023 | OpenBox
| W | ReadyMix | Boral | Wollongong |  | Boral Pre-mix Concrete - HIGH SLUMP 80MPa | Boral is the largest integrated construction... | EPD Australasia | Life Cycle Logic Pty Ltd | AU | 46113 | 529 | 1 m3 | Mar 04 2023 | OpenBox
| W | ReadyMix | Boral | Wollongong |  | Boral Pre-mix Concrete - TREMIE 40MPa | Boral is the largest integrated construction... | EPD Australasia | Life Cycle Logic Pty Ltd | AU | 46113 | 309 | 1 m3 | Mar 04 2023 | OpenBox
| W | ReadyMix | Boral | Wollongong |  | Boral Pre-mix Concrete - TREMIE 50MPa | Boral is the largest integrated construction... | EPD Australasia | Life Cycle Logic Pty Ltd | AU | 46113 | 378 | 1 m3 | Mar 04 2023 | OpenBox
| W | ReadyMix | Boral | Wollongong |  | Boral Pre-mix Concrete - TREMIE 65MPa | Boral is the largest integrated construction... | EPD Australasia | Life Cycle Logic Pty Ltd | AU | 46113 | 471 | 1 m3 | Mar 04 2023 | OpenBox
| W | ReadyMix | Boral | Canberra |  | Boral Pre-mix Concrete - Normal Class GP/FA blend 50 MPa | Boral is the largest integrated construction... | EPD Australasia | Life Cycle Logic Pty Ltd | AU | 46113 | 424 | 1 m3 | Mar 04 2023 | OpenBox
| W | ReadyMix | Boral | Canberra |  | Boral Pre-mix Concrete - Normal Class GP/GGBFS blend 20 MPa | Boral is the largest integrated construction... | EPD Australasia | Life Cycle Logic Pty Ltd | AU | 46113 | 194 | 1 m3 | Mar 04 2023 | OpenBox
| W | ReadyMix | Boral | Canberra |  | Boral Pre-mix Concrete - Normal Class GP/GGBFS blend 25 MPa | Boral is the largest integrated construction... | EPD Australasia | Life Cycle Logic Pty Ltd | AU | 46113 | 206 | 1 m3 | Mar 04 2023 | OpenBox
| W | ReadyMix | Boral | Canberra |  | Boral Pre-mix Concrete - Normal Class GP/GGBFS blend 32 MPa | Boral is the largest integrated construction... | EPD Australasia | Life Cycle Logic Pty Ltd | AU | 46113 | 224 | 1 m3 | Mar 04 2023 | OpenBox
| W | ReadyMix | Boral | Canberra |  | Boral Pre-mix Concrete - Normal Class GP/GGBFS blend 40 MPa | Boral is the largest integrated construction... | EPD Australasia | Life Cycle Logic Pty Ltd | AU | 46113 | 254 | 1 m3 | Mar 04 2023 | OpenBox
| W | ReadyMix | Boral | Canberra |  | Boral Pre-mix Concrete - Normal Class GP/GGBFS blend 50 MPa | Boral is the largest integrated construction... | EPD Australasia | Life Cycle Logic Pty Ltd | AU | 46113 | 321 | 1 m3 | Mar 04 2023 | OpenBox
| W | ReadyMix | Boral | Canberra |  | Boral Pre-mix Concrete - ENVIROCRETE 30% 20 MPa | Boral is the largest integrated construction... | EPD Australasia | Life Cycle Logic Pty Ltd | AU | 46113 | 210 | 1 m3 | Mar 04 2023 | OpenBox
9 | W | ReadyMix | Boral | Canberra |  | Boral Pre-mix Concrete - ENVIROCRETE 30% 25 MPa | Boral is the largest integrated construction... | EPD Australasia | Life Cycle Logic Pty Ltd | AU | 46113 | 231 | 1 m3 | Mar 04 2023 | OpenBox
| W | ReadyMix | Boral | Canberra |  | Boral Pre-mix Concrete - ENVIROCRETE 30% 32 MPa | Boral is the largest integrated construction... | EPD Australasia | Life Cycle Logic Pty Ltd | AU | 46113 | 262 | 1 m3 | Mar 04 2023 | OpenBox
| W | ReadyMix | Boral | Canberra |  | Boral Pre-mix Concrete - ENVIROCRETE 30% 40 MPa | Boral is the largest integrated construction... | EPD Australasia | Life Cycle Logic Pty Ltd | AU | 46113 | 316 | 1 m3 | Mar 04 2023 | OpenBox
| W | ReadyMix | Boral | Canberra |  | Boral Pre-mix Concrete - ENVIROCRETE 30% 50 MPa | Boral is the largest integrated construction... | EPD Australasia | Life Cycle Logic Pty Ltd | AU | 46113 | 397 | 1 m3 | Mar 04 2023 | OpenBox
| W | ReadyMix | Boral | Canberra |  | Boral Pre-mix Concrete - ENVIROCRETE 40% 20 MPa | Boral is the largest integrated construction... | EPD Australasia | Life Cycle Logic Pty Ltd | AU | 46113 | 193 | 1 m3 | Mar 04 2023 | OpenBox
| W | ReadyMix | Boral | Canberra |  | Boral Pre-mix Concrete - ENVIROCRETE 40% 25 MPa | Boral is the largest integrated construction... | EPD Australasia | Life Cycle Logic Pty Ltd | AU | 46113 | 210 | 1 m3 | Mar 04 2023 | OpenBox
| W | ReadyMix | Boral | Canberra |  | Boral Pre-mix Concrete - ENVIROCRETE 40% 32 MPa | Boral is the largest integrated construction... | EPD Australasia | Life Cycle Logic Pty Ltd | AU | 46113 | 240 | 1 m3 | Mar 04 2023 | OpenBox
| W | ReadyMix | Boral | Wollongong |  | Boral Pre-mix Concrete - SHOTCRETE 40MPa 10MM | Boral is the largest integrated construction... | EPD Australasia | Life Cycle Logic Pty Ltd | AU | 46113 | 374 | 1 m3 | Mar 04 2023 | OpenBox
| W | ReadyMix | Boral | Canberra |  | Boral Pre-mix Concrete - ENVISIA 80MPa | Boral is the largest integrated construction... | EPD Australasia | Life Cycle Logic Pty Ltd | AU | 46113 | 433 | 1 m3 | Mar 04 2023 | OpenBox
| W | ReadyMix | Boral | Canberra |  | Boral Pre-mix Concrete - POST TENSIONED 40MPa 22@3 | Boral is the largest integrated construction... | EPD Australasia | Life Cycle Logic Pty Ltd | AU | 46113 | 373 | 1 m3 | Mar 04 2023 | OpenBox
| W | ReadyMix | Boral | Canberra |  | Boral Pre-mix Concrete - ENVIROCRETE 40% 40 MPa | Boral is the largest integrated construction... | EPD Australasia | Life Cycle Logic Pty Ltd | AU | 46113 | 286 | 1 m3 | Mar 04 2023 | OpenBox
| W | ReadyMix | Boral | Canberra |  | Boral Pre-mix Concrete - ENVIROCRETE 40% 50 MPa | Boral is the largest integrated construction... | EPD Australasia | Life Cycle Logic Pty Ltd | AU | 46113 | 355 | 1 m3 | Mar 04 2023 | OpenBox
| W | ReadyMix | Boral | Canberra |  | Boral Pre-mix Concrete - ENVIROCRETE PLUS 20MPa | Boral is the largest integrated construction... | EPD Australasia | Life Cycle Logic Pty Ltd | AU | 46113 | 186 | 1 m3 | Mar 04 2023 | OpenBox
| W | ReadyMix | Boral | Canberra |  | Boral Pre-mix Concrete - ENVIROCRETE PLUS 25MPa | Boral is the largest integrated construction... | EPD Australasia | Life Cycle Logic Pty Ltd | AU | 46113 | 202 | 1 m3 | Mar 04 2023 | OpenBox
| W | ReadyMix | Boral | Canberra |  | Boral Pre-mix Concrete - ENVIROCRETE PLUS 32MPa | Boral is the largest integrated construction... | EPD Australasia | Life Cycle Logic Pty Ltd | AU | 46113 | 228 | 1 m3 | Mar 04 2023 | OpenBox
| W | ReadyMix | Boral | Canberra |  | Boral Pre-mix Concrete - ENVIROCRETE PLUS 40MPa | Boral is the largest integrated construction... | EPD Australasia | Life Cycle Logic Pty Ltd | AU | 46113 | 271 | 1 m3 | Mar 04 2023 | OpenBox
| W | ReadyMix | Boral | Canberra |  | Boral Pre-mix Concrete - ENVIROCRETE PLUS 50MPa | Boral is the largest integrated construction... | EPD Australasia | Life Cycle Logic Pty Ltd | AU | 46113 | 341 | 1 m3 | Mar 04 2023 | OpenBox
| W | ReadyMix | Boral | Canberra |  | Boral Pre-mix Concrete - ENVISIA 20MPa | Boral is the largest integrated construction... | EPD Australasia | Life Cycle Logic Pty Ltd | AU | 46113 | 177 | 1 m3 | Mar 04 2023 | OpenBox
| W | ReadyMix | Boral | Canberra |  | Boral Pre-mix Concrete - ENVISIA 25MPa | Boral is the largest integrated construction... | EPD Australasia | Life Cycle Logic Pty Ltd | AU | 46113 | 184 | 1 m3 | Mar 04 2023 | OpenBox
| W | ReadyMix | Boral | Canberra |  | Boral Pre-mix Concrete - POST TENSIONED 40MPa 22@4 | Boral is the largest integrated construction... | EPD Australasia | Life Cycle Logic Pty Ltd | AU | 46113 | 371 | 1 m3 | Mar 04 2023 | OpenBox
| W | ReadyMix | Boral | Canberra |  | Boral Pre-mix Concrete - POST TENSIONED 40MPa 22@5 | Boral is the largest integrated construction... | EPD Australasia | Life Cycle Logic Pty Ltd | AU | 46113 | 372 | 1 m3 | Mar 04 2023 | OpenBox
| W | ReadyMix | Boral | Canberra |  | Boral Pre-mix Concrete - HIGH SLUMP 50MPa | Boral is the largest integrated construction... | EPD Australasia | Life Cycle Logic Pty Ltd | AU | 46113 | 436 | 1 m3 | Mar 04 2023 | OpenBox
| W | ReadyMix | Boral | Canberra |  | Boral Pre-mix Concrete - HIGH SLUMP 65MPa | Boral is the largest integrated construction... | EPD Australasia | Life Cycle Logic Pty Ltd | AU | 46113 | 492 | 1 m3 | Mar 04 2023 | OpenBox
| W | ReadyMix | Boral | Canberra |  | Boral Pre-mix Concrete - ENVISIA 32MPa | Boral is the largest integrated construction... | EPD Australasia | Life Cycle Logic Pty Ltd | AU | 46113 | 197 | 1 m3 | Mar 04 2023 | OpenBox
| W | ReadyMix | Boral | Canberra |  | Boral Pre-mix Concrete - ENVISIA 40MPa | Boral is the largest integrated construction... | EPD Australasia | Life Cycle Logic Pty Ltd | AU | 46113 | 251 | 1 m3 | Mar 04 2023 | OpenBox
| W | ReadyMix | Boral | Canberra |  | Boral Pre-mix Concrete - ENVISIA 50MPa | Boral is the largest integrated construction... | EPD Australasia | Life Cycle Logic Pty Ltd | AU | 46113 | 327 | 1 m3 | Mar 04 2023 | OpenBox
| W | ReadyMix | Boral | Canberra |  | Boral Pre-mix Concrete - ENVISIA 65MPa | Boral is the largest integrated construction... | EPD Australasia | Life Cycle Logic Pty Ltd | AU | 46113 | 333 | 1 m3 | Mar 04 2023 | OpenBox
| W | ReadyMix | Boral | Canberra |  | Boral Pre-mix Concrete - HIGH SLUMP 80MPa | Boral is the largest integrated construction... | EPD Australasia | Life Cycle Logic Pty Ltd | AU | 46113 | 520 | 1 m3 | Mar 04 2023 | OpenBox
| W | ReadyMix | Boral | Canberra |  | Boral Pre-mix Concrete - TREMIE 40MPa | Boral is the largest integrated construction... | EPD Australasia | Life Cycle Logic Pty Ltd | AU | 46113 | 314 | 1 m3 | Mar 04 2023 | OpenBox
| W | ReadyMix | Boral | Canberra |  | Boral Pre-mix Concrete - TREMIE 50MPa | Boral is the largest integrated construction... | EPD Australasia | Life Cycle Logic Pty Ltd | AU | 46113 | 387 | 1 m3 | Mar 04 2023 | OpenBox
| W | ReadyMix | Boral | Canberra |  | Boral Pre-mix Concrete - TREMIE 65MPa | Boral is the largest integrated construction... | EPD Australasia | Life Cycle Logic Pty Ltd | AU | 46113 | 477 | 1 m3 | Mar 04 2023 | OpenBox
| W | ReadyMix | Boral | Canberra |  | Boral Pre-mix Concrete - SHOTCRETE 40MPa 10MM | Boral is the largest integrated construction... | EPD Australasia | Life Cycle Logic Pty Ltd | AU | 46113 | 363 | 1 m3 | Mar 04 2023 | OpenBox
| W | ReadyMix | Boral | Canberra |  | Boral Pre-mix Concrete - KERB MACHINE 25MPa 10MM | Boral is the largest integrated construction... | EPD Australasia | Life Cycle Logic Pty Ltd | AU | 46113 | 259 | 1 m3 | Mar 04 2023 | OpenBox
| W | ReadyMix | Boral | Canberra |  | Boral Pre-mix Concrete - KERB MACHINE 32MPa 10MM | Boral is the largest integrated construction... | EPD Australasia | Life Cycle Logic Pty Ltd | AU | 46113 | 295 | 1 m3 | Mar 04 2023 | OpenBox
| W | ReadyMix | Boral | Canberra |  | Boral Pre-mix Concrete - NO FINES 6:1 | Boral is the largest integrated construction... | EPD Australasia | Life Cycle Logic Pty Ltd | AU | 46113 | 237 | 1 m3 | Mar 04 2023 | OpenBox
| W | ReadyMix | Boral | Canberra |  | Boral Pre-mix Concrete - STABILISED SAND 14:1 | Boral is the largest integrated construction... | EPD Australasia | Life Cycle Logic Pty Ltd | AU | 46113 | 117 | 1 m3 | Mar 04 2023 | OpenBox
| W | ReadyMix | Boral | Canberra |  | Boral Pre-mix Concrete - STABILISED SAND 8:1 | Boral is the largest integrated construction... | EPD Australasia | Life Cycle Logic Pty Ltd | AU | 46113 | 188 | 1 m3 | Mar 04 2023 | OpenBox
| W | ReadyMix | Boral | Canberra |  | Boral Pre-mix Concrete - STABILISED SAND 4:1 | Boral is the largest integrated construction... | EPD Australasia | Life Cycle Logic Pty Ltd | AU | 46113 | 318 | 1 m3 | Mar 04 2023 | OpenBox
| W | ReadyMix | Boral | Canberra |  | Boral Pre-mix Concrete - TfNSW B80 40MPa 20MM PUMP B1 EXPOSURE | Boral is the largest integrated construction... | EPD Australasia | Life Cycle Logic Pty Ltd | AU | 46113 | 320 | 1 m3 | Mar 04 2023 | OpenBox
| W | ReadyMix | Boral | Canberra |  | Boral Pre-mix Concrete - TfNSW B80 40MPa 20MM PUMP B2 EXPOSURE | Boral is the largest integrated construction... | EPD Australasia | Life Cycle Logic Pty Ltd | AU | 46113 | 327 | 1 m3 | Mar 04 2023 | OpenBox
| W | ReadyMix | Boral | Canberra |  | Boral Pre-mix Concrete - TfNSW B80 40MPa 20MM TREMIE B2 EXPOSURE | Boral is the largest integrated construction... | EPD Australasia | Life Cycle Logic Pty Ltd | AU | 46113 | 336 | 1 m3 | Mar 04 2023 | OpenBox
| W | ReadyMix | Boral | Canberra |  | Boral Pre-mix Concrete - TfNSW B80 50MPa 20MM TREMIE CFA C1 EXPOSURE | Boral is the largest integrated construction... | EPD Australasia | Life Cycle Logic Pty Ltd | AU | 46113 | 358 | 1 m3 | Mar 04 2023 | OpenBox
| W | ReadyMix | Boral | Canberra |  | Boral Pre-mix Concrete - TfNSW B80 50MPa 20MM TREMIE B2 EXPOSURE | Boral is the largest integrated construction... | EPD Australasia | Life Cycle Logic Pty Ltd | AU | 46113 | 415 | 1 m3 | Mar 04 2023 | OpenBox
| W | ReadyMix | Boral | Canberra |  | Boral Pre-mix Concrete - TfNSW R83 35MPa 20MM HAND/MACHINE PLACED | Boral is the largest integrated construction... | EPD Australasia | Life Cycle Logic Pty Ltd | AU | 46113 | 294 | 1 m3 | Mar 04 2023 | OpenBox
| W | ReadyMix | Boral | 18 Concrete Plants in Sydney NSW region (? Plant) |  | ENVISIA S20 | Boral is the largest integrated construction... | EPD International AB | Life Cycle Logic Pty Ltd | ? Plants | Aug 30 2025 | 313 | 1 m3 | Mar 04 2023 | OpenBox
| W | ReadyMix | Boral | 18 Concrete Plants in Sydney NSW region (? Plant) |  | ENVISIA S25 | Boral is the largest integrated construction... | EPD International AB | Life Cycle Logic Pty Ltd | ? Plants | Aug 30 2025 | 199 | 1 m3 | Mar 04 2023 | OpenBox
| W | ReadyMix | Boral | 18 Concrete Plants in Sydney NSW region (? Plant) |  | ENVISIA S32 | Boral is the largest integrated construction... | EPD International AB | Life Cycle Logic Pty Ltd | ? Plants | Aug 30 2025 | 220 | 1 m3 | Mar 04 2023 | OpenBox
| W | ReadyMix | Boral | 18 Concrete Plants in Sydney NSW region (? Plant) |  | ENVISIA S40 | Boral is the largest integrated construction... | EPD International AB | Life Cycle Logic Pty Ltd | ? Plants | Aug 30 2025 | 261 | 1 m3 | Mar 04 2023 | OpenBox
| W | ReadyMix | Boral | 18 Concrete Plants in Sydney NSW region (? Plant) |  | Normal Class 25MPa 20/10mm | Boral is the largest integrated construction... | EPD International AB | Life Cycle Logic Pty Ltd | ? Plants | Aug 30 2025 | 174 | 1 m3 | Mar 04 2023 | OpenBox
| W | ReadyMix | Boral | 18 Concrete Plants in Sydney NSW region (? Plant) |  | ENVISIA S50 | Boral is the largest integrated construction... | EPD International AB | Life Cycle Logic Pty Ltd | ? Plants | Aug 30 2025 | 308 | 1 m3 | Mar 04 2023 | OpenBox
| W | ReadyMix | Boral | 18 Concrete Plants in Sydney NSW region (? Plant) |  | Normal Class 20MPa 20/10mm | Boral is the largest integrated construction... | EPD International AB | Life Cycle Logic Pty Ltd | ? Plants | Aug 30 2025 | 159 | 1 m3 | Mar 04 2023 | OpenBox
| W | ReadyMix | Boral | 18 Concrete Plants in Sydney NSW region (? Plant) |  | Normal Class 40MPa 20/10mm | Boral is the largest integrated construction... | EPD International AB | Life Cycle Logic Pty Ltd | ? Plants | Aug 30 2025 | 245 | 1 m3 | Mar 04 2023 | OpenBox
| W | ReadyMix | Boral | 18 Concrete Plants in Sydney NSW region (? Plant) |  | Kerb Machine, 25 MPa 10mm | Boral is the largest integrated construction... | EPD International AB | Life Cycle Logic Pty Ltd | ? Plants | Aug 30 2025 | 255 | 1 m3 | Mar 04 2023 | OpenBox
| W | ReadyMix | Boral | 18 Concrete Plants in Sydney NSW region (? Plant) |  | Normal Class 32MPa 20/10mm | Boral is the largest integrated construction... | EPD International AB | Life Cycle Logic Pty Ltd | ? Plants | Aug 30 2025 | 207 | 1 m3 | Mar 04 2023 | OpenBox
| W | ReadyMix | Boral | 18 Concrete Plants in Sydney NSW region (? Plant) |  | Kerb Machine, 32 MPa 10mm | Boral is the largest integrated construction... | EPD International AB | Life Cycle Logic Pty Ltd | ? Plants | Aug 30 2025 | 286 | 1 m3 | Mar 04 2023 | OpenBox
| W | ReadyMix | Boral | 18 Concrete Plants in Sydney NSW region (? Plant) |  | Kerb Machine, 40 MPa 10mm | Boral is the largest integrated construction... | EPD International AB | Life Cycle Logic Pty Ltd | ? Plants | Aug 30 2025 | 308 | 1 m3 | Mar 04 2023 | OpenBox
| W | ReadyMix | Boral | 18 Concrete Plants in Sydney NSW region (? Plant) |  | TfNSW/RMS B80 20/10mm, Pump, B1 Exposure | Boral is the largest integrated construction... | EPD International AB | Life Cycle Logic Pty Ltd | ? Plants | Aug 30 2025 | 313 | 1 m3 | Mar 04 2023 | OpenBox
| W | ReadyMix | Boral | 18 Concrete Plants in Sydney NSW region (? Plant) |  | TfNSW/RMS B80 20/10mm, Pump and Tremie, B2 Exposure | Boral is the largest integrated construction... | EPD International AB | Life Cycle Logic Pty Ltd | ? Plants | Aug 30 2025 | 233 | 1 m3 | Mar 04 2023 | OpenBox
| W | ReadyMix | Boral | 18 Concrete Plants in Sydney NSW region (? Plant) |  | TfNSW /RMS B80 20/10mm, Tremie, B2 and CFA C1 Exposure | Boral is the largest integrated construction... | EPD International AB | Life Cycle Logic Pty Ltd | ? Plants | Aug 30 2025 | 244 | 1 m3 | Mar 04 2023 | OpenBox
| W | ReadyMix | Boral | 18 Concrete Plants in Sydney NSW region (? Plant) |  | TfNSW/RMS R83 35 MPa- 20mm Hand / Machine placed | Boral is the largest integrated construction... | EPD International AB | Life Cycle Logic Pty Ltd | ? Plants | Aug 30 2025 | 287 | 1 m3 | Mar 04 2023 | OpenBox
| W | ReadyMix | Boral | 18 Concrete Plants in Sydney NSW region (? Plant) |  | TfNSW/RMS R83 40 MPa - 20mm Hand / Machine placed | Boral is the largest integrated construction... | EPD International AB | Life Cycle Logic Pty Ltd | ? Plants | Aug 30 2025 | 318 | 1 m3 | Mar 04 2023 | OpenBox
| W | ReadyMix | Boral | Sydney |  | Boral Pre-mix Concrete - Normal Class GP blend 20MPa | Boral is the largest integrated construction... | EPD International AB | Life Cycle Logic Pty Ltd | AU | 46113 | 271 | 1 m3 | Mar 04 2023 | OpenBox
| W | ReadyMix | Boral | Boral Concrete Hobart |  | Boral Pre-mix Concrete - Normal Class GP blend 20MPa | Boral is the largest integrated construction... | EPD International AB | Life Cycle Logic Pty Ltd | AU | May 01 2026 | 265 | 1 m3 | Mar 04 2023 | OpenBox
| W | ReadyMix | Boral | Boral Concrete Launceston |  | Boral Pre-mix Concrete - Normal Class GP blend 20MPa | Boral is the largest integrated construction... | EPD Australasia | Life Cycle Logic Pty Ltd | AU | May 01 2026 | 265 | 1 m3 | Mar 04 2023 | OpenBox
| W | ReadyMix | Boral | Newcastle |  | Boral Pre-mix Concrete - Normal Class GP blend 20MPa | Boral is the largest integrated construction... | EPD Australasia | Life Cycle Logic Pty Ltd | AU | 46113 | 263 | 1 m3 | Mar 04 2023 | OpenBox
| W | ReadyMix | Boral | Wollongong |  | Boral Pre-mix Concrete - Normal Class GP blend 20MPa | Boral is the largest integrated construction... | EPD Australasia | Life Cycle Logic Pty Ltd | AU | 46113 | 268 | 1 m3 | Mar 04 2023 | OpenBox
| W | ReadyMix | Boral | Canberra |  | Boral Pre-mix Concrete - Normal Class GP blend 20MPa | Boral is the largest integrated construction... | EPD Australasia | Life Cycle Logic Pty Ltd | AU | 46113 | 270 | 1 m3 | Mar 04 2023 | OpenBox
| W | ReadyMix | Boral | Canberra |  | Boral Pre-mix Concrete - Normal Class GP blend 25MPa | Boral is the largest integrated construction... | EPD Australasia | Life Cycle Logic Pty Ltd | AU | 46113 | 288 | 1 m3 | Mar 04 2023 | OpenBox
| E | ReadyMix | Boral | 18 Concrete Plants in Sydney NSW region (? Plant) |  | Stabilized sand 4:1 | Boral is the largest integrated construction... | EPD International AB | Life Cycle Logic Pty Ltd | ? Plants | Aug 30 2025 | 170 | 1 m3 | Jun 07 2022 | OpenBox
| E | ReadyMix | Boral | 18 Concrete Plants in Sydney NSW region (? Plant) |  | Stabilized sand 8:1 | Boral is the largest integrated construction... | EPD International AB | Life Cycle Logic Pty Ltd | ? Plants | Aug 30 2025 | 92 | 1 m3 | Jun 07 2022 | OpenBox
| E | ReadyMix | Boral | 18 Concrete Plants in Sydney NSW region (? Plant) |  | Stabilized sand 14:1 | Boral is the largest integrated construction... | EPD International AB | Life Cycle Logic Pty Ltd | ? Plants | Aug 30 2025 | 58 | 1 m3 | Jun 07 2022 | OpenBox
| E | ReadyMix | Boral | 18 Concrete Plants in Sydney NSW region (? Plant) |  | No Fines 5:1 20mm | Boral is the largest integrated construction... | EPD International AB | Life Cycle Logic Pty Ltd | ? Plants | Aug 30 2025 | 293 | 1 m3 | Jun 07 2022 | OpenBox
| E | ReadyMix | Boral | 18 Concrete Plants in Sydney NSW region (? Plant) |  | No Fines 6:1 20mm | Boral is the largest integrated construction... | EPD International AB | Life Cycle Logic Pty Ltd | ? Plants | Aug 30 2025 | 249 | 1 m3 | Jun 07 2022 | OpenBox

## BCG_Conc. (hidden)
| https://epd-australasia.com/wp-content/uploads/2022/12/SP05491_BGC-EPD_Concrete_Dec22.pdf | [15 empty] | Table heading | Material | Concrete,
[17 empty] | MPa in-situ, no reinforcement - BCG |  | MPa,
| Perth Metro | [16 empty] | Concrete, 20 MPa, in-situ, no reinforcement, (EPG20F) (Barro Group) (VIC) | in-situ, no reinforcement,
[18 empty] | Concrete, 20 MPa, in-situ, no reinforcement, (EPG20) (Barro Group) (VIC) | (BCG) (WA), (Perth)
Description | Column1 | Column2 | Column3 | Column4 | Column5 | Column6 | Column7 | Column8 | Column9 | Column10 | Column11 | Column12 | Column13 | Column14 | Column15 | Column16
Mandatory Environmental Impact Categories A1-A3
Table 8: Potential environmental impacts – mandatory indicators according to EN 15804:2012+A2:2019
| Primary Indicators |  |  | GWP-total | GWP-fossil | GWP-biogenic | GWP-luluc | ODP | AP | EP-freshwater | EP-marine | EP-terrestrial | POCP | ADP-minerals & metals* | ADP-fossil* | WDP*
| Strength (MPa) | Cement Blend | Mix Code | kg CO_{2} -eq. | kg CO_{2} -eq. | kg CO_{2} -eq. | kg CO_{2} -eq. | kg CFC 11-eq. | mol H^{+} eq. | kg P eq. | kg N eq. | mol N eq. | kg NMVOC eq. | kg Sb eq. | MJ (NCV) | m^{3}
Normal Class | 20 | (GP) | R2020A | 288 | 284 | 3.5 | 0.0562 | 6.61e-06 | 0.99 | 0.00937 | 0.256 | 2.89 | 0.711 | 4.95e-06 | 1590 | 220 | 20 MPa in-situ, no reinforcement - BCG | Concrete, 20 MPa, in-situ, no reinforcement, (R2020A)(GP) (BCG) (WA), (Perth)
Normal Class | 20 | (GB) | R2020B | 211 | 209 | 2.33 | 0.0368 | 6.74e-06 | 0.956 | 0.00612 | 0.24 | 2.69 | 0.663 | 3.73e-06 | 1360 | 225 | 20 MPa in-situ, no reinforcement - BCG | Concrete, 20 MPa, in-situ, no reinforcement, (R2020B)(GB) (BCG) (WA), (Perth)
Normal Class | 25 | (GP) | R2520A | 330 | 326 | 4.09 | 0.0657 | 6.96e-06 | 1.11 | 0.011 | 0.284 | 3.21 | 0.789 | 5.69e-06 | 1780 | 226 | 25 MPa in-situ, no reinforcement - BCG | Concrete, 25 MPa, in-situ, no reinforcement, (R2520A)(GP) (BCG) (WA), (Perth)
Normal Class | 25 | (GB) | R2520B | 254 | 251 | 2.92 | 0.0462 | 7.03e-06 | 1.07 | 0.00771 | 0.266 | 2.99 | 0.737 | 4.5e-06 | 1540 | 238 | 25 MPa in-situ, no reinforcement - BCG | Concrete, 25 MPa, in-situ, no reinforcement, (R2520B)(GB) (BCG) (WA), (Perth)
Normal Class | 32 | (GP) | R3220A | 369 | 364 | 4.61 | 0.074 | 7.37e-06 | 1.22 | 0.0124 | 0.31 | 3.51 | 0.863 | 6.37e-06 | 1950 | 238 | 32 MPa in-situ, no reinforcement - BCG | Concrete, 32 MPa, in-situ, no reinforcement, (R3220A)(GP) (BCG) (WA), (Perth)
Normal Class | 32 | (GB) | R3220B | 282 | 279 | 3.28 | 0.052 | 7.58e-06 | 1.18 | 0.00867 | 0.292 | 3.29 | 0.811 | 5.01e-06 | 1700 | 251 | 32 MPa in-situ, no reinforcement - BCG | Concrete, 32 MPa, in-situ, no reinforcement, (R3220B)(GB) (BCG) (WA), (Perth)
Normal Class | 40 | (GP) | R4020A | 433 | 427 | 5.5 | 0.0882 | 7.84e-06 | 1.39 | 0.0147 | 0.348 | 3.95 | 0.97 | 7.59e-06 | 2230 | 287 | 40 MPa in-situ, no reinforcement - BCG | Concrete, 40 MPa, in-situ, no reinforcement, (R4020A)(GP) (BCG) (WA), (Perth)
Normal Class | 40 | (GB) | R4020B | 322 | 318 | 3.8 | 0.0603 | 7.99e-06 | 1.32 | 0.0101 | 0.322 | 3.62 | 0.895 | 5.77e-06 | 1890 | 280 | 40 MPa in-situ, no reinforcement - BCG | Concrete, 40 MPa, in-situ, no reinforcement, (R4020B)(GB) (BCG) (WA), (Perth)
Normal Class | 50 | (GP) | R5020A | 516 | 509 | 6.87 | 0.113 | 9.06e-06 | 1.65 | 0.0178 | 0.409 | 4.63 | 1.15 | 9.04e-06 | 2660 | 292 | 50 MPa in-situ, no reinforcement - BCG | Concrete, 50 MPa, in-situ, no reinforcement, (R5020A)(GP) (BCG) (WA), (Perth)
Normal Class | 50 | (GB) | R5020B | 386 | 382 | 4.63 | 0.0736 | 8.91e-06 | 1.56 | 0.0123 | 0.376 | 4.24 | 1.05 | 6.93e-06 | 2220 | 296 | 50 MPa in-situ, no reinforcement - BCG | Concrete, 50 MPa, in-situ, no reinforcement, (R5020B)(GB) (BCG) (WA), (Perth)
Low Carbon Range | 20 | (B) | CS2020BGS | 199 | 197 | 2.15 | 0.0339 | 6.63e-06 | 0.943 | 0.00565 | 0.235 | 2.63 | 0.648 | 3.55e-06 | 1310 | 226 | 20 MPa in-situ, no reinforcement - BCG | Concrete, 20 MPa, in-situ, no reinforcement, (CS2020BGS)(B) (BCG) (WA), (Perth)
Low Carbon Range | 25 | (B) | CS2520BGS | 221 | 218 | 2.42 | 0.0382 | 7.01e-06 | 1.03 | 0.00637 | 0.255 | 2.86 | 0.705 | 3.94e-06 | 1430 | 234 | 25 MPa in-situ, no reinforcement - BCG | Concrete, 25 MPa, in-situ, no reinforcement, (CS2520BGS)(B) (BCG) (WA), (Perth)
Low Carbon Range | 32 | (B) | CS3220BGS | 253 | 250 | 2.83 | 0.0446 | 7.56e-06 | 1.17 | 0.00744 | 0.285 | 3.2 | 0.79 | 4.53e-06 | 1610 | 246 | 32 MPa in-situ, no reinforcement - BCG | Concrete, 32 MPa, in-situ, no reinforcement, (CS3220BGS)(B) (BCG) (WA), (Perth)
Low Carbon Range | 40 | (B) | CS4020BGS | 289 | 285 | 3.28 | 0.0518 | 8.17e-06 | 1.31 | 0.00864 | 0.318 | 3.58 | 0.884 | 5.18e-06 | 1800 | 257 | 40 MPa in-situ, no reinforcement - BCG | Concrete, 40 MPa, in-situ, no reinforcement, (CS4020BGS)(B) (BCG) (WA), (Perth)
Low Carbon Range | 50 | (B) | CS5020BGS | 353 | 348 | 4.34 | 0.0711 | 9.46e-06 | 1.58 | 0.0108 | 0.377 | 4.24 | 1.05 | 6.39e-06 | 2180 | 283 | 50 MPa in-situ, no reinforcement - BCG | Concrete, 50 MPa, in-situ, no reinforcement, (CS5020BGS)(B) (BCG) (WA), (Perth)
Special Class | 25 | (LH) | LH2520E | 162 | 160 | 1.51 | 0.023 | 7.15e-06 | 1.02 | 0.00383 | 0.244 | 2.73 | 0.674 | 3.04e-06 | 1260 | 247 | 25 MPa in-situ, no reinforcement - BCG | Concrete, 25 MPa, in-situ, no reinforcement, (LH2520E)(LH) (BCG) (WA), (Perth)
Special Class | 32 | (LH) | LH3220E | 181 | 179 | 1.72 | 0.0263 | 7.66e-06 | 1.14 | 0.0044 | 0.269 | 3.01 | 0.744 | 3.41e-06 | 1390 | 257 | 32 MPa in-situ, no reinforcement - BCG | Concrete, 32 MPa, in-situ, no reinforcement, (LH3220E)(LH) (BCG) (WA), (Perth)
Special Class | 40 | (LH) | CS4020E5 | 219 | 217 | 2.16 | 0.033 | 8.57e-06 | 1.36 | 0.00552 | 0.315 | 3.52 | 0.874 | 4.2e-06 | 1640 | 298 | 40 MPa in-situ, no reinforcement - BCG | Concrete, 40 MPa, in-situ, no reinforcement, (CS4020E5)(LH) (BCG) (WA), (Perth)
Special Class | 32 | (GP) | CS3220ASC | 374 | 369 | 4.69 | 0.0752 | 7.32e-06 | 1.22 | 0.0126 | 0.31 | 3.51 | 0.865 | 6.51e-06 | 1970 | 260 | 32 MPa in-situ, no reinforcement - BCG | Concrete, 32 MPa, in-situ, no reinforcement, (CS3220ASC)(GP) (BCG) (WA), (Perth)
Special Class | 40 | (LH) | TR4010E1 | 244 | 241 | 2.66 | 0.0434 | 9.58e-06 | 1.5 | 0.0062 | 0.344 | 3.85 | 0.96 | 5.15e-06 | 1880 | 361 | 40 MPa in-situ, no reinforcement - BCG | Concrete, 40 MPa, in-situ, no reinforcement, (TR4010E1)(LH) (BCG) (WA), (Perth)
Special Class | 50 | (LH) | TR5014E1 | 290 | 286 | 3.96 | 0.0713 | 1.14e-05 | 1.76 | 0.00771 | 0.395 | 4.42 | 1.12 | 6.25e-06 | 2280 | 408 | 50 MPa in-situ, no reinforcement - BCG | Concrete, 50 MPa, in-situ, no reinforcement, (TR5014E1)(LH) (BCG) (WA), (Perth)
Special Class | 25 | (GB) | KM2510B | 292 | 289 | 3.43 | 0.0543 | 7.49e-06 | 1.21 | 0.00907 | 0.296 | 3.33 | 0.822 | 5.29e-06 | 1740 | 276 | 25 MPa in-situ, no reinforcement - BCG | Concrete, 25 MPa, in-situ, no reinforcement, (KM2510B)(GB) (BCG) (WA), (Perth)
Special Class | 25 | (GB) | BF2503B | 279 | 276 | 3.2 | 0.0506 | 7.66e-06 | 1.22 | 0.00845 | 0.296 | 3.33 | 0.821 | 5.23e-06 | 1720 | 288 | 25 MPa in-situ, no reinforcement - BCG | Concrete, 25 MPa, in-situ, no reinforcement, (BF2503B)(GB) (BCG) (WA), (Perth)
Special Class | 40 | (GP) | CS4020A9 | 467 | 460 | 5.94 | 0.095 | 8.31e-06 | 1.49 | 0.0159 | 0.374 | 4.23 | 1.04 | 8.15e-06 | 2390 | 289 | 40 MPa in-situ, no reinforcement - BCG | Concrete, 40 MPa, in-situ, no reinforcement, (CS4020A9)(GP) (BCG) (WA), (Perth)
Special Class | ? | (GP) | SD160A | 201 | 199 | 2.39 | 0.0384 | 5.31e-06 | 0.726 | 0.00638 | 0.196 | 2.21 | 0.541 | 3.02e-06 | 1140 | 86 | ? MPa in-situ, no reinforcement - BCG | Concrete, ? MPa, in-situ, no reinforcement, (SD160A)(GP) (BCG) (WA), (Perth)
Special Class | ? | (GP) | SS100A | 129 | 127 | 1.51 | 0.0237 | 3.4e-06 | 0.459 | 0.00398 | 0.116 | 1.3 | 0.322 | 2.46e-06 | 752 | 293 | ? MPa in-situ, no reinforcement - BCG | Concrete, ? MPa, in-situ, no reinforcement, (SS100A)(GP) (BCG) (WA), (Perth)
* Disclaimer: The results of this environmental impact indicator shall be used with care as the uncertainties of these results are high or as there is limited experience with the indicator.

## Boral_Conc._corrected (hidden)
| Error Type | Type of material | Manufacturer | Plant | Strength (MPa) | Name | Product name | Strength MPa | Description | Program | Verifier | Reg no. | Version | From | Expiry | GWP (A1-A3) kgCO2e | Declared unit | Updated in EC3 |  | ref |  |  | Strength (MPa) |  |  | Type (Readymix/insitu/etc) | Reinforcement? | Mix code/Mix name | Company name | Location | [12 empty] | name |  | Name |  | Table name | to | EPD no. | Location | ref | density
| W | ReadyMix | Boral | Canberra |  | Boral Pre-mix Concrete - Normal Class GP blend 25MPa | Normal Class GP blend 25MPa |  | Boral is the largest integrated construction... | EPD Australasia | Life Cycle Logic Pty Ltd | S-P-02336 | Version 1.2 | 2022-08-15 | 2026-04-01 | 288 | 1 m3 | Mar 04 2023 | OpenBox | https://epd-australasia.com/wp-content/uploads/2021/04/SP02336_Boral-EPD_NSW-ACT_Aug22_V1.2.pdf | 25 | 22 | 25MPa | 25 | 25 MPa | Pre-mix Concrete |  |  | (Boral) | (ACT), (Canberra) | in-situ, no reinforcement - Boral |  |  |  | Normal | Class | GP | blend |  |  |  |  | Normal Class GP blend |  | Concrete, 25 MPa, in-situ, no reinforcement, Pre-mix Concrete Normal Class GP blend (Boral) (ACT), (Canberra) Normal Class GP blend 25MPa |  | 25 MPa in-situ, no reinforcement - Boral |  |  | Canberra, ACT
| W | ReadyMix | Boral | Canberra |  | Boral Pre-mix Concrete - Normal Class GP blend 32MPa | Normal Class GP blend 32MPa |  | Boral is the largest integrated construction... | EPD Australasia | Life Cycle Logic Pty Ltd | S-P-02336 | Version 1.2 | 2022-08-15 | 2026-04-01 | 314 | 1 m3 | Mar 04 2023 | OpenBox | https://epd-australasia.com/wp-content/uploads/2021/04/SP02336_Boral-EPD_NSW-ACT_Aug22_V1.2.pdf | 25 | 22 | 32MPa | 32 | 32 MPa | Pre-mix Concrete |  |  | (Boral) | (ACT), (Canberra) |  |  |  |  | Normal | Class | GP | blend |  |  |  |  | Normal Class GP blend |  | Concrete, 32 MPa, in-situ, no reinforcement, Pre-mix Concrete Normal Class GP blend (Boral) (ACT), (Canberra) Normal Class GP blend 32MPa |  | 32 MPa in-situ, no reinforcement - Boral |  |  | Canberra, ACT
| W | ReadyMix | Boral | Canberra |  | Boral Pre-mix Concrete - Normal Class GP blend 40MPa | Normal Class GP blend 40MPa |  | Boral is the largest integrated construction... | EPD Australasia | Life Cycle Logic Pty Ltd | S-P-02336 | Version 1.2 | 2022-08-15 | 2026-04-01 | 358 | 1 m3 | Mar 04 2023 | OpenBox | https://epd-australasia.com/wp-content/uploads/2021/04/SP02336_Boral-EPD_NSW-ACT_Aug22_V1.2.pdf | 25 | 22 | 40MPa | 40 | 40 MPa | Pre-mix Concrete |  |  | (Boral) | (ACT), (Canberra) |  |  |  |  | Normal | Class | GP | blend |  |  |  |  | Normal Class GP blend |  | Concrete, 40 MPa, in-situ, no reinforcement, Pre-mix Concrete Normal Class GP blend (Boral) (ACT), (Canberra) Normal Class GP blend 40MPa |  | 40 MPa in-situ, no reinforcement - Boral |  |  | Canberra, ACT
| W | ReadyMix | Boral | Canberra |  | Boral Pre-mix Concrete - Normal Class GP blend 50MPa | Normal Class GP blend 50MPa |  | Boral is the largest integrated construction... | EPD Australasia | Life Cycle Logic Pty Ltd | S-P-02336 | Version 1.2 | 2022-08-15 | 2026-04-01 | 454 | 1 m3 | Mar 04 2023 | OpenBox | https://epd-australasia.com/wp-content/uploads/2021/04/SP02336_Boral-EPD_NSW-ACT_Aug22_V1.2.pdf | 25 | 22 | 50MPa | 50 | 50 MPa | Pre-mix Concrete |  |  | (Boral) | (ACT), (Canberra) |  |  |  |  | Normal | Class | GP | blend |  |  |  |  | Normal Class GP blend |  | Concrete, 50 MPa, in-situ, no reinforcement, Pre-mix Concrete Normal Class GP blend (Boral) (ACT), (Canberra) Normal Class GP blend 50MPa |  | 50 MPa in-situ, no reinforcement - Boral |  |  | Canberra, ACT
| W | ReadyMix | Boral | Canberra |  | Boral Pre-mix Concrete - Normal Class GP/FA blend 20 MPa | Normal Class GP/FA blend 20 MPa |  | Boral is the largest integrated construction... | EPD Australasia | Life Cycle Logic Pty Ltd | S-P-02336 | Version 1.2 | 2022-08-15 | 2026-04-01 | 210 | 1 m3 | Mar 04 2023 | OpenBox | https://epd-australasia.com/wp-content/uploads/2021/04/SP02336_Boral-EPD_NSW-ACT_Aug22_V1.2.pdf | 29 | 26 | 20 MPa | 20 | 20 MPa | Pre-mix Concrete |  |  | (Boral) | (ACT), (Canberra) |  |  |  |  | Normal | Class | GP/FA | blend |  |  |  |  | Normal Class GP/FA blend |  | Concrete, 20 MPa, in-situ, no reinforcement, Pre-mix Concrete Normal Class GP/FA blend (Boral) (ACT), (Canberra) Normal Class GP/FA blend 20 MPa |  | 20 MPa in-situ, no reinforcement - Boral |  |  | Canberra, ACT
| W | ReadyMix | Boral | Canberra |  | Boral Pre-mix Concrete - Normal Class GP/FA blend 25 MPa | Normal Class GP/FA blend 25 MPa |  | Boral is the largest integrated construction... | EPD Australasia | Life Cycle Logic Pty Ltd | S-P-02336 | Version 1.2 | 2022-08-15 | 2026-04-01 | 231 | 1 m3 | Mar 04 2023 | OpenBox | https://epd-australasia.com/wp-content/uploads/2021/04/SP02336_Boral-EPD_NSW-ACT_Aug22_V1.2.pdf | 29 | 26 | 25 MPa | 25 | 25 MPa | Pre-mix Concrete |  |  | (Boral) | (ACT), (Canberra) |  |  |  |  | Normal | Class | GP/FA | blend |  |  |  |  | Normal Class GP/FA blend |  | Concrete, 25 MPa, in-situ, no reinforcement, Pre-mix Concrete Normal Class GP/FA blend (Boral) (ACT), (Canberra) Normal Class GP/FA blend 25 MPa |  | 25 MPa in-situ, no reinforcement - Boral |  |  | Canberra, ACT
| W | ReadyMix | Boral | Canberra |  | Boral Pre-mix Concrete - Normal Class GP/FA blend 32 MPa | Normal Class GP/FA blend 32 MPa |  | Boral is the largest integrated construction... | EPD Australasia | Life Cycle Logic Pty Ltd | S-P-02336 | Version 1.2 | 2022-08-15 | 2026-04-01 | 262 | 1 m3 | Mar 04 2023 | OpenBox | https://epd-australasia.com/wp-content/uploads/2021/04/SP02336_Boral-EPD_NSW-ACT_Aug22_V1.2.pdf | 29 | 26 | 32 MPa | 32 | 32 MPa | Pre-mix Concrete |  |  | (Boral) | (ACT), (Canberra) |  |  |  |  | Normal | Class | GP/FA | blend |  |  |  |  | Normal Class GP/FA blend |  | Concrete, 32 MPa, in-situ, no reinforcement, Pre-mix Concrete Normal Class GP/FA blend (Boral) (ACT), (Canberra) Normal Class GP/FA blend 32 MPa |  | 32 MPa in-situ, no reinforcement - Boral |  |  | Canberra, ACT
| W | ReadyMix | Boral | Canberra |  | Boral Pre-mix Concrete - Normal Class GP/FA blend 40 MPa | Normal Class GP/FA blend 40 MPa |  | Boral is the largest integrated construction... | EPD Australasia | Life Cycle Logic Pty Ltd | S-P-02336 | Version 1.2 | 2022-08-15 | 2026-04-01 | 336 | 1 m3 | Mar 04 2023 | OpenBox | https://epd-australasia.com/wp-content/uploads/2021/04/SP02336_Boral-EPD_NSW-ACT_Aug22_V1.2.pdf | 29 | 26 | 40 MPa | 40 | 40 MPa | Pre-mix Concrete |  |  | (Boral) | (ACT), (Canberra) |  |  |  |  | Normal | Class | GP/FA | blend |  |  |  |  | Normal Class GP/FA blend |  | Concrete, 40 MPa, in-situ, no reinforcement, Pre-mix Concrete Normal Class GP/FA blend (Boral) (ACT), (Canberra) Normal Class GP/FA blend 40 MPa |  | 40 MPa in-situ, no reinforcement - Boral |  |  | Canberra, ACT
| W | ReadyMix | Boral | Canberra |  | Boral Pre-mix Concrete - Normal Class GP/FA blend 50 MPa | Normal Class GP/FA blend 50 MPa |  | Boral is the largest integrated construction... | EPD Australasia | Life Cycle Logic Pty Ltd | S-P-02336 | Version 1.2 | 2022-08-15 | 2026-04-01 | 424 | 1 m3 | Mar 04 2023 | OpenBox | https://epd-australasia.com/wp-content/uploads/2021/04/SP02336_Boral-EPD_NSW-ACT_Aug22_V1.2.pdf | 29 | 26 | 50 MPa | 50 | 50 MPa | Pre-mix Concrete |  |  | (Boral) | (ACT), (Canberra) |  |  |  |  | Normal | Class | GP/FA | blend |  |  |  |  | Normal Class GP/FA blend |  | Concrete, 50 MPa, in-situ, no reinforcement, Pre-mix Concrete Normal Class GP/FA blend (Boral) (ACT), (Canberra) Normal Class GP/FA blend 50 MPa |  | 50 MPa in-situ, no reinforcement - Boral |  |  | Canberra, ACT
| W | ReadyMix | Boral | Canberra |  | Boral Pre-mix Concrete - Normal Class GP/GGBFS blend 20 MPa | Normal Class GP/GGBFS blend 20 MPa |  | Boral is the largest integrated construction... | EPD Australasia | Life Cycle Logic Pty Ltd | S-P-02336 | Version 1.2 | 2022-08-15 | 2026-04-01 | 194 | 1 m3 | Mar 04 2023 | OpenBox | https://epd-australasia.com/wp-content/uploads/2021/04/SP02336_Boral-EPD_NSW-ACT_Aug22_V1.2.pdf | 32 | 29 | 20 MPa | 20 | 20 MPa | Pre-mix Concrete |  |  | (Boral) | (ACT), (Canberra) |  |  |  |  | Normal | Class | GP/GGBFS | blend |  |  |  |  | Normal Class GP/GGBFS blend |  | Concrete, 20 MPa, in-situ, no reinforcement, Pre-mix Concrete Normal Class GP/GGBFS blend (Boral) (ACT), (Canberra) Normal Class GP/GGBFS blend 20 MPa |  | 20 MPa in-situ, no reinforcement - Boral |  |  | Canberra, ACT
| W | ReadyMix | Boral | Canberra |  | Boral Pre-mix Concrete - Normal Class GP/GGBFS blend 25 MPa | Normal Class GP/GGBFS blend 25 MPa |  | Boral is the largest integrated construction... | EPD Australasia | Life Cycle Logic Pty Ltd | S-P-02336 | Version 1.2 | 2022-08-15 | 2026-04-01 | 206 | 1 m3 | Mar 04 2023 | OpenBox | https://epd-australasia.com/wp-content/uploads/2021/04/SP02336_Boral-EPD_NSW-ACT_Aug22_V1.2.pdf | 32 | 29 | 25 MPa | 25 | 25 MPa | Pre-mix Concrete |  |  | (Boral) | (ACT), (Canberra) |  |  |  |  | Normal | Class | GP/GGBFS | blend |  |  |  |  | Normal Class GP/GGBFS blend |  | Concrete, 25 MPa, in-situ, no reinforcement, Pre-mix Concrete Normal Class GP/GGBFS blend (Boral) (ACT), (Canberra) Normal Class GP/GGBFS blend 25 MPa |  | 25 MPa in-situ, no reinforcement - Boral |  |  | Canberra, ACT
| W | ReadyMix | Boral | Canberra |  | Boral Pre-mix Concrete - Normal Class GP/GGBFS blend 32 MPa | Normal Class GP/GGBFS blend 32 MPa |  | Boral is the largest integrated construction... | EPD Australasia | Life Cycle Logic Pty Ltd | S-P-02336 | Version 1.2 | 2022-08-15 | 2026-04-01 | 224 | 1 m3 | Mar 04 2023 | OpenBox | https://epd-australasia.com/wp-content/uploads/2021/04/SP02336_Boral-EPD_NSW-ACT_Aug22_V1.2.pdf | 32 | 29 | 32 MPa | 32 | 32 MPa | Pre-mix Concrete |  |  | (Boral) | (ACT), (Canberra) |  |  |  |  | Normal | Class | GP/GGBFS | blend |  |  |  |  | Normal Class GP/GGBFS blend |  | Concrete, 32 MPa, in-situ, no reinforcement, Pre-mix Concrete Normal Class GP/GGBFS blend (Boral) (ACT), (Canberra) Normal Class GP/GGBFS blend 32 MPa |  | 32 MPa in-situ, no reinforcement - Boral |  |  | Canberra, ACT
| W | ReadyMix | Boral | Canberra |  | Boral Pre-mix Concrete - Normal Class GP/GGBFS blend 40 MPa | Normal Class GP/GGBFS blend 40 MPa |  | Boral is the largest integrated construction... | EPD Australasia | Life Cycle Logic Pty Ltd | S-P-02336 | Version 1.2 | 2022-08-15 | 2026-04-01 | 254 | 1 m3 | Mar 04 2023 | OpenBox | https://epd-australasia.com/wp-content/uploads/2021/04/SP02336_Boral-EPD_NSW-ACT_Aug22_V1.2.pdf | 32 | 29 | 40 MPa | 40 | 40 MPa | Pre-mix Concrete |  |  | (Boral) | (ACT), (Canberra) |  |  |  |  | Normal | Class | GP/GGBFS | blend |  |  |  |  | Normal Class GP/GGBFS blend |  | Concrete, 40 MPa, in-situ, no reinforcement, Pre-mix Concrete Normal Class GP/GGBFS blend (Boral) (ACT), (Canberra) Normal Class GP/GGBFS blend 40 MPa |  | 40 MPa in-situ, no reinforcement - Boral |  |  | Canberra, ACT
| W | ReadyMix | Boral | Canberra |  | Boral Pre-mix Concrete - Normal Class GP/GGBFS blend 50 MPa | Normal Class GP/GGBFS blend 50 MPa |  | Boral is the largest integrated construction... | EPD Australasia | Life Cycle Logic Pty Ltd | S-P-02336 | Version 1.2 | 2022-08-15 | 2026-04-01 | 321 | 1 m3 | Mar 04 2023 | OpenBox | https://epd-australasia.com/wp-content/uploads/2021/04/SP02336_Boral-EPD_NSW-ACT_Aug22_V1.2.pdf | 32 | 29 | 50 MPa | 50 | 50 MPa | Pre-mix Concrete |  |  | (Boral) | (ACT), (Canberra) |  |  |  |  | Normal | Class | GP/GGBFS | blend |  |  |  |  | Normal Class GP/GGBFS blend |  | Concrete, 50 MPa, in-situ, no reinforcement, Pre-mix Concrete Normal Class GP/GGBFS blend (Boral) (ACT), (Canberra) Normal Class GP/GGBFS blend 50 MPa |  | 50 MPa in-situ, no reinforcement - Boral |  |  | Canberra, ACT
| W | ReadyMix | Boral | Canberra |  | Boral Pre-mix Concrete - ENVIROCRETE 30% 20 MPa | ENVIROCRETE 30% 20 MPa |  | Boral is the largest integrated construction... | EPD Australasia | Life Cycle Logic Pty Ltd | S-P-02336 | Version 1.2 | 2022-08-15 | 2026-04-01 | 210 | 1 m3 | Mar 04 2023 | OpenBox | https://epd-australasia.com/wp-content/uploads/2021/04/SP02336_Boral-EPD_NSW-ACT_Aug22_V1.2.pdf | 20 | 17 | 20 MPa | 20 | 20 MPa | Pre-mix Concrete |  |  | (Boral) | (ACT), (Canberra) |  |  |  |  | ENVIROCRETE | 30% | [6 empty] | ENVIROCRETE 30% |  | Concrete, 20 MPa, in-situ, no reinforcement, Pre-mix Concrete ENVIROCRETE 30% (Boral) (ACT), (Canberra) ENVIROCRETE 30% 20 MPa |  | 20 MPa in-situ, no reinforcement - Boral |  |  | Canberra, ACT
| W | ReadyMix | Boral | Canberra |  | Boral Pre-mix Concrete - ENVIROCRETE 30% 25 MPa | ENVIROCRETE 30% 25 MPa |  | Boral is the largest integrated construction... | EPD Australasia | Life Cycle Logic Pty Ltd | S-P-02336 | Version 1.2 | 2022-08-15 | 2026-04-01 | 231 | 1 m3 | Mar 04 2023 | OpenBox | https://epd-australasia.com/wp-content/uploads/2021/04/SP02336_Boral-EPD_NSW-ACT_Aug22_V1.2.pdf | 20 | 17 | 25 MPa | 25 | 25 MPa | Pre-mix Concrete |  |  | (Boral) | (ACT), (Canberra) |  |  |  |  | ENVIROCRETE | 30% | [6 empty] | ENVIROCRETE 30% |  | Concrete, 25 MPa, in-situ, no reinforcement, Pre-mix Concrete ENVIROCRETE 30% (Boral) (ACT), (Canberra) ENVIROCRETE 30% 25 MPa |  | 25 MPa in-situ, no reinforcement - Boral |  |  | Canberra, ACT
| W | ReadyMix | Boral | Canberra |  | Boral Pre-mix Concrete - ENVIROCRETE 30% 32 MPa | ENVIROCRETE 30% 32 MPa |  | Boral is the largest integrated construction... | EPD Australasia | Life Cycle Logic Pty Ltd | S-P-02336 | Version 1.2 | 2022-08-15 | 2026-04-01 | 262 | 1 m3 | Mar 04 2023 | OpenBox | https://epd-australasia.com/wp-content/uploads/2021/04/SP02336_Boral-EPD_NSW-ACT_Aug22_V1.2.pdf | 20 | 17 | 32 MPa | 32 | 32 MPa | Pre-mix Concrete |  |  | (Boral) | (ACT), (Canberra) |  |  |  |  | ENVIROCRETE | 30% | [6 empty] | ENVIROCRETE 30% |  | Concrete, 32 MPa, in-situ, no reinforcement, Pre-mix Concrete ENVIROCRETE 30% (Boral) (ACT), (Canberra) ENVIROCRETE 30% 32 MPa |  | 32 MPa in-situ, no reinforcement - Boral |  |  | Canberra, ACT
| W | ReadyMix | Boral | Canberra |  | Boral Pre-mix Concrete - ENVIROCRETE 30% 40 MPa | ENVIROCRETE 30% 40 MPa |  | Boral is the largest integrated construction... | EPD Australasia | Life Cycle Logic Pty Ltd | S-P-02336 | Version 1.2 | 2022-08-15 | 2026-04-01 | 316 | 1 m3 | Mar 04 2023 | OpenBox | https://epd-australasia.com/wp-content/uploads/2021/04/SP02336_Boral-EPD_NSW-ACT_Aug22_V1.2.pdf | 20 | 17 | 40 MPa | 40 | 40 MPa | Pre-mix Concrete |  |  | (Boral) | (ACT), (Canberra) |  |  |  |  | ENVIROCRETE | 30% | [6 empty] | ENVIROCRETE 30% |  | Concrete, 40 MPa, in-situ, no reinforcement, Pre-mix Concrete ENVIROCRETE 30% (Boral) (ACT), (Canberra) ENVIROCRETE 30% 40 MPa |  | 40 MPa in-situ, no reinforcement - Boral |  |  | Canberra, ACT
| W | ReadyMix | Boral | Canberra |  | Boral Pre-mix Concrete - ENVIROCRETE 30% 50 MPa | ENVIROCRETE 30% 50 MPa |  | Boral is the largest integrated construction... | EPD Australasia | Life Cycle Logic Pty Ltd | S-P-02336 | Version 1.2 | 2022-08-15 | 2026-04-01 | 397 | 1 m3 | Mar 04 2023 | OpenBox | https://epd-australasia.com/wp-content/uploads/2021/04/SP02336_Boral-EPD_NSW-ACT_Aug22_V1.2.pdf | 20 | 17 | 50 MPa | 50 | 50 MPa | Pre-mix Concrete |  |  | (Boral) | (ACT), (Canberra) |  |  |  |  | ENVIROCRETE | 30% | [6 empty] | ENVIROCRETE 30% |  | Concrete, 50 MPa, in-situ, no reinforcement, Pre-mix Concrete ENVIROCRETE 30% (Boral) (ACT), (Canberra) ENVIROCRETE 30% 50 MPa |  | 50 MPa in-situ, no reinforcement - Boral |  |  | Canberra, ACT
| W | ReadyMix | Boral | Canberra |  | Boral Pre-mix Concrete - ENVIROCRETE 40% 20 MPa | ENVIROCRETE 40% 20 MPa |  | Boral is the largest integrated construction... | EPD Australasia | Life Cycle Logic Pty Ltd | S-P-02336 | Version 1.2 | 2022-08-15 | 2026-04-01 | 193 | 1 m3 | Mar 04 2023 | OpenBox | https://epd-australasia.com/wp-content/uploads/2021/04/SP02336_Boral-EPD_NSW-ACT_Aug22_V1.2.pdf | 20 | 17 | 20 MPa | 20 | 20 MPa | Pre-mix Concrete |  |  | (Boral) | (ACT), (Canberra) |  |  |  |  | ENVIROCRETE | 40% | [6 empty] | ENVIROCRETE 40% |  | Concrete, 20 MPa, in-situ, no reinforcement, Pre-mix Concrete ENVIROCRETE 40% (Boral) (ACT), (Canberra) ENVIROCRETE 40% 20 MPa |  | 20 MPa in-situ, no reinforcement - Boral |  |  | Canberra, ACT
| W | ReadyMix | Boral | Canberra |  | Boral Pre-mix Concrete - ENVIROCRETE 40% 25 MPa | ENVIROCRETE 40% 25 MPa |  | Boral is the largest integrated construction... | EPD Australasia | Life Cycle Logic Pty Ltd | S-P-02336 | Version 1.2 | 2022-08-15 | 2026-04-01 | 210 | 1 m3 | Mar 04 2023 | OpenBox | https://epd-australasia.com/wp-content/uploads/2021/04/SP02336_Boral-EPD_NSW-ACT_Aug22_V1.2.pdf | 20 | 17 | 25 MPa | 25 | 25 MPa | Pre-mix Concrete |  |  | (Boral) | (ACT), (Canberra) |  |  |  |  | ENVIROCRETE | 40% | [6 empty] | ENVIROCRETE 40% |  | Concrete, 25 MPa, in-situ, no reinforcement, Pre-mix Concrete ENVIROCRETE 40% (Boral) (ACT), (Canberra) ENVIROCRETE 40% 25 MPa |  | 25 MPa in-situ, no reinforcement - Boral |  |  | Canberra, ACT
| W | ReadyMix | Boral | Canberra |  | Boral Pre-mix Concrete - ENVIROCRETE 40% 32 MPa | ENVIROCRETE 40% 32 MPa |  | Boral is the largest integrated construction... | EPD Australasia | Life Cycle Logic Pty Ltd | S-P-02336 | Version 1.2 | 2022-08-15 | 2026-04-01 | 240 | 1 m3 | Mar 04 2023 | OpenBox | https://epd-australasia.com/wp-content/uploads/2021/04/SP02336_Boral-EPD_NSW-ACT_Aug22_V1.2.pdf | 20 | 17 | 32 MPa | 32 | 32 MPa | Pre-mix Concrete |  |  | (Boral) | (ACT), (Canberra) |  |  |  |  | ENVIROCRETE | 40% | [6 empty] | ENVIROCRETE 40% |  | Concrete, 32 MPa, in-situ, no reinforcement, Pre-mix Concrete ENVIROCRETE 40% (Boral) (ACT), (Canberra) ENVIROCRETE 40% 32 MPa |  | 32 MPa in-situ, no reinforcement - Boral |  |  | Canberra, ACT
| W | ReadyMix | Boral | Canberra |  | Boral Pre-mix Concrete - ENVISIA 80MPa | ENVISIA 80MPa |  | Boral is the largest integrated construction... | EPD Australasia | Life Cycle Logic Pty Ltd | S-P-02336 | Version 1.2 | 2022-08-15 | 2026-04-01 | 433 | 1 m3 | Mar 04 2023 | OpenBox | https://epd-australasia.com/wp-content/uploads/2021/04/SP02336_Boral-EPD_NSW-ACT_Aug22_V1.2.pdf | 11 | 8 | 80MPa | 80 | 80 MPa | Pre-mix Concrete |  |  | (Boral) | (ACT), (Canberra) |  |  |  |  | ENVISIA | 80MPa | [6 empty] | ENVISIA 80MPa |  | Concrete, 80 MPa, in-situ, no reinforcement, Pre-mix Concrete ENVISIA 80MPa (Boral) (ACT), (Canberra) ENVISIA 80MPa |  | 80 MPa in-situ, no reinforcement - Boral |  |  | Canberra, ACT
| W | ReadyMix | Boral | Canberra |  | Boral Pre-mix Concrete - POST TENSIONED 40MPa 22@3 | POST TENSIONED 40MPa 22@3 |  | Boral is the largest integrated construction... | EPD Australasia | Life Cycle Logic Pty Ltd | S-P-02336 | Version 1.2 | 2022-08-15 | 2026-04-01 | 373 | 1 m3 | Mar 04 2023 | OpenBox | https://epd-australasia.com/wp-content/uploads/2021/04/SP02336_Boral-EPD_NSW-ACT_Aug22_V1.2.pdf | 18 | 15 | 40MPa | 40 | 40 MPa | Pre-mix Concrete |  |  | (Boral) | (ACT), (Canberra) |  |  |  |  | POST | TENSIONED | [6 empty] | POST TENSIONED |  | Concrete, 40 MPa, in-situ, no reinforcement, Pre-mix Concrete POST TENSIONED (Boral) (ACT), (Canberra) POST TENSIONED 40MPa 22@3 |  | 40 MPa in-situ, no reinforcement - Boral |  |  | Canberra, ACT
| W | ReadyMix | Boral | Canberra |  | Boral Pre-mix Concrete - ENVIROCRETE 40% 40 MPa | ENVIROCRETE 40% 40 MPa |  | Boral is the largest integrated construction... | EPD Australasia | Life Cycle Logic Pty Ltd | S-P-02336 | Version 1.2 | 2022-08-15 | 2026-04-01 | 286 | 1 m3 | Mar 04 2023 | OpenBox | https://epd-australasia.com/wp-content/uploads/2021/04/SP02336_Boral-EPD_NSW-ACT_Aug22_V1.2.pdf | 20 | 17 | 40 MPa | 40 | 40 MPa | Pre-mix Concrete |  |  | (Boral) | (ACT), (Canberra) |  |  |  |  | ENVIROCRETE | 40% | [6 empty] | ENVIROCRETE 40% |  | Concrete, 40 MPa, in-situ, no reinforcement, Pre-mix Concrete ENVIROCRETE 40% (Boral) (ACT), (Canberra) ENVIROCRETE 40% 40 MPa |  | 40 MPa in-situ, no reinforcement - Boral |  |  | Canberra, ACT
| W | ReadyMix | Boral | Canberra |  | Boral Pre-mix Concrete - ENVIROCRETE 40% 50 MPa | ENVIROCRETE 40% 50 MPa |  | Boral is the largest integrated construction... | EPD Australasia | Life Cycle Logic Pty Ltd | S-P-02336 | Version 1.2 | 2022-08-15 | 2026-04-01 | 355 | 1 m3 | Mar 04 2023 | OpenBox | https://epd-australasia.com/wp-content/uploads/2021/04/SP02336_Boral-EPD_NSW-ACT_Aug22_V1.2.pdf | 20 | 17 | 50 MPa | 50 | 50 MPa | Pre-mix Concrete |  |  | (Boral) | (ACT), (Canberra) |  |  |  |  | ENVIROCRETE | 40% | [6 empty] | ENVIROCRETE 40% |  | Concrete, 50 MPa, in-situ, no reinforcement, Pre-mix Concrete ENVIROCRETE 40% (Boral) (ACT), (Canberra) ENVIROCRETE 40% 50 MPa |  | 50 MPa in-situ, no reinforcement - Boral |  |  | Canberra, ACT
| W | ReadyMix | Boral | Canberra |  | Boral Pre-mix Concrete - ENVIROCRETE PLUS 20MPa | ENVIROCRETE PLUS 20MPa |  | Boral is the largest integrated construction... | EPD Australasia | Life Cycle Logic Pty Ltd | S-P-02336 | Version 1.2 | 2022-08-15 | 2026-04-01 | 186 | 1 m3 | Mar 04 2023 | OpenBox | https://epd-australasia.com/wp-content/uploads/2021/04/SP02336_Boral-EPD_NSW-ACT_Aug22_V1.2.pdf | 20 | 17 | 20MPa | 20 | 20 MPa | Pre-mix Concrete |  |  | (Boral) | (ACT), (Canberra) |  |  |  |  | ENVIROCRETE | PLUS | [6 empty] | ENVIROCRETE PLUS |  | Concrete, 20 MPa, in-situ, no reinforcement, Pre-mix Concrete ENVIROCRETE PLUS (Boral) (ACT), (Canberra) ENVIROCRETE PLUS 20MPa |  | 20 MPa in-situ, no reinforcement - Boral |  |  | Canberra, ACT
| W | ReadyMix | Boral | Canberra |  | Boral Pre-mix Concrete - ENVIROCRETE PLUS 25MPa | ENVIROCRETE PLUS 25MPa |  | Boral is the largest integrated construction... | EPD Australasia | Life Cycle Logic Pty Ltd | S-P-02336 | Version 1.2 | 2022-08-15 | 2026-04-01 | 202 | 1 m3 | Mar 04 2023 | OpenBox | https://epd-australasia.com/wp-content/uploads/2021/04/SP02336_Boral-EPD_NSW-ACT_Aug22_V1.2.pdf | 20 | 17 | 25MPa | 25 | 25 MPa | Pre-mix Concrete |  |  | (Boral) | (ACT), (Canberra) |  |  |  |  | ENVIROCRETE | PLUS | [6 empty] | ENVIROCRETE PLUS |  | Concrete, 25 MPa, in-situ, no reinforcement, Pre-mix Concrete ENVIROCRETE PLUS (Boral) (ACT), (Canberra) ENVIROCRETE PLUS 25MPa |  | 25 MPa in-situ, no reinforcement - Boral |  |  | Canberra, ACT
| W | ReadyMix | Boral | Canberra |  | Boral Pre-mix Concrete - ENVIROCRETE PLUS 32MPa | ENVIROCRETE PLUS 32MPa |  | Boral is the largest integrated construction... | EPD Australasia | Life Cycle Logic Pty Ltd | S-P-02336 | Version 1.2 | 2022-08-15 | 2026-04-01 | 228 | 1 m3 | Mar 04 2023 | OpenBox | https://epd-australasia.com/wp-content/uploads/2021/04/SP02336_Boral-EPD_NSW-ACT_Aug22_V1.2.pdf | 20 | 17 | 32MPa | 32 | 32 MPa | Pre-mix Concrete |  |  | (Boral) | (ACT), (Canberra) |  |  |  |  | ENVIROCRETE | PLUS | [6 empty] | ENVIROCRETE PLUS |  | Concrete, 32 MPa, in-situ, no reinforcement, Pre-mix Concrete ENVIROCRETE PLUS (Boral) (ACT), (Canberra) ENVIROCRETE PLUS 32MPa |  | 32 MPa in-situ, no reinforcement - Boral |  |  | Canberra, ACT
| W | ReadyMix | Boral | Canberra |  | Boral Pre-mix Concrete - ENVIROCRETE PLUS 40MPa | ENVIROCRETE PLUS 40MPa |  | Boral is the largest integrated construction... | EPD Australasia | Life Cycle Logic Pty Ltd | S-P-02336 | Version 1.2 | 2022-08-15 | 2026-04-01 | 271 | 1 m3 | Mar 04 2023 | OpenBox | https://epd-australasia.com/wp-content/uploads/2021/04/SP02336_Boral-EPD_NSW-ACT_Aug22_V1.2.pdf | 20 | 17 | 40MPa | 40 | 40 MPa | Pre-mix Concrete |  |  | (Boral) | (ACT), (Canberra) |  |  |  |  | ENVIROCRETE | PLUS | [6 empty] | ENVIROCRETE PLUS |  | Concrete, 40 MPa, in-situ, no reinforcement, Pre-mix Concrete ENVIROCRETE PLUS (Boral) (ACT), (Canberra) ENVIROCRETE PLUS 40MPa |  | 40 MPa in-situ, no reinforcement - Boral |  |  | Canberra, ACT
| W | ReadyMix | Boral | Canberra |  | Boral Pre-mix Concrete - ENVIROCRETE PLUS 50MPa | ENVIROCRETE PLUS 50MPa |  | Boral is the largest integrated construction... | EPD Australasia | Life Cycle Logic Pty Ltd | S-P-02336 | Version 1.2 | 2022-08-15 | 2026-04-01 | 341 | 1 m3 | Mar 04 2023 | OpenBox | https://epd-australasia.com/wp-content/uploads/2021/04/SP02336_Boral-EPD_NSW-ACT_Aug22_V1.2.pdf | 20 | 17 | 50MPa | 50 | 50 MPa | Pre-mix Concrete |  |  | (Boral) | (ACT), (Canberra) |  |  |  |  | ENVIROCRETE | PLUS | [6 empty] | ENVIROCRETE PLUS |  | Concrete, 50 MPa, in-situ, no reinforcement, Pre-mix Concrete ENVIROCRETE PLUS (Boral) (ACT), (Canberra) ENVIROCRETE PLUS 50MPa |  | 50 MPa in-situ, no reinforcement - Boral |  |  | Canberra, ACT
| W | ReadyMix | Boral | Canberra |  | Boral Pre-mix Concrete - ENVISIA 20MPa | ENVISIA 20MPa |  | Boral is the largest integrated construction... | EPD Australasia | Life Cycle Logic Pty Ltd | S-P-02336 | Version 1.2 | 2022-08-15 | 2026-04-01 | 177 | 1 m3 | Mar 04 2023 | OpenBox | https://epd-australasia.com/wp-content/uploads/2021/04/SP02336_Boral-EPD_NSW-ACT_Aug22_V1.2.pdf | 11 | 8 | 20MPa | 20 | 20 MPa | Pre-mix Concrete |  |  | (Boral) | (ACT), (Canberra) |  |  |  |  | ENVISIA | [7 empty] | ENVISIA |  | Concrete, 20 MPa, in-situ, no reinforcement, Pre-mix Concrete ENVISIA (Boral) (ACT), (Canberra) ENVISIA 20MPa |  | 20 MPa in-situ, no reinforcement - Boral |  |  | Canberra, ACT
| W | ReadyMix | Boral | Canberra |  | Boral Pre-mix Concrete - ENVISIA 25MPa | ENVISIA 25MPa |  | Boral is the largest integrated construction... | EPD Australasia | Life Cycle Logic Pty Ltd | S-P-02336 | Version 1.2 | 2022-08-15 | 2026-04-01 | 184 | 1 m3 | Mar 04 2023 | OpenBox | https://epd-australasia.com/wp-content/uploads/2021/04/SP02336_Boral-EPD_NSW-ACT_Aug22_V1.2.pdf | 11 | 8 | 25MPa | 25 | 25 MPa | Pre-mix Concrete |  |  | (Boral) | (ACT), (Canberra) |  |  |  |  | ENVISIA | [7 empty] | ENVISIA |  | Concrete, 25 MPa, in-situ, no reinforcement, Pre-mix Concrete ENVISIA (Boral) (ACT), (Canberra) ENVISIA 25MPa |  | 25 MPa in-situ, no reinforcement - Boral |  |  | Canberra, ACT
| W | ReadyMix | Boral | Canberra |  | Boral Pre-mix Concrete - POST TENSIONED 40MPa 22@4 | POST TENSIONED 40MPa 22@4 |  | Boral is the largest integrated construction... | EPD Australasia | Life Cycle Logic Pty Ltd | S-P-02336 | Version 1.2 | 2022-08-15 | 2026-04-01 | 371 | 1 m3 | Mar 04 2023 | OpenBox | https://epd-australasia.com/wp-content/uploads/2021/04/SP02336_Boral-EPD_NSW-ACT_Aug22_V1.2.pdf | 18 | 15 | 40MPa | 40 | 40 MPa | Pre-mix Concrete |  |  | (Boral) | (ACT), (Canberra) |  |  |  |  | POST | TENSIONED | [6 empty] | POST TENSIONED |  | Concrete, 40 MPa, in-situ, no reinforcement, Pre-mix Concrete POST TENSIONED (Boral) (ACT), (Canberra) POST TENSIONED 40MPa 22@4 |  | 40 MPa in-situ, no reinforcement - Boral |  |  | Canberra, ACT
| W | ReadyMix | Boral | Canberra |  | Boral Pre-mix Concrete - POST TENSIONED 40MPa 22@5 | POST TENSIONED 40MPa 22@5 |  | Boral is the largest integrated construction... | EPD Australasia | Life Cycle Logic Pty Ltd | S-P-02336 | Version 1.2 | 2022-08-15 | 2026-04-01 | 372 | 1 m3 | Mar 04 2023 | OpenBox | https://epd-australasia.com/wp-content/uploads/2021/04/SP02336_Boral-EPD_NSW-ACT_Aug22_V1.2.pdf | 18 | 15 | 40MPa | 40 | 40 MPa | Pre-mix Concrete |  |  | (Boral) | (ACT), (Canberra) |  |  |  |  | POST | TENSIONED | [6 empty] | POST TENSIONED |  | Concrete, 40 MPa, in-situ, no reinforcement, Pre-mix Concrete POST TENSIONED (Boral) (ACT), (Canberra) POST TENSIONED 40MPa 22@5 |  | 40 MPa in-situ, no reinforcement - Boral |  |  | Canberra, ACT
| W | ReadyMix | Boral | Canberra |  | Boral Pre-mix Concrete - HIGH SLUMP 50MPa | HIGH SLUMP 50MPa |  | Boral is the largest integrated construction... | EPD Australasia | Life Cycle Logic Pty Ltd | S-P-02336 | Version 1.2 | 2022-08-15 | 2026-04-01 | 436 | 1 m3 | Mar 04 2023 | OpenBox | https://epd-australasia.com/wp-content/uploads/2021/04/SP02336_Boral-EPD_NSW-ACT_Aug22_V1.2.pdf | 14 | 11 | 50MPa | 50 | 50 MPa | Pre-mix Concrete |  |  | (Boral) | (ACT), (Canberra) |  |  |  |  | HIGH | SLUMP | [6 empty] | HIGH SLUMP |  | Concrete, 50 MPa, in-situ, no reinforcement, Pre-mix Concrete HIGH SLUMP (Boral) (ACT), (Canberra) HIGH SLUMP 50MPa |  | 50 MPa in-situ, no reinforcement - Boral |  |  | Canberra, ACT
| W | ReadyMix | Boral | Canberra |  | Boral Pre-mix Concrete - HIGH SLUMP 65MPa | HIGH SLUMP 65MPa |  | Boral is the largest integrated construction... | EPD Australasia | Life Cycle Logic Pty Ltd | S-P-02336 | Version 1.2 | 2022-08-15 | 2026-04-01 | 492 | 1 m3 | Mar 04 2023 | OpenBox | https://epd-australasia.com/wp-content/uploads/2021/04/SP02336_Boral-EPD_NSW-ACT_Aug22_V1.2.pdf | 14 | 11 | 65MPa | 65 | 65 MPa | Pre-mix Concrete |  |  | (Boral) | (ACT), (Canberra) |  |  |  |  | HIGH | SLUMP | [6 empty] | HIGH SLUMP |  | Concrete, 65 MPa, in-situ, no reinforcement, Pre-mix Concrete HIGH SLUMP (Boral) (ACT), (Canberra) HIGH SLUMP 65MPa |  | 65 MPa in-situ, no reinforcement - Boral |  |  | Canberra, ACT
| W | ReadyMix | Boral | Canberra |  | Boral Pre-mix Concrete - ENVISIA 32MPa | ENVISIA 32MPa |  | Boral is the largest integrated construction... | EPD Australasia | Life Cycle Logic Pty Ltd | S-P-02336 | Version 1.2 | 2022-08-15 | 2026-04-01 | 197 | 1 m3 | Mar 04 2023 | OpenBox | https://epd-australasia.com/wp-content/uploads/2021/04/SP02336_Boral-EPD_NSW-ACT_Aug22_V1.2.pdf | 11 | 8 | 32MPa | 32 | 32 MPa | Pre-mix Concrete |  |  | (Boral) | (ACT), (Canberra) |  |  |  |  | ENVISIA | [7 empty] | ENVISIA |  | Concrete, 32 MPa, in-situ, no reinforcement, Pre-mix Concrete ENVISIA (Boral) (ACT), (Canberra) ENVISIA 32MPa |  | 32 MPa in-situ, no reinforcement - Boral |  |  | Canberra, ACT
| W | ReadyMix | Boral | Canberra |  | Boral Pre-mix Concrete - ENVISIA 40MPa | ENVISIA 40MPa |  | Boral is the largest integrated construction... | EPD Australasia | Life Cycle Logic Pty Ltd | S-P-02336 | Version 1.2 | 2022-08-15 | 2026-04-01 | 251 | 1 m3 | Mar 04 2023 | OpenBox | https://epd-australasia.com/wp-content/uploads/2021/04/SP02336_Boral-EPD_NSW-ACT_Aug22_V1.2.pdf | 11 | 8 | 40MPa | 40 | 40 MPa | Pre-mix Concrete |  |  | (Boral) | (ACT), (Canberra) |  |  |  |  | ENVISIA | [7 empty] | ENVISIA |  | Concrete, 40 MPa, in-situ, no reinforcement, Pre-mix Concrete ENVISIA (Boral) (ACT), (Canberra) ENVISIA 40MPa |  | 40 MPa in-situ, no reinforcement - Boral |  |  | Canberra, ACT
| W | ReadyMix | Boral | Canberra |  | Boral Pre-mix Concrete - ENVISIA 50MPa | ENVISIA 50MPa |  | Boral is the largest integrated construction... | EPD Australasia | Life Cycle Logic Pty Ltd | S-P-02336 | Version 1.2 | 2022-08-15 | 2026-04-01 | 327 | 1 m3 | Mar 04 2023 | OpenBox | https://epd-australasia.com/wp-content/uploads/2021/04/SP02336_Boral-EPD_NSW-ACT_Aug22_V1.2.pdf | 11 | 8 | 50MPa | 50 | 50 MPa | Pre-mix Concrete |  |  | (Boral) | (ACT), (Canberra) |  |  |  |  | ENVISIA | [7 empty] | ENVISIA |  | Concrete, 50 MPa, in-situ, no reinforcement, Pre-mix Concrete ENVISIA (Boral) (ACT), (Canberra) ENVISIA 50MPa |  | 50 MPa in-situ, no reinforcement - Boral |  |  | Canberra, ACT
| W | ReadyMix | Boral | Canberra |  | Boral Pre-mix Concrete - ENVISIA 65MPa | ENVISIA 65MPa |  | Boral is the largest integrated construction... | EPD Australasia | Life Cycle Logic Pty Ltd | S-P-02336 | Version 1.2 | 2022-08-15 | 2026-04-01 | 333 | 1 m3 | Mar 04 2023 | OpenBox | https://epd-australasia.com/wp-content/uploads/2021/04/SP02336_Boral-EPD_NSW-ACT_Aug22_V1.2.pdf | 11 | 8 | 65MPa | 65 | 65 MPa | Pre-mix Concrete |  |  | (Boral) | (ACT), (Canberra) |  |  |  |  | ENVISIA | [7 empty] | ENVISIA |  | Concrete, 65 MPa, in-situ, no reinforcement, Pre-mix Concrete ENVISIA (Boral) (ACT), (Canberra) ENVISIA 65MPa |  | 65 MPa in-situ, no reinforcement - Boral |  |  | Canberra, ACT
| W | ReadyMix | Boral | Canberra |  | Boral Pre-mix Concrete - HIGH SLUMP 80MPa | HIGH SLUMP 80MPa |  | Boral is the largest integrated construction... | EPD Australasia | Life Cycle Logic Pty Ltd | S-P-02336 | Version 1.2 | 2022-08-15 | 2026-04-01 | 520 | 1 m3 | Mar 04 2023 | OpenBox | https://epd-australasia.com/wp-content/uploads/2021/04/SP02336_Boral-EPD_NSW-ACT_Aug22_V1.2.pdf | 14 | 11 | 80MPa | 80 | 80 MPa | Pre-mix Concrete |  |  | (Boral) | (ACT), (Canberra) |  |  |  |  | HIGH | SLUMP | [6 empty] | HIGH SLUMP |  | Concrete, 80 MPa, in-situ, no reinforcement, Pre-mix Concrete HIGH SLUMP (Boral) (ACT), (Canberra) HIGH SLUMP 80MPa |  | 80 MPa in-situ, no reinforcement - Boral |  |  | Canberra, ACT
| W | ReadyMix | Boral | Canberra |  | Boral Pre-mix Concrete - TREMIE 40MPa | TREMIE 40MPa |  | Boral is the largest integrated construction... | EPD Australasia | Life Cycle Logic Pty Ltd | S-P-02336 | Version 1.2 | 2022-08-15 | 2026-04-01 | 314 | 1 m3 | Mar 04 2023 | OpenBox | https://epd-australasia.com/wp-content/uploads/2021/04/SP02336_Boral-EPD_NSW-ACT_Aug22_V1.2.pdf | 10 | 7 | 40MPa | 40 | 40 MPa | Pre-mix Concrete |  |  | (Boral) | (ACT), (Canberra) |  |  |  |  | TREMIE | [7 empty] | TREMIE |  | Concrete, 40 MPa, in-situ, no reinforcement, Pre-mix Concrete TREMIE (Boral) (ACT), (Canberra) TREMIE 40MPa |  | 40 MPa in-situ, no reinforcement - Boral |  |  | Canberra, ACT
| W | ReadyMix | Boral | Canberra |  | Boral Pre-mix Concrete - TREMIE 50MPa | TREMIE 50MPa |  | Boral is the largest integrated construction... | EPD Australasia | Life Cycle Logic Pty Ltd | S-P-02336 | Version 1.2 | 2022-08-15 | 2026-04-01 | 387 | 1 m3 | Mar 04 2023 | OpenBox | https://epd-australasia.com/wp-content/uploads/2021/04/SP02336_Boral-EPD_NSW-ACT_Aug22_V1.2.pdf | 10 | 7 | 50MPa | 50 | 50 MPa | Pre-mix Concrete |  |  | (Boral) | (ACT), (Canberra) |  |  |  |  | TREMIE | [7 empty] | TREMIE |  | Concrete, 50 MPa, in-situ, no reinforcement, Pre-mix Concrete TREMIE (Boral) (ACT), (Canberra) TREMIE 50MPa |  | 50 MPa in-situ, no reinforcement - Boral |  |  | Canberra, ACT
| W | ReadyMix | Boral | Canberra |  | Boral Pre-mix Concrete - TREMIE 65MPa | TREMIE 65MPa |  | Boral is the largest integrated construction... | EPD Australasia | Life Cycle Logic Pty Ltd | S-P-02336 | Version 1.2 | 2022-08-15 | 2026-04-01 | 477 | 1 m3 | Mar 04 2023 | OpenBox | https://epd-australasia.com/wp-content/uploads/2021/04/SP02336_Boral-EPD_NSW-ACT_Aug22_V1.2.pdf | 10 | 7 | 65MPa | 65 | 65 MPa | Pre-mix Concrete |  |  | (Boral) | (ACT), (Canberra) |  |  |  |  | TREMIE | [7 empty] | TREMIE |  | Concrete, 65 MPa, in-situ, no reinforcement, Pre-mix Concrete TREMIE (Boral) (ACT), (Canberra) TREMIE 65MPa |  | 65 MPa in-situ, no reinforcement - Boral |  |  | Canberra, ACT
| W | ReadyMix | Boral | Canberra |  | Boral Pre-mix Concrete - SHOTCRETE 40MPa 10MM | SHOTCRETE 40MPa 10MM |  | Boral is the largest integrated construction... | EPD Australasia | Life Cycle Logic Pty Ltd | S-P-02336 | Version 1.2 | 2022-08-15 | 2026-04-01 | 363 | 1 m3 | Mar 04 2023 | OpenBox | https://epd-australasia.com/wp-content/uploads/2021/04/SP02336_Boral-EPD_NSW-ACT_Aug22_V1.2.pdf | 13 | 10 | 40MPa | 40 | 40 MPa | Pre-mix Concrete |  |  | (Boral) | (ACT), (Canberra) |  |  |  |  | SHOTCRETE | [7 empty] | SHOTCRETE |  | Concrete, 40 MPa, in-situ, no reinforcement, Pre-mix Concrete SHOTCRETE (Boral) (ACT), (Canberra) SHOTCRETE 40MPa 10MM |  | 40 MPa in-situ, no reinforcement - Boral |  |  | Canberra, ACT
| W | ReadyMix | Boral | Canberra |  | Boral Pre-mix Concrete - KERB MACHINE 25MPa 10MM | KERB MACHINE 25MPa 10MM |  | Boral is the largest integrated construction... | EPD Australasia | Life Cycle Logic Pty Ltd | S-P-02336 | Version 1.2 | 2022-08-15 | 2026-04-01 | 259 | 1 m3 | Mar 04 2023 | OpenBox | https://epd-australasia.com/wp-content/uploads/2021/04/SP02336_Boral-EPD_NSW-ACT_Aug22_V1.2.pdf | 16 | 13 | 25MPa | 25 | 25 MPa | Pre-mix Concrete |  |  | (Boral) | (ACT), (Canberra) |  |  |  |  | KERB | MACHINE | [6 empty] | KERB MACHINE |  | Concrete, 25 MPa, in-situ, no reinforcement, Pre-mix Concrete KERB MACHINE (Boral) (ACT), (Canberra) KERB MACHINE 25MPa 10MM |  | 25 MPa in-situ, no reinforcement - Boral |  |  | Canberra, ACT
| W | ReadyMix | Boral | Canberra |  | Boral Pre-mix Concrete - KERB MACHINE 32MPa 10MM | KERB MACHINE 32MPa 10MM |  | Boral is the largest integrated construction... | EPD Australasia | Life Cycle Logic Pty Ltd | S-P-02336 | Version 1.2 | 2022-08-15 | 2026-04-01 | 295 | 1 m3 | Mar 04 2023 | OpenBox | https://epd-australasia.com/wp-content/uploads/2021/04/SP02336_Boral-EPD_NSW-ACT_Aug22_V1.2.pdf | 16 | 13 | 32MPa | 32 | 32 MPa | Pre-mix Concrete |  |  | (Boral) | (ACT), (Canberra) |  |  |  |  | KERB | MACHINE | [6 empty] | KERB MACHINE |  | Concrete, 32 MPa, in-situ, no reinforcement, Pre-mix Concrete KERB MACHINE (Boral) (ACT), (Canberra) KERB MACHINE 32MPa 10MM |  | 32 MPa in-situ, no reinforcement - Boral |  |  | Canberra, ACT
| W | ReadyMix | Boral | Canberra |  | Boral Pre-mix Concrete - NO FINES 6:1 | NO FINES 6:1 |  | Boral is the largest integrated construction... | EPD Australasia | Life Cycle Logic Pty Ltd | S-P-02336 | Version 1.2 | 2022-08-15 | 2026-04-01 | 237 | 1 m3 | Mar 04 2023 | OpenBox | https://epd-australasia.com/wp-content/uploads/2021/04/SP02336_Boral-EPD_NSW-ACT_Aug22_V1.2.pdf | #VALUE! | #VALUE! | ? | ? | ? MPa | Pre-mix Concrete |  |  | (Boral) | (ACT), (Canberra) |  |  |  |  | NO | FINES | 6:1 | [5 empty] | NO FINES 6:1 |  | Concrete, ? MPa, in-situ, no reinforcement, Pre-mix Concrete NO FINES 6:1 (Boral) (ACT), (Canberra) NO FINES 6:1 |  | ? MPa in-situ, no reinforcement - Boral |  |  | Canberra, ACT
| W | ReadyMix | Boral | Canberra |  | Boral Pre-mix Concrete - STABILISED SAND 14:1 | STABILISED SAND 14:1 |  | Boral is the largest integrated construction... | EPD Australasia | Life Cycle Logic Pty Ltd | S-P-02336 | Version 1.2 | 2022-08-15 | 2026-04-01 | 117 | 1 m3 | Mar 04 2023 | OpenBox | https://epd-australasia.com/wp-content/uploads/2021/04/SP02336_Boral-EPD_NSW-ACT_Aug22_V1.2.pdf | #VALUE! | #VALUE! | ? | ? | Stabilised Sand | Pre-mix Concrete |  |  | (Boral) | (ACT), (Canberra) |  |  |  |  | STABILISED | SAND | 14:1 | [5 empty] | STABILISED SAND 14:1 |  | Concrete, Stabilised Sand, in-situ, no reinforcement, Pre-mix Concrete STABILISED SAND 14:1 (Boral) (ACT), (Canberra) STABILISED SAND 14:1 |  | Stabilised Sand in-situ, no reinforcement - Boral |  |  | Canberra, ACT
| W | ReadyMix | Boral | Canberra |  | Boral Pre-mix Concrete - STABILISED SAND 8:1 | STABILISED SAND 8:1 |  | Boral is the largest integrated construction... | EPD Australasia | Life Cycle Logic Pty Ltd | S-P-02336 | Version 1.2 | 2022-08-15 | 2026-04-01 | 188 | 1 m3 | Mar 04 2023 | OpenBox | https://epd-australasia.com/wp-content/uploads/2021/04/SP02336_Boral-EPD_NSW-ACT_Aug22_V1.2.pdf | #VALUE! | #VALUE! | ? | ? | Stabilised Sand | Pre-mix Concrete |  |  | (Boral) | (ACT), (Canberra) |  |  |  |  | STABILISED | SAND | 8:1 | [5 empty] | STABILISED SAND 8:1 |  | Concrete, Stabilised Sand, in-situ, no reinforcement, Pre-mix Concrete STABILISED SAND 8:1 (Boral) (ACT), (Canberra) STABILISED SAND 8:1 |  | Stabilised Sand in-situ, no reinforcement - Boral |  |  | Canberra, ACT
| W | ReadyMix | Boral | Canberra |  | Boral Pre-mix Concrete - STABILISED SAND 4:1 | STABILISED SAND 4:1 |  | Boral is the largest integrated construction... | EPD Australasia | Life Cycle Logic Pty Ltd | S-P-02336 | Version 1.2 | 2022-08-15 | 2026-04-01 | 318 | 1 m3 | Mar 04 2023 | OpenBox | https://epd-australasia.com/wp-content/uploads/2021/04/SP02336_Boral-EPD_NSW-ACT_Aug22_V1.2.pdf | #VALUE! | #VALUE! | ? | ? | Stabilised Sand | Pre-mix Concrete |  |  | (Boral) | (ACT), (Canberra) |  |  |  |  | STABILISED | SAND | 4:1 | [5 empty] | STABILISED SAND 4:1 |  | Concrete, Stabilised Sand, in-situ, no reinforcement, Pre-mix Concrete STABILISED SAND 4:1 (Boral) (ACT), (Canberra) STABILISED SAND 4:1 |  | Stabilised Sand in-situ, no reinforcement - Boral |  |  | Canberra, ACT
| W | ReadyMix | Boral | Canberra |  | Boral Pre-mix Concrete - TfNSW B80 40MPa 20MM PUMP B1 EXPOSURE | TfNSW B80 40MPa 20MM PUMP B1 EXPOSURE |  | Boral is the largest integrated construction... | EPD Australasia | Life Cycle Logic Pty Ltd | S-P-02336 | Version 1.2 | 2022-08-15 | 2026-04-01 | 320 | 1 m3 | Mar 04 2023 | OpenBox | https://epd-australasia.com/wp-content/uploads/2021/04/SP02336_Boral-EPD_NSW-ACT_Aug22_V1.2.pdf | 13 | 10 | 40MPa | 40 | 40 MPa | Pre-mix Concrete |  |  | (Boral) | (ACT), (Canberra) |  |  |  |  | TfNSW | B80 | [6 empty] | TfNSW B80 |  | Concrete, 40 MPa, in-situ, no reinforcement, Pre-mix Concrete TfNSW B80 (Boral) (ACT), (Canberra) TfNSW B80 40MPa 20MM PUMP B1 EXPOSURE |  | 40 MPa in-situ, no reinforcement - Boral |  |  | Canberra, ACT
| W | ReadyMix | Boral | Canberra |  | Boral Pre-mix Concrete - TfNSW B80 40MPa 20MM PUMP B2 EXPOSURE | TfNSW B80 40MPa 20MM PUMP B2 EXPOSURE |  | Boral is the largest integrated construction... | EPD Australasia | Life Cycle Logic Pty Ltd | S-P-02336 | Version 1.2 | 2022-08-15 | 2026-04-01 | 327 | 1 m3 | Mar 04 2023 | OpenBox | https://epd-australasia.com/wp-content/uploads/2021/04/SP02336_Boral-EPD_NSW-ACT_Aug22_V1.2.pdf | 13 | 10 | 40MPa | 40 | 40 MPa | Pre-mix Concrete |  |  | (Boral) | (ACT), (Canberra) |  |  |  |  | TfNSW | B80 | [6 empty] | TfNSW B80 |  | Concrete, 40 MPa, in-situ, no reinforcement, Pre-mix Concrete TfNSW B80 (Boral) (ACT), (Canberra) TfNSW B80 40MPa 20MM PUMP B2 EXPOSURE |  | 40 MPa in-situ, no reinforcement - Boral |  |  | Canberra, ACT
| W | ReadyMix | Boral | Canberra |  | Boral Pre-mix Concrete - TfNSW B80 40MPa 20MM TREMIE B2 EXPOSURE | TfNSW B80 40MPa 20MM TREMIE B2 EXPOSURE |  | Boral is the largest integrated construction... | EPD Australasia | Life Cycle Logic Pty Ltd | S-P-02336 | Version 1.2 | 2022-08-15 | 2026-04-01 | 336 | 1 m3 | Mar 04 2023 | OpenBox | https://epd-australasia.com/wp-content/uploads/2021/04/SP02336_Boral-EPD_NSW-ACT_Aug22_V1.2.pdf | 13 | 10 | 40MPa | 40 | 40 MPa | Pre-mix Concrete |  |  | (Boral) | (ACT), (Canberra) |  |  |  |  | TfNSW | B80 | [6 empty] | TfNSW B80 |  | Concrete, 40 MPa, in-situ, no reinforcement, Pre-mix Concrete TfNSW B80 (Boral) (ACT), (Canberra) TfNSW B80 40MPa 20MM TREMIE B2 EXPOSURE |  | 40 MPa in-situ, no reinforcement - Boral |  |  | Canberra, ACT
| W | ReadyMix | Boral | Canberra |  | Boral Pre-mix Concrete - TfNSW B80 50MPa 20MM TREMIE CFA C1 EXPOSURE | TfNSW B80 50MPa 20MM TREMIE CFA C1 EXPOSURE |  | Boral is the largest integrated construction... | EPD Australasia | Life Cycle Logic Pty Ltd | S-P-02336 | Version 1.2 | 2022-08-15 | 2026-04-01 | 358 | 1 m3 | Mar 04 2023 | OpenBox | https://epd-australasia.com/wp-content/uploads/2021/04/SP02336_Boral-EPD_NSW-ACT_Aug22_V1.2.pdf | 13 | 10 | 50MPa | 50 | 50 MPa | Pre-mix Concrete |  |  | (Boral) | (ACT), (Canberra) |  |  |  |  | TfNSW | B80 | [6 empty] | TfNSW B80 |  | Concrete, 50 MPa, in-situ, no reinforcement, Pre-mix Concrete TfNSW B80 (Boral) (ACT), (Canberra) TfNSW B80 50MPa 20MM TREMIE CFA C1 EXPOSURE |  | 50 MPa in-situ, no reinforcement - Boral |  |  | Canberra, ACT
| W | ReadyMix | Boral | Canberra |  | Boral Pre-mix Concrete - TfNSW B80 50MPa 20MM TREMIE B2 EXPOSURE | TfNSW B80 50MPa 20MM TREMIE B2 EXPOSURE |  | Boral is the largest integrated construction... | EPD Australasia | Life Cycle Logic Pty Ltd | S-P-02336 | Version 1.2 | 2022-08-15 | 2026-04-01 | 415 | 1 m3 | Mar 04 2023 | OpenBox | https://epd-australasia.com/wp-content/uploads/2021/04/SP02336_Boral-EPD_NSW-ACT_Aug22_V1.2.pdf | 13 | 10 | 50MPa | 50 | 50 MPa | Pre-mix Concrete |  |  | (Boral) | (ACT), (Canberra) |  |  |  |  | TfNSW | B80 | [6 empty] | TfNSW B80 |  | Concrete, 50 MPa, in-situ, no reinforcement, Pre-mix Concrete TfNSW B80 (Boral) (ACT), (Canberra) TfNSW B80 50MPa 20MM TREMIE B2 EXPOSURE |  | 50 MPa in-situ, no reinforcement - Boral |  |  | Canberra, ACT
| W | ReadyMix | Boral | Canberra |  | Boral Pre-mix Concrete - TfNSW R83 35MPa 20MM HAND/MACHINE PLACED | TfNSW R83 35MPa 20MM HAND/MACHINE PLACED |  | Boral is the largest integrated construction... | EPD Australasia | Life Cycle Logic Pty Ltd | S-P-02336 | Version 1.2 | 2022-08-15 | 2026-04-01 | 294 | 1 m3 | Mar 04 2023 | OpenBox | https://epd-australasia.com/wp-content/uploads/2021/04/SP02336_Boral-EPD_NSW-ACT_Aug22_V1.2.pdf | 13 | 10 | 35MPa | 35 | 35 MPa | Pre-mix Concrete |  |  | (Boral) | (ACT), (Canberra) |  |  |  |  | TfNSW | R83 | [6 empty] | TfNSW R83 |  | Concrete, 35 MPa, in-situ, no reinforcement, Pre-mix Concrete TfNSW R83 (Boral) (ACT), (Canberra) TfNSW R83 35MPa 20MM HAND/MACHINE PLACED |  | 35 MPa in-situ, no reinforcement - Boral |  |  | Canberra, ACT
| W | ReadyMix | Boral | Canberra |  | Boral Pre-mix Concrete - Normal Class GP blend 20MPa | Normal Class GP blend 20MPa |  | Boral is the largest integrated construction... | EPD Australasia | Life Cycle Logic Pty Ltd | S-P-02336 | Version 1.2 | 2022-08-15 | 2026-04-01 | 270 | 1 m3 | Mar 04 2023 | OpenBox | https://epd-australasia.com/wp-content/uploads/2021/04/SP02336_Boral-EPD_NSW-ACT_Aug22_V1.2.pdf | 25 | 22 | 20MPa | 20 | 20 MPa | Pre-mix Concrete |  |  | (Boral) | (ACT), (Canberra) |  |  |  |  | Normal | Class | GP | blend |  |  |  |  | Normal Class GP blend |  | Concrete, 20 MPa, in-situ, no reinforcement, Pre-mix Concrete Normal Class GP blend (Boral) (ACT), (Canberra) Normal Class GP blend 20MPa |  | 20 MPa in-situ, no reinforcement - Boral |  |  | Canberra, ACT
| W | ReadyMix | Boral | Canberra |  | Boral Pre-mix Concrete - Normal Class GP blend 25MPa | Normal Class GP blend 25MPa |  | Boral is the largest integrated construction... | EPD Australasia | Life Cycle Logic Pty Ltd | S-P-02336 | Version 1.2 | 2022-08-15 | 2026-04-01 | 288 | 1 m3 | Mar 04 2023 | OpenBox | https://epd-australasia.com/wp-content/uploads/2021/04/SP02336_Boral-EPD_NSW-ACT_Aug22_V1.2.pdf | 25 | 22 | 25MPa | 25 | 25 MPa | Pre-mix Concrete |  |  | (Boral) | (NSW), (Newcastle) |  |  |  |  | Normal | Class | GP | blend |  |  |  |  | Normal Class GP blend |  | Concrete, 25 MPa, in-situ, no reinforcement, Pre-mix Concrete Normal Class GP blend (Boral) (NSW), (Newcastle) Normal Class GP blend 25MPa |  | 25 MPa in-situ, no reinforcement - Boral |  |  | Newcastle, NSW
| W | ReadyMix | Boral | Newcastle |  | Boral Pre-mix Concrete - Normal Class GP blend 25MPa | Normal Class GP blend 25MPa |  | Boral is the largest integrated construction... | EPD Australasia | Life Cycle Logic Pty Ltd | S-P-02336 | Version 1.2 | 2022-08-15 | 2026-04-01 | 280 | 1 m3 | Mar 04 2023 | OpenBox | https://epd-australasia.com/wp-content/uploads/2021/04/SP02336_Boral-EPD_NSW-ACT_Aug22_V1.2.pdf | 25 | 22 | 25MPa | 25 | 25 MPa | Pre-mix Concrete |  |  | (Boral) | (NSW), (Newcastle) |  |  |  |  | Normal | Class | GP | blend |  |  |  |  | Normal Class GP blend |  | Concrete, 25 MPa, in-situ, no reinforcement, Pre-mix Concrete Normal Class GP blend (Boral) (NSW), (Newcastle) Normal Class GP blend 25MPa |  | 25 MPa in-situ, no reinforcement - Boral |  |  | Newcastle, NSW
| W | ReadyMix | Boral | Newcastle |  | Boral Pre-mix Concrete - Normal Class GP blend 32MPa | Normal Class GP blend 32MPa |  | Boral is the largest integrated construction... | EPD Australasia | Life Cycle Logic Pty Ltd | S-P-02336 | Version 1.2 | 2022-08-15 | 2026-04-01 | 306 | 1 m3 | Mar 04 2023 | OpenBox | https://epd-australasia.com/wp-content/uploads/2021/04/SP02336_Boral-EPD_NSW-ACT_Aug22_V1.2.pdf | 25 | 22 | 32MPa | 32 | 32 MPa | Pre-mix Concrete |  |  | (Boral) | (NSW), (Newcastle) |  |  |  |  | Normal | Class | GP | blend |  |  |  |  | Normal Class GP blend |  | Concrete, 32 MPa, in-situ, no reinforcement, Pre-mix Concrete Normal Class GP blend (Boral) (NSW), (Newcastle) Normal Class GP blend 32MPa |  | 32 MPa in-situ, no reinforcement - Boral |  |  | Newcastle, NSW
| W | ReadyMix | Boral | Newcastle |  | Boral Pre-mix Concrete - Normal Class GP blend 40MPa | Normal Class GP blend 40MPa |  | Boral is the largest integrated construction... | EPD Australasia | Life Cycle Logic Pty Ltd | S-P-02336 | Version 1.2 | 2022-08-15 | 2026-04-01 | 349 | 1 m3 | Mar 04 2023 | OpenBox | https://epd-australasia.com/wp-content/uploads/2021/04/SP02336_Boral-EPD_NSW-ACT_Aug22_V1.2.pdf | 25 | 22 | 40MPa | 40 | 40 MPa | Pre-mix Concrete |  |  | (Boral) | (NSW), (Newcastle) |  |  |  |  | Normal | Class | GP | blend |  |  |  |  | Normal Class GP blend |  | Concrete, 40 MPa, in-situ, no reinforcement, Pre-mix Concrete Normal Class GP blend (Boral) (NSW), (Newcastle) Normal Class GP blend 40MPa |  | 40 MPa in-situ, no reinforcement - Boral |  |  | Newcastle, NSW
| W | ReadyMix | Boral | Newcastle |  | Boral Pre-mix Concrete - Normal Class GP blend 50MPa | Normal Class GP blend 50MPa |  | Boral is the largest integrated construction... | EPD Australasia | Life Cycle Logic Pty Ltd | S-P-02336 | Version 1.2 | 2022-08-15 | 2026-04-01 | 444 | 1 m3 | Mar 04 2023 | OpenBox | https://epd-australasia.com/wp-content/uploads/2021/04/SP02336_Boral-EPD_NSW-ACT_Aug22_V1.2.pdf | 25 | 22 | 50MPa | 50 | 50 MPa | Pre-mix Concrete |  |  | (Boral) | (NSW), (Newcastle) |  |  |  |  | Normal | Class | GP | blend |  |  |  |  | Normal Class GP blend |  | Concrete, 50 MPa, in-situ, no reinforcement, Pre-mix Concrete Normal Class GP blend (Boral) (NSW), (Newcastle) Normal Class GP blend 50MPa |  | 50 MPa in-situ, no reinforcement - Boral |  |  | Newcastle, NSW
| W | ReadyMix | Boral | Newcastle |  | Boral Pre-mix Concrete - Normal Class GP/FA blend 20 MPa | Normal Class GP/FA blend 20 MPa |  | Boral is the largest integrated construction... | EPD Australasia | Life Cycle Logic Pty Ltd | S-P-02336 | Version 1.2 | 2022-08-15 | 2026-04-01 | 199 | 1 m3 | Mar 04 2023 | OpenBox | https://epd-australasia.com/wp-content/uploads/2021/04/SP02336_Boral-EPD_NSW-ACT_Aug22_V1.2.pdf | 29 | 26 | 20 MPa | 20 | 20 MPa | Pre-mix Concrete |  |  | (Boral) | (NSW), (Newcastle) |  |  |  |  | Normal | Class | GP/FA | blend |  |  |  |  | Normal Class GP/FA blend |  | Concrete, 20 MPa, in-situ, no reinforcement, Pre-mix Concrete Normal Class GP/FA blend (Boral) (NSW), (Newcastle) Normal Class GP/FA blend 20 MPa |  | 20 MPa in-situ, no reinforcement - Boral |  |  | Newcastle, NSW
| W | ReadyMix | Boral | Newcastle |  | Boral Pre-mix Concrete - Normal Class GP/FA blend 25 MPa | Normal Class GP/FA blend 25 MPa |  | Boral is the largest integrated construction... | EPD Australasia | Life Cycle Logic Pty Ltd | S-P-02336 | Version 1.2 | 2022-08-15 | 2026-04-01 | 220 | 1 m3 | Mar 04 2023 | OpenBox | https://epd-australasia.com/wp-content/uploads/2021/04/SP02336_Boral-EPD_NSW-ACT_Aug22_V1.2.pdf | 29 | 26 | 25 MPa | 25 | 25 MPa | Pre-mix Concrete |  |  | (Boral) | (NSW), (Newcastle) |  |  |  |  | Normal | Class | GP/FA | blend |  |  |  |  | Normal Class GP/FA blend |  | Concrete, 25 MPa, in-situ, no reinforcement, Pre-mix Concrete Normal Class GP/FA blend (Boral) (NSW), (Newcastle) Normal Class GP/FA blend 25 MPa |  | 25 MPa in-situ, no reinforcement - Boral |  |  | Newcastle, NSW
| W | ReadyMix | Boral | Newcastle |  | Boral Pre-mix Concrete - Normal Class GP/FA blend 32 MPa | Normal Class GP/FA blend 32 MPa |  | Boral is the largest integrated construction... | EPD Australasia | Life Cycle Logic Pty Ltd | S-P-02336 | Version 1.2 | 2022-08-15 | 2026-04-01 | 250 | 1 m3 | Mar 04 2023 | OpenBox | https://epd-australasia.com/wp-content/uploads/2021/04/SP02336_Boral-EPD_NSW-ACT_Aug22_V1.2.pdf | 29 | 26 | 32 MPa | 32 | 32 MPa | Pre-mix Concrete |  |  | (Boral) | (NSW), (Newcastle) |  |  |  |  | Normal | Class | GP/FA | blend |  |  |  |  | Normal Class GP/FA blend |  | Concrete, 32 MPa, in-situ, no reinforcement, Pre-mix Concrete Normal Class GP/FA blend (Boral) (NSW), (Newcastle) Normal Class GP/FA blend 32 MPa |  | 32 MPa in-situ, no reinforcement - Boral |  |  | Newcastle, NSW
| W | ReadyMix | Boral | Newcastle |  | Boral Pre-mix Concrete - Normal Class GP/FA blend 40 MPa | Normal Class GP/FA blend 40 MPa |  | Boral is the largest integrated construction... | EPD Australasia | Life Cycle Logic Pty Ltd | S-P-02336 | Version 1.2 | 2022-08-15 | 2026-04-01 | 324 | 1 m3 | Mar 04 2023 | OpenBox | https://epd-australasia.com/wp-content/uploads/2021/04/SP02336_Boral-EPD_NSW-ACT_Aug22_V1.2.pdf | 29 | 26 | 40 MPa | 40 | 40 MPa | Pre-mix Concrete |  |  | (Boral) | (NSW), (Newcastle) |  |  |  |  | Normal | Class | GP/FA | blend |  |  |  |  | Normal Class GP/FA blend |  | Concrete, 40 MPa, in-situ, no reinforcement, Pre-mix Concrete Normal Class GP/FA blend (Boral) (NSW), (Newcastle) Normal Class GP/FA blend 40 MPa |  | 40 MPa in-situ, no reinforcement - Boral |  |  | Newcastle, NSW
| W | ReadyMix | Boral | Newcastle |  | Boral Pre-mix Concrete - ENVIROCRETE 30% 20 MPa | ENVIROCRETE 30% 20 MPa |  | Boral is the largest integrated construction... | EPD Australasia | Life Cycle Logic Pty Ltd | S-P-02336 | Version 1.2 | 2022-08-15 | 2026-04-01 | 199 | 1 m3 | Mar 04 2023 | OpenBox | https://epd-australasia.com/wp-content/uploads/2021/04/SP02336_Boral-EPD_NSW-ACT_Aug22_V1.2.pdf | 20 | 17 | 20 MPa | 20 | 20 MPa | Pre-mix Concrete |  |  | (Boral) | (NSW), (Newcastle) |  |  |  |  | ENVIROCRETE | 30% | 20 | MPa |  |  |  |  | ENVIROCRETE 30% 20 MPa |  | Concrete, 20 MPa, in-situ, no reinforcement, Pre-mix Concrete ENVIROCRETE 30% 20 MPa (Boral) (NSW), (Newcastle) ENVIROCRETE 30% 20 MPa |  | 20 MPa in-situ, no reinforcement - Boral |  |  | Newcastle, NSW
| W | ReadyMix | Boral | Newcastle |  | Boral Pre-mix Concrete - Normal Class GP/FA blend 50 MPa | Normal Class GP/FA blend 50 MPa |  | Boral is the largest integrated construction... | EPD Australasia | Life Cycle Logic Pty Ltd | S-P-02336 | Version 1.2 | 2022-08-15 | 2026-04-01 | 410 | 1 m3 | Mar 04 2023 | OpenBox | https://epd-australasia.com/wp-content/uploads/2021/04/SP02336_Boral-EPD_NSW-ACT_Aug22_V1.2.pdf | 29 | 26 | 50 MPa | 50 | 50 MPa | Pre-mix Concrete |  |  | (Boral) | (NSW), (Newcastle) |  |  |  |  | Normal | Class | GP/FA | blend |  |  |  |  | Normal Class GP/FA blend |  | Concrete, 50 MPa, in-situ, no reinforcement, Pre-mix Concrete Normal Class GP/FA blend (Boral) (NSW), (Newcastle) Normal Class GP/FA blend 50 MPa |  | 50 MPa in-situ, no reinforcement - Boral |  |  | Newcastle, NSW
| W | ReadyMix | Boral | Newcastle |  | Boral Pre-mix Concrete - Normal Class GP/GGBFS blend 20 MPa | Normal Class GP/GGBFS blend 20 MPa |  | Boral is the largest integrated construction... | EPD Australasia | Life Cycle Logic Pty Ltd | S-P-02336 | Version 1.2 | 2022-08-15 | 2026-04-01 | 188 | 1 m3 | Mar 04 2023 | OpenBox | https://epd-australasia.com/wp-content/uploads/2021/04/SP02336_Boral-EPD_NSW-ACT_Aug22_V1.2.pdf | 32 | 29 | 20 MPa | 20 | 20 MPa | Pre-mix Concrete |  |  | (Boral) | (NSW), (Newcastle) |  |  |  |  | Normal | Class | GP/GGBFS | blend |  |  |  |  | Normal Class GP/GGBFS blend |  | Concrete, 20 MPa, in-situ, no reinforcement, Pre-mix Concrete Normal Class GP/GGBFS blend (Boral) (NSW), (Newcastle) Normal Class GP/GGBFS blend 20 MPa |  | 20 MPa in-situ, no reinforcement - Boral |  |  | Newcastle, NSW
| W | ReadyMix | Boral | Newcastle |  | Boral Pre-mix Concrete - Normal Class GP/GGBFS blend 25 MPa | Normal Class GP/GGBFS blend 25 MPa |  | Boral is the largest integrated construction... | EPD Australasia | Life Cycle Logic Pty Ltd | S-P-02336 | Version 1.2 | 2022-08-15 | 2026-04-01 | 200 | 1 m3 | Mar 04 2023 | OpenBox | https://epd-australasia.com/wp-content/uploads/2021/04/SP02336_Boral-EPD_NSW-ACT_Aug22_V1.2.pdf | 32 | 29 | 25 MPa | 25 | 25 MPa | Pre-mix Concrete |  |  | (Boral) | (NSW), (Newcastle) |  |  |  |  | Normal | Class | GP/GGBFS | blend |  |  |  |  | Normal Class GP/GGBFS blend |  | Concrete, 25 MPa, in-situ, no reinforcement, Pre-mix Concrete Normal Class GP/GGBFS blend (Boral) (NSW), (Newcastle) Normal Class GP/GGBFS blend 25 MPa |  | 25 MPa in-situ, no reinforcement - Boral |  |  | Newcastle, NSW
| W | ReadyMix | Boral | Newcastle |  | Boral Pre-mix Concrete - ENVIROCRETE 30% 25 MPa | ENVIROCRETE 30% 25 MPa |  | Boral is the largest integrated construction... | EPD Australasia | Life Cycle Logic Pty Ltd | S-P-02336 | Version 1.2 | 2022-08-15 | 2026-04-01 | 220 | 1 m3 | Mar 04 2023 | OpenBox | https://epd-australasia.com/wp-content/uploads/2021/04/SP02336_Boral-EPD_NSW-ACT_Aug22_V1.2.pdf | 20 | 17 | 25 MPa | 25 | 25 MPa | Pre-mix Concrete |  |  | (Boral) | (NSW), (Newcastle) |  |  |  |  | ENVIROCRETE | 30% | [6 empty] | ENVIROCRETE 30% |  | Concrete, 25 MPa, in-situ, no reinforcement, Pre-mix Concrete ENVIROCRETE 30% (Boral) (NSW), (Newcastle) ENVIROCRETE 30% 25 MPa |  | 25 MPa in-situ, no reinforcement - Boral |  |  | Newcastle, NSW
| W | ReadyMix | Boral | Newcastle |  | Boral Pre-mix Concrete - ENVIROCRETE 30% 32 MPa | ENVIROCRETE 30% 32 MPa |  | Boral is the largest integrated construction... | EPD Australasia | Life Cycle Logic Pty Ltd | S-P-02336 | Version 1.2 | 2022-08-15 | 2026-04-01 | 250 | 1 m3 | Mar 04 2023 | OpenBox | https://epd-australasia.com/wp-content/uploads/2021/04/SP02336_Boral-EPD_NSW-ACT_Aug22_V1.2.pdf | 20 | 17 | 32 MPa | 32 | 32 MPa | Pre-mix Concrete |  |  | (Boral) | (NSW), (Newcastle) |  |  |  |  | ENVIROCRETE | 30% | [6 empty] | ENVIROCRETE 30% |  | Concrete, 32 MPa, in-situ, no reinforcement, Pre-mix Concrete ENVIROCRETE 30% (Boral) (NSW), (Newcastle) ENVIROCRETE 30% 32 MPa |  | 32 MPa in-situ, no reinforcement - Boral |  |  | Newcastle, NSW
| W | ReadyMix | Boral | Newcastle |  | Boral Pre-mix Concrete - ENVIROCRETE 30% 40 MPa | ENVIROCRETE 30% 40 MPa |  | Boral is the largest integrated construction... | EPD Australasia | Life Cycle Logic Pty Ltd | S-P-02336 | Version 1.2 | 2022-08-15 | 2026-04-01 | 304 | 1 m3 | Mar 04 2023 | OpenBox | https://epd-australasia.com/wp-content/uploads/2021/04/SP02336_Boral-EPD_NSW-ACT_Aug22_V1.2.pdf | 20 | 17 | 40 MPa | 40 | 40 MPa | Pre-mix Concrete |  |  | (Boral) | (NSW), (Newcastle) |  |  |  |  | ENVIROCRETE | 30% | [6 empty] | ENVIROCRETE 30% |  | Concrete, 40 MPa, in-situ, no reinforcement, Pre-mix Concrete ENVIROCRETE 30% (Boral) (NSW), (Newcastle) ENVIROCRETE 30% 40 MPa |  | 40 MPa in-situ, no reinforcement - Boral |  |  | Newcastle, NSW
| W | ReadyMix | Boral | Newcastle |  | Boral Pre-mix Concrete - ENVIROCRETE 30% 50 MPa | ENVIROCRETE 30% 50 MPa |  | Boral is the largest integrated construction... | EPD Australasia | Life Cycle Logic Pty Ltd | S-P-02336 | Version 1.2 | 2022-08-15 | 2026-04-01 | 385 | 1 m3 | Mar 04 2023 | OpenBox | https://epd-australasia.com/wp-content/uploads/2021/04/SP02336_Boral-EPD_NSW-ACT_Aug22_V1.2.pdf | 20 | 17 | 50 MPa | 50 | 50 MPa | Pre-mix Concrete |  |  | (Boral) | (NSW), (Newcastle) |  |  |  |  | ENVIROCRETE | 30% | [6 empty] | ENVIROCRETE 30% |  | Concrete, 50 MPa, in-situ, no reinforcement, Pre-mix Concrete ENVIROCRETE 30% (Boral) (NSW), (Newcastle) ENVIROCRETE 30% 50 MPa |  | 50 MPa in-situ, no reinforcement - Boral |  |  | Newcastle, NSW
| W | ReadyMix | Boral | Newcastle |  | Boral Pre-mix Concrete - ENVIROCRETE 40% 20 MPa | ENVIROCRETE 40% 20 MPa |  | Boral is the largest integrated construction... | EPD Australasia | Life Cycle Logic Pty Ltd | S-P-02336 | Version 1.2 | 2022-08-15 | 2026-04-01 | 183 | 1 m3 | Mar 04 2023 | OpenBox | https://epd-australasia.com/wp-content/uploads/2021/04/SP02336_Boral-EPD_NSW-ACT_Aug22_V1.2.pdf | 20 | 17 | 20 MPa | 20 | 20 MPa | Pre-mix Concrete |  |  | (Boral) | (NSW), (Newcastle) |  |  |  |  | ENVIROCRETE | 40% | [6 empty] | ENVIROCRETE 40% |  | Concrete, 20 MPa, in-situ, no reinforcement, Pre-mix Concrete ENVIROCRETE 40% (Boral) (NSW), (Newcastle) ENVIROCRETE 40% 20 MPa |  | 20 MPa in-situ, no reinforcement - Boral |  |  | Newcastle, NSW
| W | ReadyMix | Boral | Newcastle |  | Boral Pre-mix Concrete - ENVIROCRETE 40% 25 MPa | ENVIROCRETE 40% 25 MPa |  | Boral is the largest integrated construction... | EPD Australasia | Life Cycle Logic Pty Ltd | S-P-02336 | Version 1.2 | 2022-08-15 | 2026-04-01 | 200 | 1 m3 | Mar 04 2023 | OpenBox | https://epd-australasia.com/wp-content/uploads/2021/04/SP02336_Boral-EPD_NSW-ACT_Aug22_V1.2.pdf | 20 | 17 | 25 MPa | 25 | 25 MPa | Pre-mix Concrete |  |  | (Boral) | (NSW), (Newcastle) |  |  |  |  | ENVIROCRETE | 40% | [6 empty] | ENVIROCRETE 40% |  | Concrete, 25 MPa, in-situ, no reinforcement, Pre-mix Concrete ENVIROCRETE 40% (Boral) (NSW), (Newcastle) ENVIROCRETE 40% 25 MPa |  | 25 MPa in-situ, no reinforcement - Boral |  |  | Newcastle, NSW
| W | ReadyMix | Boral | Newcastle |  | Boral Pre-mix Concrete - ENVIROCRETE 40% 32 MPa | ENVIROCRETE 40% 32 MPa |  | Boral is the largest integrated construction... | EPD Australasia | Life Cycle Logic Pty Ltd | S-P-02336 | Version 1.2 | 2022-08-15 | 2026-04-01 | 232 | 1 m3 | Mar 04 2023 | OpenBox | https://epd-australasia.com/wp-content/uploads/2021/04/SP02336_Boral-EPD_NSW-ACT_Aug22_V1.2.pdf | 20 | 17 | 32 MPa | 32 | 32 MPa | Pre-mix Concrete |  |  | (Boral) | (NSW), (Newcastle) |  |  |  |  | ENVIROCRETE | 40% | [6 empty] | ENVIROCRETE 40% |  | Concrete, 32 MPa, in-situ, no reinforcement, Pre-mix Concrete ENVIROCRETE 40% (Boral) (NSW), (Newcastle) ENVIROCRETE 40% 32 MPa |  | 32 MPa in-situ, no reinforcement - Boral |  |  | Newcastle, NSW
| W | ReadyMix | Boral | Newcastle |  | Boral Pre-mix Concrete - ENVIROCRETE 40% 40 MPa | ENVIROCRETE 40% 40 MPa |  | Boral is the largest integrated construction... | EPD Australasia | Life Cycle Logic Pty Ltd | S-P-02336 | Version 1.2 | 2022-08-15 | 2026-04-01 | 276 | 1 m3 | Mar 04 2023 | OpenBox | https://epd-australasia.com/wp-content/uploads/2021/04/SP02336_Boral-EPD_NSW-ACT_Aug22_V1.2.pdf | 20 | 17 | 40 MPa | 40 | 40 MPa | Pre-mix Concrete |  |  | (Boral) | (NSW), (Newcastle) |  |  |  |  | ENVIROCRETE | 40% | [6 empty] | ENVIROCRETE 40% |  | Concrete, 40 MPa, in-situ, no reinforcement, Pre-mix Concrete ENVIROCRETE 40% (Boral) (NSW), (Newcastle) ENVIROCRETE 40% 40 MPa |  | 40 MPa in-situ, no reinforcement - Boral |  |  | Newcastle, NSW
| W | ReadyMix | Boral | Newcastle |  | Boral Pre-mix Concrete - ENVIROCRETE 40% 50 MPa | ENVIROCRETE 40% 50 MPa |  | Boral is the largest integrated construction... | EPD Australasia | Life Cycle Logic Pty Ltd | S-P-02336 | Version 1.2 | 2022-08-15 | 2026-04-01 | 345 | 1 m3 | Mar 04 2023 | OpenBox | https://epd-australasia.com/wp-content/uploads/2021/04/SP02336_Boral-EPD_NSW-ACT_Aug22_V1.2.pdf | 20 | 17 | 50 MPa | 50 | 50 MPa | Pre-mix Concrete |  |  | (Boral) | (NSW), (Newcastle) |  |  |  |  | ENVIROCRETE | 40% | [6 empty] | ENVIROCRETE 40% |  | Concrete, 50 MPa, in-situ, no reinforcement, Pre-mix Concrete ENVIROCRETE 40% (Boral) (NSW), (Newcastle) ENVIROCRETE 40% 50 MPa |  | 50 MPa in-situ, no reinforcement - Boral |  |  | Newcastle, NSW
| W | ReadyMix | Boral | Newcastle |  | Boral Pre-mix Concrete - ENVIROCRETE PLUS 20MPa | ENVIROCRETE PLUS 20MPa |  | Boral is the largest integrated construction... | EPD Australasia | Life Cycle Logic Pty Ltd | S-P-02336 | Version 1.2 | 2022-08-15 | 2026-04-01 | 179 | 1 m3 | Mar 04 2023 | OpenBox | https://epd-australasia.com/wp-content/uploads/2021/04/SP02336_Boral-EPD_NSW-ACT_Aug22_V1.2.pdf | 20 | 17 | 20MPa | 20 | 20 MPa | Pre-mix Concrete |  |  | (Boral) | (NSW), (Newcastle) |  |  |  |  | ENVIROCRETE | PLUS | [6 empty] | ENVIROCRETE PLUS |  | Concrete, 20 MPa, in-situ, no reinforcement, Pre-mix Concrete ENVIROCRETE PLUS (Boral) (NSW), (Newcastle) ENVIROCRETE PLUS 20MPa |  | 20 MPa in-situ, no reinforcement - Boral |  |  | Newcastle, NSW
| W | ReadyMix | Boral | Newcastle |  | Boral Pre-mix Concrete - ENVIROCRETE PLUS 25MPa | ENVIROCRETE PLUS 25MPa |  | Boral is the largest integrated construction... | EPD Australasia | Life Cycle Logic Pty Ltd | S-P-02336 | Version 1.2 | 2022-08-15 | 2026-04-01 | 194 | 1 m3 | Mar 04 2023 | OpenBox | https://epd-australasia.com/wp-content/uploads/2021/04/SP02336_Boral-EPD_NSW-ACT_Aug22_V1.2.pdf | 20 | 17 | 25MPa | 25 | 25 MPa | Pre-mix Concrete |  |  | (Boral) | (NSW), (Newcastle) |  |  |  |  | ENVIROCRETE | PLUS | [6 empty] | ENVIROCRETE PLUS |  | Concrete, 25 MPa, in-situ, no reinforcement, Pre-mix Concrete ENVIROCRETE PLUS (Boral) (NSW), (Newcastle) ENVIROCRETE PLUS 25MPa |  | 25 MPa in-situ, no reinforcement - Boral |  |  | Newcastle, NSW
| W | ReadyMix | Boral | Newcastle |  | Boral Pre-mix Concrete - ENVIROCRETE PLUS 32MPa | ENVIROCRETE PLUS 32MPa |  | Boral is the largest integrated construction... | EPD Australasia | Life Cycle Logic Pty Ltd | S-P-02336 | Version 1.2 | 2022-08-15 | 2026-04-01 | 220 | 1 m3 | Mar 04 2023 | OpenBox | https://epd-australasia.com/wp-content/uploads/2021/04/SP02336_Boral-EPD_NSW-ACT_Aug22_V1.2.pdf | 20 | 17 | 32MPa | 32 | 32 MPa | Pre-mix Concrete |  |  | (Boral) | (NSW), (Newcastle) |  |  |  |  | ENVIROCRETE | PLUS | [6 empty] | ENVIROCRETE PLUS |  | Concrete, 32 MPa, in-situ, no reinforcement, Pre-mix Concrete ENVIROCRETE PLUS (Boral) (NSW), (Newcastle) ENVIROCRETE PLUS 32MPa |  | 32 MPa in-situ, no reinforcement - Boral |  |  | Newcastle, NSW
| W | ReadyMix | Boral | Newcastle |  | Boral Pre-mix Concrete - ENVIROCRETE PLUS 40MPa | ENVIROCRETE PLUS 40MPa |  | Boral is the largest integrated construction... | EPD Australasia | Life Cycle Logic Pty Ltd | S-P-02336 | Version 1.2 | 2022-08-15 | 2026-04-01 | 265 | 1 m3 | Mar 04 2023 | OpenBox | https://epd-australasia.com/wp-content/uploads/2021/04/SP02336_Boral-EPD_NSW-ACT_Aug22_V1.2.pdf | 20 | 17 | 40MPa | 40 | 40 MPa | Pre-mix Concrete |  |  | (Boral) | (NSW), (Newcastle) |  |  |  |  | ENVIROCRETE | PLUS | [6 empty] | ENVIROCRETE PLUS |  | Concrete, 40 MPa, in-situ, no reinforcement, Pre-mix Concrete ENVIROCRETE PLUS (Boral) (NSW), (Newcastle) ENVIROCRETE PLUS 40MPa |  | 40 MPa in-situ, no reinforcement - Boral |  |  | Newcastle, NSW
| W | ReadyMix | Boral | Newcastle |  | Boral Pre-mix Concrete - ENVIROCRETE PLUS 50MPa | ENVIROCRETE PLUS 50MPa |  | Boral is the largest integrated construction... | EPD Australasia | Life Cycle Logic Pty Ltd | S-P-02336 | Version 1.2 | 2022-08-15 | 2026-04-01 | 333 | 1 m3 | Mar 04 2023 | OpenBox | https://epd-australasia.com/wp-content/uploads/2021/04/SP02336_Boral-EPD_NSW-ACT_Aug22_V1.2.pdf | 20 | 17 | 50MPa | 50 | 50 MPa | Pre-mix Concrete |  |  | (Boral) | (NSW), (Newcastle) |  |  |  |  | ENVIROCRETE | PLUS | [6 empty] | ENVIROCRETE PLUS |  | Concrete, 50 MPa, in-situ, no reinforcement, Pre-mix Concrete ENVIROCRETE PLUS (Boral) (NSW), (Newcastle) ENVIROCRETE PLUS 50MPa |  | 50 MPa in-situ, no reinforcement - Boral |  |  | Newcastle, NSW
| W | ReadyMix | Boral | Newcastle |  | Boral Pre-mix Concrete - ENVISIA 20MPa | ENVISIA 20MPa |  | Boral is the largest integrated construction... | EPD Australasia | Life Cycle Logic Pty Ltd | S-P-02336 | Version 1.2 | 2022-08-15 | 2026-04-01 | 176 | 1 m3 | Mar 04 2023 | OpenBox | https://epd-australasia.com/wp-content/uploads/2021/04/SP02336_Boral-EPD_NSW-ACT_Aug22_V1.2.pdf | 11 | 8 | 20MPa | 20 | 20 MPa | Pre-mix Concrete |  |  | (Boral) | (NSW), (Newcastle) |  |  |  |  | ENVISIA | [7 empty] | ENVISIA |  | Concrete, 20 MPa, in-situ, no reinforcement, Pre-mix Concrete ENVISIA (Boral) (NSW), (Newcastle) ENVISIA 20MPa |  | 20 MPa in-situ, no reinforcement - Boral |  |  | Newcastle, NSW
| W | ReadyMix | Boral | Newcastle |  | Boral Pre-mix Concrete - ENVISIA 25MPa | ENVISIA 25MPa |  | Boral is the largest integrated construction... | EPD Australasia | Life Cycle Logic Pty Ltd | S-P-02336 | Version 1.2 | 2022-08-15 | 2026-04-01 | 184 | 1 m3 | Mar 04 2023 | OpenBox | https://epd-australasia.com/wp-content/uploads/2021/04/SP02336_Boral-EPD_NSW-ACT_Aug22_V1.2.pdf | 11 | 8 | 25MPa | 25 | 25 MPa | Pre-mix Concrete |  |  | (Boral) | (NSW), (Newcastle) |  |  |  |  | ENVISIA | [7 empty] | ENVISIA |  | Concrete, 25 MPa, in-situ, no reinforcement, Pre-mix Concrete ENVISIA (Boral) (NSW), (Newcastle) ENVISIA 25MPa |  | 25 MPa in-situ, no reinforcement - Boral |  |  | Newcastle, NSW
| W | ReadyMix | Boral | Newcastle |  | Boral Pre-mix Concrete - ENVISIA 32MPa | ENVISIA 32MPa |  | Boral is the largest integrated construction... | EPD Australasia | Life Cycle Logic Pty Ltd | S-P-02336 | Version 1.2 | 2022-08-15 | 2026-04-01 | 198 | 1 m3 | Mar 04 2023 | OpenBox | https://epd-australasia.com/wp-content/uploads/2021/04/SP02336_Boral-EPD_NSW-ACT_Aug22_V1.2.pdf | 11 | 8 | 32MPa | 32 | 32 MPa | Pre-mix Concrete |  |  | (Boral) | (NSW), (Newcastle) |  |  |  |  | ENVISIA | [7 empty] | ENVISIA |  | Concrete, 32 MPa, in-situ, no reinforcement, Pre-mix Concrete ENVISIA (Boral) (NSW), (Newcastle) ENVISIA 32MPa |  | 32 MPa in-situ, no reinforcement - Boral |  |  | Newcastle, NSW
| W | ReadyMix | Boral | Newcastle |  | Boral Pre-mix Concrete - ENVISIA 40MPa | ENVISIA 40MPa |  | Boral is the largest integrated construction... | EPD Australasia | Life Cycle Logic Pty Ltd | S-P-02336 | Version 1.2 | 2022-08-15 | 2026-04-01 | 249 | 1 m3 | Mar 04 2023 | OpenBox | https://epd-australasia.com/wp-content/uploads/2021/04/SP02336_Boral-EPD_NSW-ACT_Aug22_V1.2.pdf | 11 | 8 | 40MPa | 40 | 40 MPa | Pre-mix Concrete |  |  | (Boral) | (NSW), (Newcastle) |  |  |  |  | ENVISIA | [7 empty] | ENVISIA |  | Concrete, 40 MPa, in-situ, no reinforcement, Pre-mix Concrete ENVISIA (Boral) (NSW), (Newcastle) ENVISIA 40MPa |  | 40 MPa in-situ, no reinforcement - Boral |  |  | Newcastle, NSW
| W | ReadyMix | Boral | Newcastle |  | Boral Pre-mix Concrete - ENVISIA 50MPa | ENVISIA 50MPa |  | Boral is the largest integrated construction... | EPD Australasia | Life Cycle Logic Pty Ltd | S-P-02336 | Version 1.2 | 2022-08-15 | 2026-04-01 | 324 | 1 m3 | Mar 04 2023 | OpenBox | https://epd-australasia.com/wp-content/uploads/2021/04/SP02336_Boral-EPD_NSW-ACT_Aug22_V1.2.pdf | 11 | 8 | 50MPa | 50 | 50 MPa | Pre-mix Concrete |  |  | (Boral) | (NSW), (Newcastle) |  |  |  |  | ENVISIA | [7 empty] | ENVISIA |  | Concrete, 50 MPa, in-situ, no reinforcement, Pre-mix Concrete ENVISIA (Boral) (NSW), (Newcastle) ENVISIA 50MPa |  | 50 MPa in-situ, no reinforcement - Boral |  |  | Newcastle, NSW
| W | ReadyMix | Boral | Newcastle |  | Boral Pre-mix Concrete - ENVISIA 65MPa | ENVISIA 65MPa |  | Boral is the largest integrated construction... | EPD Australasia | Life Cycle Logic Pty Ltd | S-P-02336 | Version 1.2 | 2022-08-15 | 2026-04-01 | 343 | 1 m3 | Mar 04 2023 | OpenBox | https://epd-australasia.com/wp-content/uploads/2021/04/SP02336_Boral-EPD_NSW-ACT_Aug22_V1.2.pdf | 11 | 8 | 65MPa | 65 | 65 MPa | Pre-mix Concrete |  |  | (Boral) | (NSW), (Newcastle) |  |  |  |  | ENVISIA | [7 empty] | ENVISIA |  | Concrete, 65 MPa, in-situ, no reinforcement, Pre-mix Concrete ENVISIA (Boral) (NSW), (Newcastle) ENVISIA 65MPa |  | 65 MPa in-situ, no reinforcement - Boral |  |  | Newcastle, NSW
| W | ReadyMix | Boral | Newcastle |  | Boral Pre-mix Concrete - ENVISIA 80MPa | ENVISIA 80MPa |  | Boral is the largest integrated construction... | EPD Australasia | Life Cycle Logic Pty Ltd | S-P-02336 | Version 1.2 | 2022-08-15 | 2026-04-01 | 422 | 1 m3 | Mar 04 2023 | OpenBox | https://epd-australasia.com/wp-content/uploads/2021/04/SP02336_Boral-EPD_NSW-ACT_Aug22_V1.2.pdf | 11 | 8 | 80MPa | 80 | 80 MPa | Pre-mix Concrete |  |  | (Boral) | (NSW), (Newcastle) |  |  |  |  | ENVISIA | [7 empty] | ENVISIA |  | Concrete, 80 MPa, in-situ, no reinforcement, Pre-mix Concrete ENVISIA (Boral) (NSW), (Newcastle) ENVISIA 80MPa |  | 80 MPa in-situ, no reinforcement - Boral |  |  | Newcastle, NSW
| W | ReadyMix | Boral | Newcastle |  | Boral Pre-mix Concrete - POST TENSIONED 40MPa 22@3 | POST TENSIONED 40MPa 22@3 |  | Boral is the largest integrated construction... | EPD Australasia | Life Cycle Logic Pty Ltd | S-P-02336 | Version 1.2 | 2022-08-15 | 2026-04-01 | 335 | 1 m3 | Mar 04 2023 | OpenBox | https://epd-australasia.com/wp-content/uploads/2021/04/SP02336_Boral-EPD_NSW-ACT_Aug22_V1.2.pdf | 18 | 15 | 40MPa | 40 | 40 MPa | Pre-mix Concrete |  |  | (Boral) | (NSW), (Newcastle) |  |  |  |  | POST | TENSIONED | [6 empty] | POST TENSIONED |  | Concrete, 40 MPa, in-situ, no reinforcement, Pre-mix Concrete POST TENSIONED (Boral) (NSW), (Newcastle) POST TENSIONED 40MPa 22@3 |  | 40 MPa in-situ, no reinforcement - Boral |  |  | Newcastle, NSW
| W | ReadyMix | Boral | Newcastle |  | Boral Pre-mix Concrete - POST TENSIONED 40MPa 22@4 | POST TENSIONED 40MPa 22@4 |  | Boral is the largest integrated construction... | EPD Australasia | Life Cycle Logic Pty Ltd | S-P-02336 | Version 1.2 | 2022-08-15 | 2026-04-01 | 323 | 1 m3 | Mar 04 2023 | OpenBox | https://epd-australasia.com/wp-content/uploads/2021/04/SP02336_Boral-EPD_NSW-ACT_Aug22_V1.2.pdf | 18 | 15 | 40MPa | 40 | 40 MPa | Pre-mix Concrete |  |  | (Boral) | (NSW), (Newcastle) |  |  |  |  | POST | TENSIONED | [6 empty] | POST TENSIONED |  | Concrete, 40 MPa, in-situ, no reinforcement, Pre-mix Concrete POST TENSIONED (Boral) (NSW), (Newcastle) POST TENSIONED 40MPa 22@4 |  | 40 MPa in-situ, no reinforcement - Boral |  |  | Newcastle, NSW
| W | ReadyMix | Boral | Newcastle |  | Boral Pre-mix Concrete - POST TENSIONED 40MPa 22@5 | POST TENSIONED 40MPa 22@5 |  | Boral is the largest integrated construction... | EPD Australasia | Life Cycle Logic Pty Ltd | S-P-02336 | Version 1.2 | 2022-08-15 | 2026-04-01 | 315 | 1 m3 | Mar 04 2023 | OpenBox | https://epd-australasia.com/wp-content/uploads/2021/04/SP02336_Boral-EPD_NSW-ACT_Aug22_V1.2.pdf | 18 | 15 | 40MPa | 40 | 40 MPa | Pre-mix Concrete |  |  | (Boral) | (NSW), (Newcastle) |  |  |  |  | POST | TENSIONED | [6 empty] | POST TENSIONED |  | Concrete, 40 MPa, in-situ, no reinforcement, Pre-mix Concrete POST TENSIONED (Boral) (NSW), (Newcastle) POST TENSIONED 40MPa 22@5 |  | 40 MPa in-situ, no reinforcement - Boral |  |  | Newcastle, NSW
| W | ReadyMix | Boral | Newcastle |  | Boral Pre-mix Concrete - HIGH SLUMP 50MPa | HIGH SLUMP 50MPa |  | Boral is the largest integrated construction... | EPD Australasia | Life Cycle Logic Pty Ltd | S-P-02336 | Version 1.2 | 2022-08-15 | 2026-04-01 | 427 | 1 m3 | Mar 04 2023 | OpenBox | https://epd-australasia.com/wp-content/uploads/2021/04/SP02336_Boral-EPD_NSW-ACT_Aug22_V1.2.pdf | 14 | 11 | 50MPa | 50 | 50 MPa | Pre-mix Concrete |  |  | (Boral) | (NSW), (Newcastle) |  |  |  |  | HIGH | SLUMP | [6 empty] | HIGH SLUMP |  | Concrete, 50 MPa, in-situ, no reinforcement, Pre-mix Concrete HIGH SLUMP (Boral) (NSW), (Newcastle) HIGH SLUMP 50MPa |  | 50 MPa in-situ, no reinforcement - Boral |  |  | Newcastle, NSW
| W | ReadyMix | Boral | Newcastle |  | Boral Pre-mix Concrete - HIGH SLUMP 65MPa | HIGH SLUMP 65MPa |  | Boral is the largest integrated construction... | EPD Australasia | Life Cycle Logic Pty Ltd | S-P-02336 | Version 1.2 | 2022-08-15 | 2026-04-01 | 472 | 1 m3 | Mar 04 2023 | OpenBox | https://epd-australasia.com/wp-content/uploads/2021/04/SP02336_Boral-EPD_NSW-ACT_Aug22_V1.2.pdf | 14 | 11 | 65MPa | 65 | 65 MPa | Pre-mix Concrete |  |  | (Boral) | (NSW), (Newcastle) |  |  |  |  | HIGH | SLUMP | [6 empty] | HIGH SLUMP |  | Concrete, 65 MPa, in-situ, no reinforcement, Pre-mix Concrete HIGH SLUMP (Boral) (NSW), (Newcastle) HIGH SLUMP 65MPa |  | 65 MPa in-situ, no reinforcement - Boral |  |  | Newcastle, NSW
| W | ReadyMix | Boral | Newcastle |  | Boral Pre-mix Concrete - HIGH SLUMP 80MPa | HIGH SLUMP 80MPa |  | Boral is the largest integrated construction... | EPD Australasia | Life Cycle Logic Pty Ltd | S-P-02336 | Version 1.2 | 2022-08-15 | 2026-04-01 | 485 | 1 m3 | Mar 04 2023 | OpenBox | https://epd-australasia.com/wp-content/uploads/2021/04/SP02336_Boral-EPD_NSW-ACT_Aug22_V1.2.pdf | 14 | 11 | 80MPa | 80 | 80 MPa | Pre-mix Concrete |  |  | (Boral) | (NSW), (Newcastle) |  |  |  |  | HIGH | SLUMP | [6 empty] | HIGH SLUMP |  | Concrete, 80 MPa, in-situ, no reinforcement, Pre-mix Concrete HIGH SLUMP (Boral) (NSW), (Newcastle) HIGH SLUMP 80MPa |  | 80 MPa in-situ, no reinforcement - Boral |  |  | Newcastle, NSW
| W | ReadyMix | Boral | Newcastle |  | Boral Pre-mix Concrete - TREMIE 40MPa | TREMIE 40MPa |  | Boral is the largest integrated construction... | EPD Australasia | Life Cycle Logic Pty Ltd | S-P-02336 | Version 1.2 | 2022-08-15 | 2026-04-01 | 258 | 1 m3 | Mar 04 2023 | OpenBox | https://epd-australasia.com/wp-content/uploads/2021/04/SP02336_Boral-EPD_NSW-ACT_Aug22_V1.2.pdf | 10 | 7 | 40MPa | 40 | 40 MPa | Pre-mix Concrete |  |  | (Boral) | (NSW), (Newcastle) |  |  |  |  | TREMIE | [7 empty] | TREMIE |  | Concrete, 40 MPa, in-situ, no reinforcement, Pre-mix Concrete TREMIE (Boral) (NSW), (Newcastle) TREMIE 40MPa |  | 40 MPa in-situ, no reinforcement - Boral |  |  | Newcastle, NSW
| W | ReadyMix | Boral | Newcastle |  | Boral Pre-mix Concrete - TREMIE 50MPa | TREMIE 50MPa |  | Boral is the largest integrated construction... | EPD Australasia | Life Cycle Logic Pty Ltd | S-P-02336 | Version 1.2 | 2022-08-15 | 2026-04-01 | 335 | 1 m3 | Mar 04 2023 | OpenBox | https://epd-australasia.com/wp-content/uploads/2021/04/SP02336_Boral-EPD_NSW-ACT_Aug22_V1.2.pdf | 10 | 7 | 50MPa | 50 | 50 MPa | Pre-mix Concrete |  |  | (Boral) | (NSW), (Newcastle) |  |  |  |  | TREMIE | [7 empty] | TREMIE |  | Concrete, 50 MPa, in-situ, no reinforcement, Pre-mix Concrete TREMIE (Boral) (NSW), (Newcastle) TREMIE 50MPa |  | 50 MPa in-situ, no reinforcement - Boral |  |  | Newcastle, NSW
| W | ReadyMix | Boral | Newcastle |  | Boral Pre-mix Concrete - TREMIE 65MPa | TREMIE 65MPa |  | Boral is the largest integrated construction... | EPD Australasia | Life Cycle Logic Pty Ltd | S-P-02336 | Version 1.2 | 2022-08-15 | 2026-04-01 | 379 | 1 m3 | Mar 04 2023 | OpenBox | https://epd-australasia.com/wp-content/uploads/2021/04/SP02336_Boral-EPD_NSW-ACT_Aug22_V1.2.pdf | 10 | 7 | 65MPa | 65 | 65 MPa | Pre-mix Concrete |  |  | (Boral) | (NSW), (Newcastle) |  |  |  |  | TREMIE | [7 empty] | TREMIE |  | Concrete, 65 MPa, in-situ, no reinforcement, Pre-mix Concrete TREMIE (Boral) (NSW), (Newcastle) TREMIE 65MPa |  | 65 MPa in-situ, no reinforcement - Boral |  |  | Newcastle, NSW
| W | ReadyMix | Boral | Newcastle |  | Boral Pre-mix Concrete - SHOTCRETE 40MPa 10MM | SHOTCRETE 40MPa 10MM |  | Boral is the largest integrated construction... | EPD Australasia | Life Cycle Logic Pty Ltd | S-P-02336 | Version 1.2 | 2022-08-15 | 2026-04-01 | 309 | 1 m3 | Mar 04 2023 | OpenBox | https://epd-australasia.com/wp-content/uploads/2021/04/SP02336_Boral-EPD_NSW-ACT_Aug22_V1.2.pdf | 13 | 10 | 40MPa | 40 | 40 MPa | Pre-mix Concrete |  |  | (Boral) | (NSW), (Newcastle) |  |  |  |  | SHOTCRETE | [7 empty] | SHOTCRETE |  | Concrete, 40 MPa, in-situ, no reinforcement, Pre-mix Concrete SHOTCRETE (Boral) (NSW), (Newcastle) SHOTCRETE 40MPa 10MM |  | 40 MPa in-situ, no reinforcement - Boral |  |  | Newcastle, NSW
| W | ReadyMix | Boral | Newcastle |  | Boral Pre-mix Concrete - KERB MACHINE 25MPa 10MM | KERB MACHINE 25MPa 10MM |  | Boral is the largest integrated construction... | EPD Australasia | Life Cycle Logic Pty Ltd | S-P-02336 | Version 1.2 | 2022-08-15 | 2026-04-01 | 252 | 1 m3 | Mar 04 2023 | OpenBox | https://epd-australasia.com/wp-content/uploads/2021/04/SP02336_Boral-EPD_NSW-ACT_Aug22_V1.2.pdf | 16 | 13 | 25MPa | 25 | 25 MPa | Pre-mix Concrete |  |  | (Boral) | (NSW), (Newcastle) |  |  |  |  | KERB | MACHINE | [6 empty] | KERB MACHINE |  | Concrete, 25 MPa, in-situ, no reinforcement, Pre-mix Concrete KERB MACHINE (Boral) (NSW), (Newcastle) KERB MACHINE 25MPa 10MM |  | 25 MPa in-situ, no reinforcement - Boral |  |  | Newcastle, NSW
| W | ReadyMix | Boral | Newcastle |  | Boral Pre-mix Concrete - Normal Class GP/GGBFS blend 32 MPa | Normal Class GP/GGBFS blend 32 MPa |  | Boral is the largest integrated construction... | EPD Australasia | Life Cycle Logic Pty Ltd | S-P-02336 | Version 1.2 | 2022-08-15 | 2026-04-01 | 218 | 1 m3 | Mar 04 2023 | OpenBox | https://epd-australasia.com/wp-content/uploads/2021/04/SP02336_Boral-EPD_NSW-ACT_Aug22_V1.2.pdf | 32 | 29 | 32 MPa | 32 | 32 MPa | Pre-mix Concrete |  |  | (Boral) | (NSW), (Newcastle) |  |  |  |  | Normal | Class | GP/GGBFS | blend |  |  |  |  | Normal Class GP/GGBFS blend |  | Concrete, 32 MPa, in-situ, no reinforcement, Pre-mix Concrete Normal Class GP/GGBFS blend (Boral) (NSW), (Newcastle) Normal Class GP/GGBFS blend 32 MPa |  | 32 MPa in-situ, no reinforcement - Boral |  |  | Newcastle, NSW
| W | ReadyMix | Boral | Newcastle |  | Boral Pre-mix Concrete - Normal Class GP/GGBFS blend 40 MPa | Normal Class GP/GGBFS blend 40 MPa |  | Boral is the largest integrated construction... | EPD Australasia | Life Cycle Logic Pty Ltd | S-P-02336 | Version 1.2 | 2022-08-15 | 2026-04-01 | 247 | 1 m3 | Mar 04 2023 | OpenBox | https://epd-australasia.com/wp-content/uploads/2021/04/SP02336_Boral-EPD_NSW-ACT_Aug22_V1.2.pdf | 32 | 29 | 40 MPa | 40 | 40 MPa | Pre-mix Concrete |  |  | (Boral) | (NSW), (Newcastle) |  |  |  |  | Normal | Class | GP/GGBFS | blend |  |  |  |  | Normal Class GP/GGBFS blend |  | Concrete, 40 MPa, in-situ, no reinforcement, Pre-mix Concrete Normal Class GP/GGBFS blend (Boral) (NSW), (Newcastle) Normal Class GP/GGBFS blend 40 MPa |  | 40 MPa in-situ, no reinforcement - Boral |  |  | Newcastle, NSW
| W | ReadyMix | Boral | Newcastle |  | Boral Pre-mix Concrete - KERB MACHINE 32MPa 10MM | KERB MACHINE 32MPa 10MM |  | Boral is the largest integrated construction... | EPD Australasia | Life Cycle Logic Pty Ltd | S-P-02336 | Version 1.2 | 2022-08-15 | 2026-04-01 | 287 | 1 m3 | Mar 04 2023 | OpenBox | https://epd-australasia.com/wp-content/uploads/2021/04/SP02336_Boral-EPD_NSW-ACT_Aug22_V1.2.pdf | 16 | 13 | 32MPa | 32 | 32 MPa | Pre-mix Concrete |  |  | (Boral) | (NSW), (Newcastle) |  |  |  |  | KERB | MACHINE | [6 empty] | KERB MACHINE |  | Concrete, 32 MPa, in-situ, no reinforcement, Pre-mix Concrete KERB MACHINE (Boral) (NSW), (Newcastle) KERB MACHINE 32MPa 10MM |  | 32 MPa in-situ, no reinforcement - Boral |  |  | Newcastle, NSW
| W | ReadyMix | Boral | Newcastle |  | Boral Pre-mix Concrete - NO FINES 6:1 | NO FINES 6:1 |  | Boral is the largest integrated construction... | EPD Australasia | Life Cycle Logic Pty Ltd | S-P-02336 | Version 1.2 | 2022-08-15 | 2026-04-01 | 193 | 1 m3 | Mar 04 2023 | OpenBox | https://epd-australasia.com/wp-content/uploads/2021/04/SP02336_Boral-EPD_NSW-ACT_Aug22_V1.2.pdf | #VALUE! | #VALUE! | ? | ? | ? MPa | Pre-mix Concrete |  |  | (Boral) | (NSW), (Newcastle) |  |  |  |  | NO | FINES | 6:1 | [5 empty] | NO FINES 6:1 |  | Concrete, ? MPa, in-situ, no reinforcement, Pre-mix Concrete NO FINES 6:1 (Boral) (NSW), (Newcastle) NO FINES 6:1 |  | ? MPa in-situ, no reinforcement - Boral |  |  | Newcastle, NSW
| W | ReadyMix | Boral | Newcastle |  | Boral Pre-mix Concrete - STABILISED SAND 8:1 | STABILISED SAND 8:1 |  | Boral is the largest integrated construction... | EPD Australasia | Life Cycle Logic Pty Ltd | S-P-02336 | Version 1.2 | 2022-08-15 | 2026-04-01 | 123 | 1 m3 | Mar 04 2023 | OpenBox | https://epd-australasia.com/wp-content/uploads/2021/04/SP02336_Boral-EPD_NSW-ACT_Aug22_V1.2.pdf | #VALUE! | #VALUE! | ? | ? | Stabilised Sand | Pre-mix Concrete |  |  | (Boral) | (NSW), (Newcastle) |  |  |  |  | STABILISED | SAND | 8:1 | [5 empty] | STABILISED SAND 8:1 |  | Concrete, Stabilised Sand, in-situ, no reinforcement, Pre-mix Concrete STABILISED SAND 8:1 (Boral) (NSW), (Newcastle) STABILISED SAND 8:1 |  | Stabilised Sand in-situ, no reinforcement - Boral |  |  | Newcastle, NSW
| W | ReadyMix | Boral | Newcastle |  | Boral Pre-mix Concrete - STABILISED SAND 4:1 | STABILISED SAND 4:1 |  | Boral is the largest integrated construction... | EPD Australasia | Life Cycle Logic Pty Ltd | S-P-02336 | Version 1.2 | 2022-08-15 | 2026-04-01 | 210 | 1 m3 | Mar 04 2023 | OpenBox | https://epd-australasia.com/wp-content/uploads/2021/04/SP02336_Boral-EPD_NSW-ACT_Aug22_V1.2.pdf | #VALUE! | #VALUE! | ? | ? | Stabilised Sand | Pre-mix Concrete |  |  | (Boral) | (NSW), (Newcastle) |  |  |  |  | STABILISED | SAND | 4:1 | [5 empty] | STABILISED SAND 4:1 |  | Concrete, Stabilised Sand, in-situ, no reinforcement, Pre-mix Concrete STABILISED SAND 4:1 (Boral) (NSW), (Newcastle) STABILISED SAND 4:1 |  | Stabilised Sand in-situ, no reinforcement - Boral |  |  | Newcastle, NSW
| W | ReadyMix | Boral | Newcastle |  | Boral Pre-mix Concrete - Normal Class GP/GGBFS blend 50 MPa | Normal Class GP/GGBFS blend 50 MPa |  | Boral is the largest integrated construction... | EPD Australasia | Life Cycle Logic Pty Ltd | S-P-02336 | Version 1.2 | 2022-08-15 | 2026-04-01 | 313 | 1 m3 | Mar 04 2023 | OpenBox | https://epd-australasia.com/wp-content/uploads/2021/04/SP02336_Boral-EPD_NSW-ACT_Aug22_V1.2.pdf | 32 | 29 | 50 MPa | 50 | 50 MPa | Pre-mix Concrete |  |  | (Boral) | (NSW), (Newcastle) |  |  |  |  | Normal | Class | GP/GGBFS | blend |  |  |  |  | Normal Class GP/GGBFS blend |  | Concrete, 50 MPa, in-situ, no reinforcement, Pre-mix Concrete Normal Class GP/GGBFS blend (Boral) (NSW), (Newcastle) Normal Class GP/GGBFS blend 50 MPa |  | 50 MPa in-situ, no reinforcement - Boral |  |  | Newcastle, NSW
| W | ReadyMix | Boral | Newcastle |  | Boral Pre-mix Concrete - TfNSW B80 40MPa 20MM PUMP B1 EXPOSURE | TfNSW B80 40MPa 20MM PUMP B1 EXPOSURE |  | Boral is the largest integrated construction... | EPD Australasia | Life Cycle Logic Pty Ltd | S-P-02336 | Version 1.2 | 2022-08-15 | 2026-04-01 | 308 | 1 m3 | Mar 04 2023 | OpenBox | https://epd-australasia.com/wp-content/uploads/2021/04/SP02336_Boral-EPD_NSW-ACT_Aug22_V1.2.pdf | 13 | 10 | 40MPa | 40 | 40 MPa | Pre-mix Concrete |  |  | (Boral) | (NSW), (Newcastle) |  |  |  |  | TfNSW | B80 | [6 empty] | TfNSW B80 |  | Concrete, 40 MPa, in-situ, no reinforcement, Pre-mix Concrete TfNSW B80 (Boral) (NSW), (Newcastle) TfNSW B80 40MPa 20MM PUMP B1 EXPOSURE |  | 40 MPa in-situ, no reinforcement - Boral |  |  | Newcastle, NSW
| W | ReadyMix | Boral | Newcastle |  | Boral Pre-mix Concrete - TfNSW B80 40MPa 20MM PUMP B2 EXPOSURE | TfNSW B80 40MPa 20MM PUMP B2 EXPOSURE |  | Boral is the largest integrated construction... | EPD Australasia | Life Cycle Logic Pty Ltd | S-P-02336 | Version 1.2 | 2022-08-15 | 2026-04-01 | 314 | 1 m3 | Mar 04 2023 | OpenBox | https://epd-australasia.com/wp-content/uploads/2021/04/SP02336_Boral-EPD_NSW-ACT_Aug22_V1.2.pdf | 13 | 10 | 40MPa | 40 | 40 MPa | Pre-mix Concrete |  |  | (Boral) | (NSW), (Newcastle) |  |  |  |  | TfNSW | B80 | [6 empty] | TfNSW B80 |  | Concrete, 40 MPa, in-situ, no reinforcement, Pre-mix Concrete TfNSW B80 (Boral) (NSW), (Newcastle) TfNSW B80 40MPa 20MM PUMP B2 EXPOSURE |  | 40 MPa in-situ, no reinforcement - Boral |  |  | Newcastle, NSW
| W | ReadyMix | Boral | Newcastle |  | Boral Pre-mix Concrete - TfNSW B80 40MPa 20MM TREMIE B2 EXPOSURE | TfNSW B80 40MPa 20MM TREMIE B2 EXPOSURE |  | Boral is the largest integrated construction... | EPD Australasia | Life Cycle Logic Pty Ltd | S-P-02336 | Version 1.2 | 2022-08-15 | 2026-04-01 | 322 | 1 m3 | Mar 04 2023 | OpenBox | https://epd-australasia.com/wp-content/uploads/2021/04/SP02336_Boral-EPD_NSW-ACT_Aug22_V1.2.pdf | 13 | 10 | 40MPa | 40 | 40 MPa | Pre-mix Concrete |  |  | (Boral) | (NSW), (Newcastle) |  |  |  |  | TfNSW | B80 | [6 empty] | TfNSW B80 |  | Concrete, 40 MPa, in-situ, no reinforcement, Pre-mix Concrete TfNSW B80 (Boral) (NSW), (Newcastle) TfNSW B80 40MPa 20MM TREMIE B2 EXPOSURE |  | 40 MPa in-situ, no reinforcement - Boral |  |  | Newcastle, NSW
| W | ReadyMix | Boral | Newcastle |  | Boral Pre-mix Concrete - TfNSW B80 50MPa 20MM TREMIE CFA C1 EXPOSURE | TfNSW B80 50MPa 20MM TREMIE CFA C1 EXPOSURE |  | Boral is the largest integrated construction... | EPD Australasia | Life Cycle Logic Pty Ltd | S-P-02336 | Version 1.2 | 2022-08-15 | 2026-04-01 | 341 | 1 m3 | Mar 04 2023 | OpenBox | https://epd-australasia.com/wp-content/uploads/2021/04/SP02336_Boral-EPD_NSW-ACT_Aug22_V1.2.pdf | 13 | 10 | 50MPa | 50 | 50 MPa | Pre-mix Concrete |  |  | (Boral) | (NSW), (Newcastle) |  |  |  |  | TfNSW | B80 | [6 empty] | TfNSW B80 |  | Concrete, 50 MPa, in-situ, no reinforcement, Pre-mix Concrete TfNSW B80 (Boral) (NSW), (Newcastle) TfNSW B80 50MPa 20MM TREMIE CFA C1 EXPOSURE |  | 50 MPa in-situ, no reinforcement - Boral |  |  | Newcastle, NSW
| W | ReadyMix | Boral | Newcastle |  | Boral Pre-mix Concrete - TfNSW B80 50MPa 20MM PUMP B2 EXPOSURE | TfNSW B80 50MPa 20MM PUMP B2 EXPOSURE |  | Boral is the largest integrated construction... | EPD Australasia | Life Cycle Logic Pty Ltd | S-P-02336 | Version 1.2 | 2022-08-15 | 2026-04-01 | 426 | 1 m3 | Mar 04 2023 | OpenBox | https://epd-australasia.com/wp-content/uploads/2021/04/SP02336_Boral-EPD_NSW-ACT_Aug22_V1.2.pdf | 13 | 10 | 50MPa | 50 | 50 MPa | Pre-mix Concrete |  |  | (Boral) | (NSW), (Newcastle) |  |  |  |  | TfNSW | B80 | [6 empty] | TfNSW B80 |  | Concrete, 50 MPa, in-situ, no reinforcement, Pre-mix Concrete TfNSW B80 (Boral) (NSW), (Newcastle) TfNSW B80 50MPa 20MM PUMP B2 EXPOSURE |  | 50 MPa in-situ, no reinforcement - Boral |  |  | Newcastle, NSW
| W | ReadyMix | Boral | Newcastle |  | Boral Pre-mix Concrete - TfNSW B80 50MPa 20MM TREMIE B2 EXPOSURE | TfNSW B80 50MPa 20MM TREMIE B2 EXPOSURE |  | Boral is the largest integrated construction... | EPD Australasia | Life Cycle Logic Pty Ltd | S-P-02336 | Version 1.2 | 2022-08-15 | 2026-04-01 | 101 | 1 m3 | Mar 04 2023 | OpenBox | https://epd-australasia.com/wp-content/uploads/2021/04/SP02336_Boral-EPD_NSW-ACT_Aug22_V1.2.pdf | 13 | 10 | 50MPa | 50 | 50 MPa | Pre-mix Concrete |  |  | (Boral) | (NSW), (Newcastle) |  |  |  |  | TfNSW | B80 | [6 empty] | TfNSW B80 |  | Concrete, 50 MPa, in-situ, no reinforcement, Pre-mix Concrete TfNSW B80 (Boral) (NSW), (Newcastle) TfNSW B80 50MPa 20MM TREMIE B2 EXPOSURE |  | 50 MPa in-situ, no reinforcement - Boral |  |  | Newcastle, NSW
| W | ReadyMix | Boral | Newcastle |  | Boral Pre-mix Concrete - Normal Class GP blend 20MPa | Normal Class GP blend 20MPa |  | Boral is the largest integrated construction... | EPD Australasia | Life Cycle Logic Pty Ltd | S-P-02336 | Version 1.2 | 2022-08-15 | 2026-04-01 | 263 | 1 m3 | Mar 04 2023 | OpenBox | https://epd-australasia.com/wp-content/uploads/2021/04/SP02336_Boral-EPD_NSW-ACT_Aug22_V1.2.pdf | 25 | 22 | 20MPa | 20 | 20 MPa | Pre-mix Concrete |  |  | (Boral) | (NSW), (Newcastle) |  |  |  |  | Normal | Class | GP | blend |  |  |  |  | Normal Class GP blend |  | Concrete, 20 MPa, in-situ, no reinforcement, Pre-mix Concrete Normal Class GP blend (Boral) (NSW), (Newcastle) Normal Class GP blend 20MPa |  | 20 MPa in-situ, no reinforcement - Boral |  |  | Newcastle, NSW
| W | ReadyMix | Boral | Sydney |  | Boral Pre-mix Concrete - Normal Class GP blend 25MPa | Normal Class GP blend 25MPa |  | Boral is the largest integrated construction... | EPD Australasia | Life Cycle Logic Pty Ltd | S-P-02336 | Version 1.2 | 2022-08-15 | 2026-04-01 | 288 | 1 m3 | Mar 04 2023 | OpenBox | https://epd-australasia.com/wp-content/uploads/2021/04/SP02336_Boral-EPD_NSW-ACT_Aug22_V1.2.pdf | 25 | 22 | 25MPa | 25 | 25 MPa | Pre-mix Concrete |  |  | (Boral) | (NSW), (Sydney) |  |  |  |  | Normal | Class | GP | blend |  |  |  |  | Normal Class GP blend |  | Concrete, 25 MPa, in-situ, no reinforcement, Pre-mix Concrete Normal Class GP blend (Boral) (NSW), (Sydney) Normal Class GP blend 25MPa |  | 25 MPa in-situ, no reinforcement - Boral |  |  | Sydney, NSW
| W | ReadyMix | Boral | Sydney |  | Boral Pre-mix Concrete - Normal Class GP blend 25MPa | Normal Class GP blend 25MPa |  | Boral is the largest integrated construction... | EPD Australasia | Life Cycle Logic Pty Ltd | S-P-02336 | Version 1.2 | 2022-08-15 | 2026-04-01 | 288 | 1 m3 | Mar 04 2023 | OpenBox | https://epd-australasia.com/wp-content/uploads/2021/04/SP02336_Boral-EPD_NSW-ACT_Aug22_V1.2.pdf | 25 | 22 | 25MPa | 25 | 25 MPa | Pre-mix Concrete |  |  | (Boral) | (NSW), (Sydney) |  |  |  |  | Normal | Class | GP | blend |  |  |  |  | Normal Class GP blend |  | Concrete, 25 MPa, in-situ, no reinforcement, Pre-mix Concrete Normal Class GP blend (Boral) (NSW), (Sydney) Normal Class GP blend 25MPa |  | 25 MPa in-situ, no reinforcement - Boral |  |  | Sydney, NSW
| W | ReadyMix | Boral | Sydney |  | Boral Pre-mix Concrete - Normal Class GP blend 25MPa | Normal Class GP blend 25MPa |  | Boral is the largest integrated construction... | EPD Australasia | Life Cycle Logic Pty Ltd | S-P-02336 | Version 1.2 | 2022-08-15 | 2026-04-01 | 288 | 1 m3 | Mar 04 2023 | OpenBox | https://epd-australasia.com/wp-content/uploads/2021/04/SP02336_Boral-EPD_NSW-ACT_Aug22_V1.2.pdf | 25 | 22 | 25MPa | 25 | 25 MPa | Pre-mix Concrete |  |  | (Boral) | (NSW), (Sydney) |  |  |  |  | Normal | Class | GP | blend |  |  |  |  | Normal Class GP blend |  | Concrete, 25 MPa, in-situ, no reinforcement, Pre-mix Concrete Normal Class GP blend (Boral) (NSW), (Sydney) Normal Class GP blend 25MPa |  | 25 MPa in-situ, no reinforcement - Boral |  |  | Sydney, NSW
| W | ReadyMix | Boral | Sydney |  | Boral Pre-mix Concrete - Normal Class GP blend 32MPa | Normal Class GP blend 32MPa |  | Boral is the largest integrated construction... | EPD Australasia | Life Cycle Logic Pty Ltd | S-P-02336 | Version 1.2 | 2022-08-15 | 2026-04-01 | 314 | 1 m3 | Mar 04 2023 | OpenBox | https://epd-australasia.com/wp-content/uploads/2021/04/SP02336_Boral-EPD_NSW-ACT_Aug22_V1.2.pdf | 25 | 22 | 32MPa | 32 | 32 MPa | Pre-mix Concrete |  |  | (Boral) | (NSW), (Sydney) |  |  |  |  | Normal | Class | GP | blend |  |  |  |  | Normal Class GP blend |  | Concrete, 32 MPa, in-situ, no reinforcement, Pre-mix Concrete Normal Class GP blend (Boral) (NSW), (Sydney) Normal Class GP blend 32MPa |  | 32 MPa in-situ, no reinforcement - Boral |  |  | Sydney, NSW
| W | ReadyMix | Boral | Sydney |  | Boral Pre-mix Concrete - Normal Class GP blend 40MPa | Normal Class GP blend 40MPa |  | Boral is the largest integrated construction... | EPD Australasia | Life Cycle Logic Pty Ltd | S-P-02336 | Version 1.2 | 2022-08-15 | 2026-04-01 | 357 | 1 m3 | Mar 04 2023 | OpenBox | https://epd-australasia.com/wp-content/uploads/2021/04/SP02336_Boral-EPD_NSW-ACT_Aug22_V1.2.pdf | 25 | 22 | 40MPa | 40 | 40 MPa | Pre-mix Concrete |  |  | (Boral) | (NSW), (Sydney) |  |  |  |  | Normal | Class | GP | blend |  |  |  |  | Normal Class GP blend |  | Concrete, 40 MPa, in-situ, no reinforcement, Pre-mix Concrete Normal Class GP blend (Boral) (NSW), (Sydney) Normal Class GP blend 40MPa |  | 40 MPa in-situ, no reinforcement - Boral |  |  | Sydney, NSW
| W | ReadyMix | Boral | Sydney |  | Boral Pre-mix Concrete - Normal Class GP blend 50MPa | Normal Class GP blend 50MPa |  | Boral is the largest integrated construction... | EPD Australasia | Life Cycle Logic Pty Ltd | S-P-02336 | Version 1.2 | 2022-08-15 | 2026-04-01 | 454 | 1 m3 | Mar 04 2023 | OpenBox | https://epd-australasia.com/wp-content/uploads/2021/04/SP02336_Boral-EPD_NSW-ACT_Aug22_V1.2.pdf | 25 | 22 | 50MPa | 50 | 50 MPa | Pre-mix Concrete |  |  | (Boral) | (NSW), (Sydney) |  |  |  |  | Normal | Class | GP | blend |  |  |  |  | Normal Class GP blend |  | Concrete, 50 MPa, in-situ, no reinforcement, Pre-mix Concrete Normal Class GP blend (Boral) (NSW), (Sydney) Normal Class GP blend 50MPa |  | 50 MPa in-situ, no reinforcement - Boral |  |  | Sydney, NSW
| W | ReadyMix | Boral | Sydney |  | Boral Pre-mix Concrete - Normal Class GP/FA blend 20 MPa | Normal Class GP/FA blend 20 MPa |  | Boral is the largest integrated construction... | EPD Australasia | Life Cycle Logic Pty Ltd | S-P-02336 | Version 1.2 | 2022-08-15 | 2026-04-01 | 209 | 1 m3 | Mar 04 2023 | OpenBox | https://epd-australasia.com/wp-content/uploads/2021/04/SP02336_Boral-EPD_NSW-ACT_Aug22_V1.2.pdf | 29 | 26 | 20 MPa | 20 | 20 MPa | Pre-mix Concrete |  |  | (Boral) | (NSW), (Sydney) |  |  |  |  | Normal | Class | GP/FA | blend |  |  |  |  | Normal Class GP/FA blend |  | Concrete, 20 MPa, in-situ, no reinforcement, Pre-mix Concrete Normal Class GP/FA blend (Boral) (NSW), (Sydney) Normal Class GP/FA blend 20 MPa |  | 20 MPa in-situ, no reinforcement - Boral |  |  | Sydney, NSW
| W | ReadyMix | Boral | Sydney |  | Boral Pre-mix Concrete - Normal Class GP/FA blend 25 MPa | Normal Class GP/FA blend 25 MPa |  | Boral is the largest integrated construction... | EPD Australasia | Life Cycle Logic Pty Ltd | S-P-02336 | Version 1.2 | 2022-08-15 | 2026-04-01 | 230 | 1 m3 | Mar 04 2023 | OpenBox | https://epd-australasia.com/wp-content/uploads/2021/04/SP02336_Boral-EPD_NSW-ACT_Aug22_V1.2.pdf | 29 | 26 | 25 MPa | 25 | 25 MPa | Pre-mix Concrete |  |  | (Boral) | (NSW), (Sydney) |  |  |  |  | Normal | Class | GP/FA | blend |  |  |  |  | Normal Class GP/FA blend |  | Concrete, 25 MPa, in-situ, no reinforcement, Pre-mix Concrete Normal Class GP/FA blend (Boral) (NSW), (Sydney) Normal Class GP/FA blend 25 MPa |  | 25 MPa in-situ, no reinforcement - Boral |  |  | Sydney, NSW
| W | ReadyMix | Boral | Sydney |  | Boral Pre-mix Concrete - Normal Class GP/FA blend 32 MPa | Normal Class GP/FA blend 32 MPa |  | Boral is the largest integrated construction... | EPD Australasia | Life Cycle Logic Pty Ltd | S-P-02336 | Version 1.2 | 2022-08-15 | 2026-04-01 | 260 | 1 m3 | Mar 04 2023 | OpenBox | https://epd-australasia.com/wp-content/uploads/2021/04/SP02336_Boral-EPD_NSW-ACT_Aug22_V1.2.pdf | 29 | 26 | 32 MPa | 32 | 32 MPa | Pre-mix Concrete |  |  | (Boral) | (NSW), (Sydney) |  |  |  |  | Normal | Class | GP/FA | blend |  |  |  |  | Normal Class GP/FA blend |  | Concrete, 32 MPa, in-situ, no reinforcement, Pre-mix Concrete Normal Class GP/FA blend (Boral) (NSW), (Sydney) Normal Class GP/FA blend 32 MPa |  | 32 MPa in-situ, no reinforcement - Boral |  |  | Sydney, NSW
| W | ReadyMix | Boral | Sydney |  | Boral Pre-mix Concrete - Normal Class GP/FA blend 40 MPa | Normal Class GP/FA blend 40 MPa |  | Boral is the largest integrated construction... | EPD Australasia | Life Cycle Logic Pty Ltd | S-P-02336 | Version 1.2 | 2022-08-15 | 2026-04-01 | 333 | 1 m3 | Mar 04 2023 | OpenBox | https://epd-australasia.com/wp-content/uploads/2021/04/SP02336_Boral-EPD_NSW-ACT_Aug22_V1.2.pdf | 29 | 26 | 40 MPa | 40 | 40 MPa | Pre-mix Concrete |  |  | (Boral) | (NSW), (Sydney) |  |  |  |  | Normal | Class | GP/FA | blend |  |  |  |  | Normal Class GP/FA blend |  | Concrete, 40 MPa, in-situ, no reinforcement, Pre-mix Concrete Normal Class GP/FA blend (Boral) (NSW), (Sydney) Normal Class GP/FA blend 40 MPa |  | 40 MPa in-situ, no reinforcement - Boral |  |  | Sydney, NSW
| W | ReadyMix | Boral | Sydney |  | Boral Pre-mix Concrete - Normal Class GP/FA blend 50 MPa | Normal Class GP/FA blend 50 MPa |  | Boral is the largest integrated construction... | EPD Australasia | Life Cycle Logic Pty Ltd | S-P-02336 | Version 1.2 | 2022-08-15 | 2026-04-01 | 421 | 1 m3 | Mar 04 2023 | OpenBox | https://epd-australasia.com/wp-content/uploads/2021/04/SP02336_Boral-EPD_NSW-ACT_Aug22_V1.2.pdf | 29 | 26 | 50 MPa | 50 | 50 MPa | Pre-mix Concrete |  |  | (Boral) | (NSW), (Sydney) |  |  |  |  | Normal | Class | GP/FA | blend |  |  |  |  | Normal Class GP/FA blend |  | Concrete, 50 MPa, in-situ, no reinforcement, Pre-mix Concrete Normal Class GP/FA blend (Boral) (NSW), (Sydney) Normal Class GP/FA blend 50 MPa |  | 50 MPa in-situ, no reinforcement - Boral |  |  | Sydney, NSW
| W | ReadyMix | Boral | Sydney |  | Boral Pre-mix Concrete - Normal Class GP/GGBFS blend 20 MPa | Normal Class GP/GGBFS blend 20 MPa |  | Boral is the largest integrated construction... | EPD Australasia | Life Cycle Logic Pty Ltd | S-P-02336 | Version 1.2 | 2022-08-15 | 2026-04-01 | 192 | 1 m3 | Mar 04 2023 | OpenBox | https://epd-australasia.com/wp-content/uploads/2021/04/SP02336_Boral-EPD_NSW-ACT_Aug22_V1.2.pdf | 32 | 29 | 20 MPa | 20 | 20 MPa | Pre-mix Concrete |  |  | (Boral) | (NSW), (Sydney) |  |  |  |  | Normal | Class | GP/GGBFS | blend |  |  |  |  | Normal Class GP/GGBFS blend |  | Concrete, 20 MPa, in-situ, no reinforcement, Pre-mix Concrete Normal Class GP/GGBFS blend (Boral) (NSW), (Sydney) Normal Class GP/GGBFS blend 20 MPa |  | 20 MPa in-situ, no reinforcement - Boral |  |  | Sydney, NSW
| W | ReadyMix | Boral | Sydney |  | Boral Pre-mix Concrete - Normal Class GP/GGBFS blend 25 MPa | Normal Class GP/GGBFS blend 25 MPa |  | Boral is the largest integrated construction... | EPD Australasia | Life Cycle Logic Pty Ltd | S-P-02336 | Version 1.2 | 2022-08-15 | 2026-04-01 | 204 | 1 m3 | Mar 04 2023 | OpenBox | https://epd-australasia.com/wp-content/uploads/2021/04/SP02336_Boral-EPD_NSW-ACT_Aug22_V1.2.pdf | 32 | 29 | 25 MPa | 25 | 25 MPa | Pre-mix Concrete |  |  | (Boral) | (NSW), (Sydney) |  |  |  |  | Normal | Class | GP/GGBFS | blend |  |  |  |  | Normal Class GP/GGBFS blend |  | Concrete, 25 MPa, in-situ, no reinforcement, Pre-mix Concrete Normal Class GP/GGBFS blend (Boral) (NSW), (Sydney) Normal Class GP/GGBFS blend 25 MPa |  | 25 MPa in-situ, no reinforcement - Boral |  |  | Sydney, NSW
| W | ReadyMix | Boral | Sydney |  | Boral Pre-mix Concrete - Normal Class GP/GGBFS blend 32 MPa | Normal Class GP/GGBFS blend 32 MPa |  | Boral is the largest integrated construction... | EPD Australasia | Life Cycle Logic Pty Ltd | S-P-02336 | Version 1.2 | 2022-08-15 | 2026-04-01 | 221 | 1 m3 | Mar 04 2023 | OpenBox | https://epd-australasia.com/wp-content/uploads/2021/04/SP02336_Boral-EPD_NSW-ACT_Aug22_V1.2.pdf | 32 | 29 | 32 MPa | 32 | 32 MPa | Pre-mix Concrete |  |  | (Boral) | (NSW), (Sydney) |  |  |  |  | Normal | Class | GP/GGBFS | blend |  |  |  |  | Normal Class GP/GGBFS blend |  | Concrete, 32 MPa, in-situ, no reinforcement, Pre-mix Concrete Normal Class GP/GGBFS blend (Boral) (NSW), (Sydney) Normal Class GP/GGBFS blend 32 MPa |  | 32 MPa in-situ, no reinforcement - Boral |  |  | Sydney, NSW
| W | ReadyMix | Boral | Sydney |  | Boral Pre-mix Concrete - Normal Class GP/GGBFS blend 40 MPa | Normal Class GP/GGBFS blend 40 MPa |  | Boral is the largest integrated construction... | EPD Australasia | Life Cycle Logic Pty Ltd | S-P-02336 | Version 1.2 | 2022-08-15 | 2026-04-01 | 250 | 1 m3 | Mar 04 2023 | OpenBox | https://epd-australasia.com/wp-content/uploads/2021/04/SP02336_Boral-EPD_NSW-ACT_Aug22_V1.2.pdf | 32 | 29 | 40 MPa | 40 | 40 MPa | Pre-mix Concrete |  |  | (Boral) | (NSW), (Sydney) |  |  |  |  | Normal | Class | GP/GGBFS | blend |  |  |  |  | Normal Class GP/GGBFS blend |  | Concrete, 40 MPa, in-situ, no reinforcement, Pre-mix Concrete Normal Class GP/GGBFS blend (Boral) (NSW), (Sydney) Normal Class GP/GGBFS blend 40 MPa |  | 40 MPa in-situ, no reinforcement - Boral |  |  | Sydney, NSW
| W | ReadyMix | Boral | Sydney |  | Boral Pre-mix Concrete - Normal Class GP/GGBFS blend 50 MPa | Normal Class GP/GGBFS blend 50 MPa |  | Boral is the largest integrated construction... | EPD Australasia | Life Cycle Logic Pty Ltd | S-P-02336 | Version 1.2 | 2022-08-15 | 2026-04-01 | 316 | 1 m3 | Mar 04 2023 | OpenBox | https://epd-australasia.com/wp-content/uploads/2021/04/SP02336_Boral-EPD_NSW-ACT_Aug22_V1.2.pdf | 32 | 29 | 50 MPa | 50 | 50 MPa | Pre-mix Concrete |  |  | (Boral) | (NSW), (Sydney) |  |  |  |  | Normal | Class | GP/GGBFS | blend |  |  |  |  | Normal Class GP/GGBFS blend |  | Concrete, 50 MPa, in-situ, no reinforcement, Pre-mix Concrete Normal Class GP/GGBFS blend (Boral) (NSW), (Sydney) Normal Class GP/GGBFS blend 50 MPa |  | 50 MPa in-situ, no reinforcement - Boral |  |  | Sydney, NSW
| W | ReadyMix | Boral | Sydney |  | Boral Pre-mix Concrete - Normal Class GP/GGBFS/FA blend 20 MPa | Normal Class GP/GGBFS/FA blend 20 MPa |  | Boral is the largest integrated construction... | EPD Australasia | Life Cycle Logic Pty Ltd | S-P-02336 | Version 1.2 | 2022-08-15 | 2026-04-01 | 159 | 1 m3 | Mar 04 2023 | OpenBox | https://epd-australasia.com/wp-content/uploads/2021/04/SP02336_Boral-EPD_NSW-ACT_Aug22_V1.2.pdf | 35 | 32 | 20 MPa | 20 | 20 MPa | Pre-mix Concrete |  |  | (Boral) | (NSW), (Sydney) |  |  |  |  | Normal | Class | GP/GGBFS/FA | blend |  |  |  |  | Normal Class GP/GGBFS/FA blend |  | Concrete, 20 MPa, in-situ, no reinforcement, Pre-mix Concrete Normal Class GP/GGBFS/FA blend (Boral) (NSW), (Sydney) Normal Class GP/GGBFS/FA blend 20 MPa |  | 20 MPa in-situ, no reinforcement - Boral |  |  | Sydney, NSW
| W | ReadyMix | Boral | Sydney |  | Boral Pre-mix Concrete - Normal Class GP/GGBFS/FA blend 25 MPa | Normal Class GP/GGBFS/FA blend 25 MPa |  | Boral is the largest integrated construction... | EPD Australasia | Life Cycle Logic Pty Ltd | S-P-02336 | Version 1.2 | 2022-08-15 | 2026-04-01 | 175 | 1 m3 | Mar 04 2023 | OpenBox | https://epd-australasia.com/wp-content/uploads/2021/04/SP02336_Boral-EPD_NSW-ACT_Aug22_V1.2.pdf | 35 | 32 | 25 MPa | 25 | 25 MPa | Pre-mix Concrete |  |  | (Boral) | (NSW), (Sydney) |  |  |  |  | Normal | Class | GP/GGBFS/FA | blend |  |  |  |  | Normal Class GP/GGBFS/FA blend |  | Concrete, 25 MPa, in-situ, no reinforcement, Pre-mix Concrete Normal Class GP/GGBFS/FA blend (Boral) (NSW), (Sydney) Normal Class GP/GGBFS/FA blend 25 MPa |  | 25 MPa in-situ, no reinforcement - Boral |  |  | Sydney, NSW
| W | ReadyMix | Boral | Sydney |  | Boral Pre-mix Concrete - Normal Class GP/GGBFS/FA blend 32 MPa | Normal Class GP/GGBFS/FA blend 32 MPa |  | Boral is the largest integrated construction... | EPD Australasia | Life Cycle Logic Pty Ltd | S-P-02336 | Version 1.2 | 2022-08-15 | 2026-04-01 | 207 | 1 m3 | Mar 04 2023 | OpenBox | https://epd-australasia.com/wp-content/uploads/2021/04/SP02336_Boral-EPD_NSW-ACT_Aug22_V1.2.pdf | 35 | 32 | 32 MPa | 32 | 32 MPa | Pre-mix Concrete |  |  | (Boral) | (NSW), (Sydney) |  |  |  |  | Normal | Class | GP/GGBFS/FA | blend |  |  |  |  | Normal Class GP/GGBFS/FA blend |  | Concrete, 32 MPa, in-situ, no reinforcement, Pre-mix Concrete Normal Class GP/GGBFS/FA blend (Boral) (NSW), (Sydney) Normal Class GP/GGBFS/FA blend 32 MPa |  | 32 MPa in-situ, no reinforcement - Boral |  |  | Sydney, NSW
| W | ReadyMix | Boral | Sydney |  | Boral Pre-mix Concrete - Normal Class GP/GGBFS /FA blend 40 MPa | Normal Class GP/GGBFS /FA blend 40 MPa |  | Boral is the largest integrated construction... | EPD Australasia | Life Cycle Logic Pty Ltd | S-P-02336 | Version 1.2 | 2022-08-15 | 2026-04-01 | 246 | 1 m3 | Mar 04 2023 | OpenBox | https://epd-australasia.com/wp-content/uploads/2021/04/SP02336_Boral-EPD_NSW-ACT_Aug22_V1.2.pdf | 36 | 33 | 40 MPa | 40 | 40 MPa | Pre-mix Concrete |  |  | (Boral) | (NSW), (Sydney) |  |  |  |  | Normal | Class | GP/GGBFS | /FA | blend |  |  |  | Normal Class GP/GGBFS /FA blend |  | Concrete, 40 MPa, in-situ, no reinforcement, Pre-mix Concrete Normal Class GP/GGBFS /FA blend (Boral) (NSW), (Sydney) Normal Class GP/GGBFS /FA blend 40 MPa |  | 40 MPa in-situ, no reinforcement - Boral |  |  | Sydney, NSW
| W | ReadyMix | Boral | Sydney |  | Boral Pre-mix Concrete - Normal Class GP/GGBFS/FA blend 50 MPa | Normal Class GP/GGBFS/FA blend 50 MPa |  | Boral is the largest integrated construction... | EPD Australasia | Life Cycle Logic Pty Ltd | S-P-02336 | Version 1.2 | 2022-08-15 | 2026-04-01 | 378 | 1 m3 | Mar 04 2023 | OpenBox | https://epd-australasia.com/wp-content/uploads/2021/04/SP02336_Boral-EPD_NSW-ACT_Aug22_V1.2.pdf | 35 | 32 | 50 MPa | 50 | 50 MPa | Pre-mix Concrete |  |  | (Boral) | (NSW), (Sydney) |  |  |  |  | Normal | Class | GP/GGBFS/FA | blend |  |  |  |  | Normal Class GP/GGBFS/FA blend |  | Concrete, 50 MPa, in-situ, no reinforcement, Pre-mix Concrete Normal Class GP/GGBFS/FA blend (Boral) (NSW), (Sydney) Normal Class GP/GGBFS/FA blend 50 MPa |  | 50 MPa in-situ, no reinforcement - Boral |  |  | Sydney, NSW
| W | ReadyMix | Boral | Sydney |  | Boral Pre-mix Concrete - ENVIROCRETE 30% 20 MPa | ENVIROCRETE 30% 20 MPa |  | Boral is the largest integrated construction... | EPD Australasia | Life Cycle Logic Pty Ltd | S-P-02336 | Version 1.2 | 2022-08-15 | 2026-04-01 | 209 | 1 m3 | Mar 04 2023 | OpenBox | https://epd-australasia.com/wp-content/uploads/2021/04/SP02336_Boral-EPD_NSW-ACT_Aug22_V1.2.pdf | 20 | 17 | 20 MPa | 20 | 20 MPa | Pre-mix Concrete |  |  | (Boral) | (NSW), (Sydney) |  |  |  |  | ENVIROCRETE | 30% | [6 empty] | ENVIROCRETE 30% |  | Concrete, 20 MPa, in-situ, no reinforcement, Pre-mix Concrete ENVIROCRETE 30% (Boral) (NSW), (Sydney) ENVIROCRETE 30% 20 MPa |  | 20 MPa in-situ, no reinforcement - Boral |  |  | Sydney, NSW
| W | ReadyMix | Boral | Sydney |  | Boral Pre-mix Concrete - ENVIROCRETE 30% 25 MPa | ENVIROCRETE 30% 25 MPa |  | Boral is the largest integrated construction... | EPD Australasia | Life Cycle Logic Pty Ltd | S-P-02336 | Version 1.2 | 2022-08-15 | 2026-04-01 | 230 | 1 m3 | Mar 04 2023 | OpenBox | https://epd-australasia.com/wp-content/uploads/2021/04/SP02336_Boral-EPD_NSW-ACT_Aug22_V1.2.pdf | 20 | 17 | 25 MPa | 25 | 25 MPa | Pre-mix Concrete |  |  | (Boral) | (NSW), (Sydney) |  |  |  |  | ENVIROCRETE | 30% | [6 empty] | ENVIROCRETE 30% |  | Concrete, 25 MPa, in-situ, no reinforcement, Pre-mix Concrete ENVIROCRETE 30% (Boral) (NSW), (Sydney) ENVIROCRETE 30% 25 MPa |  | 25 MPa in-situ, no reinforcement - Boral |  |  | Sydney, NSW
| W | ReadyMix | Boral | Sydney |  | Boral Pre-mix Concrete - ENVIROCRETE 30% 32 MPa | ENVIROCRETE 30% 32 MPa |  | Boral is the largest integrated construction... | EPD Australasia | Life Cycle Logic Pty Ltd | S-P-02336 | Version 1.2 | 2022-08-15 | 2026-04-01 | 260 | 1 m3 | Mar 04 2023 | OpenBox | https://epd-australasia.com/wp-content/uploads/2021/04/SP02336_Boral-EPD_NSW-ACT_Aug22_V1.2.pdf | 20 | 17 | 32 MPa | 32 | 32 MPa | Pre-mix Concrete |  |  | (Boral) | (NSW), (Sydney) |  |  |  |  | ENVIROCRETE | 30% | [6 empty] | ENVIROCRETE 30% |  | Concrete, 32 MPa, in-situ, no reinforcement, Pre-mix Concrete ENVIROCRETE 30% (Boral) (NSW), (Sydney) ENVIROCRETE 30% 32 MPa |  | 32 MPa in-situ, no reinforcement - Boral |  |  | Sydney, NSW
| W | ReadyMix | Boral | Sydney |  | Boral Pre-mix Concrete - ENVIROCRETE 30% 40 MPa | ENVIROCRETE 30% 40 MPa |  | Boral is the largest integrated construction... | EPD Australasia | Life Cycle Logic Pty Ltd | S-P-02336 | Version 1.2 | 2022-08-15 | 2026-04-01 | 312 | 1 m3 | Mar 04 2023 | OpenBox | https://epd-australasia.com/wp-content/uploads/2021/04/SP02336_Boral-EPD_NSW-ACT_Aug22_V1.2.pdf | 20 | 17 | 40 MPa | 40 | 40 MPa | Pre-mix Concrete |  |  | (Boral) | (NSW), (Sydney) |  |  |  |  | ENVIROCRETE | 30% | [6 empty] | ENVIROCRETE 30% |  | Concrete, 40 MPa, in-situ, no reinforcement, Pre-mix Concrete ENVIROCRETE 30% (Boral) (NSW), (Sydney) ENVIROCRETE 30% 40 MPa |  | 40 MPa in-situ, no reinforcement - Boral |  |  | Sydney, NSW
| W | ReadyMix | Boral | Sydney |  | Boral Pre-mix Concrete - ENVIROCRETE 30% 50 MPa | ENVIROCRETE 30% 50 MPa |  | Boral is the largest integrated construction... | EPD Australasia | Life Cycle Logic Pty Ltd | S-P-02336 | Version 1.2 | 2022-08-15 | 2026-04-01 | 393 | 1 m3 | Mar 04 2023 | OpenBox | https://epd-australasia.com/wp-content/uploads/2021/04/SP02336_Boral-EPD_NSW-ACT_Aug22_V1.2.pdf | 20 | 17 | 50 MPa | 50 | 50 MPa | Pre-mix Concrete |  |  | (Boral) | (NSW), (Sydney) |  |  |  |  | ENVIROCRETE | 30% | [6 empty] | ENVIROCRETE 30% |  | Concrete, 50 MPa, in-situ, no reinforcement, Pre-mix Concrete ENVIROCRETE 30% (Boral) (NSW), (Sydney) ENVIROCRETE 30% 50 MPa |  | 50 MPa in-situ, no reinforcement - Boral |  |  | Sydney, NSW
| W | ReadyMix | Boral | Sydney |  | Boral Pre-mix Concrete - ENVIROCRETE 40% 20 MPa | ENVIROCRETE 40% 20 MPa |  | Boral is the largest integrated construction... | EPD Australasia | Life Cycle Logic Pty Ltd | S-P-02336 | Version 1.2 | 2022-08-15 | 2026-04-01 | 191 | 1 m3 | Mar 04 2023 | OpenBox | https://epd-australasia.com/wp-content/uploads/2021/04/SP02336_Boral-EPD_NSW-ACT_Aug22_V1.2.pdf | 20 | 17 | 20 MPa | 20 | 20 MPa | Pre-mix Concrete |  |  | (Boral) | (NSW), (Sydney) |  |  |  |  | ENVIROCRETE | 40% | [6 empty] | ENVIROCRETE 40% |  | Concrete, 20 MPa, in-situ, no reinforcement, Pre-mix Concrete ENVIROCRETE 40% (Boral) (NSW), (Sydney) ENVIROCRETE 40% 20 MPa |  | 20 MPa in-situ, no reinforcement - Boral |  |  | Sydney, NSW
| W | ReadyMix | Boral | Sydney |  | Boral Pre-mix Concrete - ENVIROCRETE 40% 25 MPa | ENVIROCRETE 40% 25 MPa |  | Boral is the largest integrated construction... | EPD Australasia | Life Cycle Logic Pty Ltd | S-P-02336 | Version 1.2 | 2022-08-15 | 2026-04-01 | 209 | 1 m3 | Mar 04 2023 | OpenBox | https://epd-australasia.com/wp-content/uploads/2021/04/SP02336_Boral-EPD_NSW-ACT_Aug22_V1.2.pdf | 20 | 17 | 25 MPa | 25 | 25 MPa | Pre-mix Concrete |  |  | (Boral) | (NSW), (Sydney) |  |  |  |  | ENVIROCRETE | 40% | [6 empty] | ENVIROCRETE 40% |  | Concrete, 25 MPa, in-situ, no reinforcement, Pre-mix Concrete ENVIROCRETE 40% (Boral) (NSW), (Sydney) ENVIROCRETE 40% 25 MPa |  | 25 MPa in-situ, no reinforcement - Boral |  |  | Sydney, NSW
| W | ReadyMix | Boral | Sydney |  | Boral Pre-mix Concrete - ENVIROCRETE 40% 32 MPa | ENVIROCRETE 40% 32 MPa |  | Boral is the largest integrated construction... | EPD Australasia | Life Cycle Logic Pty Ltd | S-P-02336 | Version 1.2 | 2022-08-15 | 2026-04-01 | 238 | 1 m3 | Mar 04 2023 | OpenBox | https://epd-australasia.com/wp-content/uploads/2021/04/SP02336_Boral-EPD_NSW-ACT_Aug22_V1.2.pdf | 20 | 17 | 32 MPa | 32 | 32 MPa | Pre-mix Concrete |  |  | (Boral) | (NSW), (Sydney) |  |  |  |  | ENVIROCRETE | 40% | [6 empty] | ENVIROCRETE 40% |  | Concrete, 32 MPa, in-situ, no reinforcement, Pre-mix Concrete ENVIROCRETE 40% (Boral) (NSW), (Sydney) ENVIROCRETE 40% 32 MPa |  | 32 MPa in-situ, no reinforcement - Boral |  |  | Sydney, NSW
| W | ReadyMix | Boral | Sydney |  | Boral Pre-mix Concrete - ENVIROCRETE 40% 40 MPa | ENVIROCRETE 40% 40 MPa |  | Boral is the largest integrated construction... | EPD Australasia | Life Cycle Logic Pty Ltd | S-P-02336 | Version 1.2 | 2022-08-15 | 2026-04-01 | 282 | 1 m3 | Mar 04 2023 | OpenBox | https://epd-australasia.com/wp-content/uploads/2021/04/SP02336_Boral-EPD_NSW-ACT_Aug22_V1.2.pdf | 20 | 17 | 40 MPa | 40 | 40 MPa | Pre-mix Concrete |  |  | (Boral) | (NSW), (Sydney) |  |  |  |  | ENVIROCRETE | 40% | [6 empty] | ENVIROCRETE 40% |  | Concrete, 40 MPa, in-situ, no reinforcement, Pre-mix Concrete ENVIROCRETE 40% (Boral) (NSW), (Sydney) ENVIROCRETE 40% 40 MPa |  | 40 MPa in-situ, no reinforcement - Boral |  |  | Sydney, NSW
| W | ReadyMix | Boral | Sydney |  | Boral Pre-mix Concrete - ENVIROCRETE 40% 50 MPa | ENVIROCRETE 40% 50 MPa |  | Boral is the largest integrated construction... | EPD Australasia | Life Cycle Logic Pty Ltd | S-P-02336 | Version 1.2 | 2022-08-15 | 2026-04-01 | 348 | 1 m3 | Mar 04 2023 | OpenBox | https://epd-australasia.com/wp-content/uploads/2021/04/SP02336_Boral-EPD_NSW-ACT_Aug22_V1.2.pdf | 20 | 17 | 50 MPa | 50 | 50 MPa | Pre-mix Concrete |  |  | (Boral) | (NSW), (Sydney) |  |  |  |  | ENVIROCRETE | 40% | [6 empty] | ENVIROCRETE 40% |  | Concrete, 50 MPa, in-situ, no reinforcement, Pre-mix Concrete ENVIROCRETE 40% (Boral) (NSW), (Sydney) ENVIROCRETE 40% 50 MPa |  | 50 MPa in-situ, no reinforcement - Boral |  |  | Sydney, NSW
| W | ReadyMix | Boral | Sydney |  | Boral Pre-mix Concrete - ENVIROCRETE PLUS 20MPa | ENVIROCRETE PLUS 20MPa |  | Boral is the largest integrated construction... | EPD Australasia | Life Cycle Logic Pty Ltd | S-P-02336 | Version 1.2 | 2022-08-15 | 2026-04-01 | 186 | 1 m3 | Mar 04 2023 | OpenBox | https://epd-australasia.com/wp-content/uploads/2021/04/SP02336_Boral-EPD_NSW-ACT_Aug22_V1.2.pdf | 20 | 17 | 20MPa | 20 | 20 MPa | Pre-mix Concrete |  |  | (Boral) | (NSW), (Sydney) |  |  |  |  | ENVIROCRETE | PLUS | [6 empty] | ENVIROCRETE PLUS |  | Concrete, 20 MPa, in-situ, no reinforcement, Pre-mix Concrete ENVIROCRETE PLUS (Boral) (NSW), (Sydney) ENVIROCRETE PLUS 20MPa |  | 20 MPa in-situ, no reinforcement - Boral |  |  | Sydney, NSW
| W | ReadyMix | Boral | Sydney |  | Boral Pre-mix Concrete - ENVIROCRETE PLUS 25MPa | ENVIROCRETE PLUS 25MPa |  | Boral is the largest integrated construction... | EPD Australasia | Life Cycle Logic Pty Ltd | S-P-02336 | Version 1.2 | 2022-08-15 | 2026-04-01 | 202 | 1 m3 | Mar 04 2023 | OpenBox | https://epd-australasia.com/wp-content/uploads/2021/04/SP02336_Boral-EPD_NSW-ACT_Aug22_V1.2.pdf | 20 | 17 | 25MPa | 25 | 25 MPa | Pre-mix Concrete |  |  | (Boral) | (NSW), (Sydney) |  |  |  |  | ENVIROCRETE | PLUS | [6 empty] | ENVIROCRETE PLUS |  | Concrete, 25 MPa, in-situ, no reinforcement, Pre-mix Concrete ENVIROCRETE PLUS (Boral) (NSW), (Sydney) ENVIROCRETE PLUS 25MPa |  | 25 MPa in-situ, no reinforcement - Boral |  |  | Sydney, NSW
| W | ReadyMix | Boral | Sydney |  | Boral Pre-mix Concrete - ENVIROCRETE PLUS 50MPa | ENVIROCRETE PLUS 50MPa |  | Boral is the largest integrated construction... | EPD Australasia | Life Cycle Logic Pty Ltd | S-P-02336 | Version 1.2 | 2022-08-15 | 2026-04-01 | 337 | 1 m3 | Mar 04 2023 | OpenBox | https://epd-australasia.com/wp-content/uploads/2021/04/SP02336_Boral-EPD_NSW-ACT_Aug22_V1.2.pdf | 20 | 17 | 50MPa | 50 | 50 MPa | Pre-mix Concrete |  |  | (Boral) | (NSW), (Sydney) |  |  |  |  | ENVIROCRETE | PLUS | [6 empty] | ENVIROCRETE PLUS |  | Concrete, 50 MPa, in-situ, no reinforcement, Pre-mix Concrete ENVIROCRETE PLUS (Boral) (NSW), (Sydney) ENVIROCRETE PLUS 50MPa |  | 50 MPa in-situ, no reinforcement - Boral |  |  | Sydney, NSW
| W | ReadyMix | Boral | Sydney |  | Boral Pre-mix Concrete - ENVISIA 20MPa | ENVISIA 20MPa |  | Boral is the largest integrated construction... | EPD Australasia | Life Cycle Logic Pty Ltd | S-P-02336 | Version 1.2 | 2022-08-15 | 2026-04-01 | 176 | 1 m3 | Mar 04 2023 | OpenBox | https://epd-australasia.com/wp-content/uploads/2021/04/SP02336_Boral-EPD_NSW-ACT_Aug22_V1.2.pdf | 11 | 8 | 20MPa | 20 | 20 MPa | Pre-mix Concrete |  |  | (Boral) | (NSW), (Sydney) |  |  |  |  | ENVISIA | [7 empty] | ENVISIA |  | Concrete, 20 MPa, in-situ, no reinforcement, Pre-mix Concrete ENVISIA (Boral) (NSW), (Sydney) ENVISIA 20MPa |  | 20 MPa in-situ, no reinforcement - Boral |  |  | Sydney, NSW
| W | ReadyMix | Boral | Sydney |  | Boral Pre-mix Concrete - ENVIROCRETE PLUS 32MPa | ENVIROCRETE PLUS 32MPa |  | Boral is the largest integrated construction... | EPD Australasia | Life Cycle Logic Pty Ltd | S-P-02336 | Version 1.2 | 2022-08-15 | 2026-04-01 | 229 | 1 m3 | Mar 04 2023 | OpenBox | https://epd-australasia.com/wp-content/uploads/2021/04/SP02336_Boral-EPD_NSW-ACT_Aug22_V1.2.pdf | 20 | 17 | 32MPa | 32 | 32 MPa | Pre-mix Concrete |  |  | (Boral) | (NSW), (Sydney) |  |  |  |  | ENVIROCRETE | PLUS | [6 empty] | ENVIROCRETE PLUS |  | Concrete, 32 MPa, in-situ, no reinforcement, Pre-mix Concrete ENVIROCRETE PLUS (Boral) (NSW), (Sydney) ENVIROCRETE PLUS 32MPa |  | 32 MPa in-situ, no reinforcement - Boral |  |  | Sydney, NSW
| W | ReadyMix | Boral | Sydney |  | Boral Pre-mix Concrete - ENVIROCRETE PLUS 40MPa | ENVIROCRETE PLUS 40MPa |  | Boral is the largest integrated construction... | EPD Australasia | Life Cycle Logic Pty Ltd | S-P-02336 | Version 1.2 | 2022-08-15 | 2026-04-01 | 272 | 1 m3 | Mar 04 2023 | OpenBox | https://epd-australasia.com/wp-content/uploads/2021/04/SP02336_Boral-EPD_NSW-ACT_Aug22_V1.2.pdf | 20 | 17 | 40MPa | 40 | 40 MPa | Pre-mix Concrete |  |  | (Boral) | (NSW), (Sydney) |  |  |  |  | ENVIROCRETE | PLUS | [6 empty] | ENVIROCRETE PLUS |  | Concrete, 40 MPa, in-situ, no reinforcement, Pre-mix Concrete ENVIROCRETE PLUS (Boral) (NSW), (Sydney) ENVIROCRETE PLUS 40MPa |  | 40 MPa in-situ, no reinforcement - Boral |  |  | Sydney, NSW
| W | ReadyMix | Boral | Sydney |  | Boral Pre-mix Concrete - ENVISIA 25MPa | ENVISIA 25MPa |  | Boral is the largest integrated construction... | EPD Australasia | Life Cycle Logic Pty Ltd | S-P-02336 | Version 1.2 | 2022-08-15 | 2026-04-01 | 184 | 1 m3 | Mar 04 2023 | OpenBox | https://epd-australasia.com/wp-content/uploads/2021/04/SP02336_Boral-EPD_NSW-ACT_Aug22_V1.2.pdf | 11 | 8 | 25MPa | 25 | 25 MPa | Pre-mix Concrete |  |  | (Boral) | (NSW), (Sydney) |  |  |  |  | ENVISIA | [7 empty] | ENVISIA |  | Concrete, 25 MPa, in-situ, no reinforcement, Pre-mix Concrete ENVISIA (Boral) (NSW), (Sydney) ENVISIA 25MPa |  | 25 MPa in-situ, no reinforcement - Boral |  |  | Sydney, NSW
| W | ReadyMix | Boral | Sydney |  | Boral Pre-mix Concrete - ENVISIA 32MPa | ENVISIA 32MPa |  | Boral is the largest integrated construction... | EPD Australasia | Life Cycle Logic Pty Ltd | S-P-02336 | Version 1.2 | 2022-08-15 | 2026-04-01 | 198 | 1 m3 | Mar 04 2023 | OpenBox | https://epd-australasia.com/wp-content/uploads/2021/04/SP02336_Boral-EPD_NSW-ACT_Aug22_V1.2.pdf | 11 | 8 | 32MPa | 32 | 32 MPa | Pre-mix Concrete |  |  | (Boral) | (NSW), (Sydney) |  |  |  |  | ENVISIA | [7 empty] | ENVISIA |  | Concrete, 32 MPa, in-situ, no reinforcement, Pre-mix Concrete ENVISIA (Boral) (NSW), (Sydney) ENVISIA 32MPa |  | 32 MPa in-situ, no reinforcement - Boral |  |  | Sydney, NSW
| W | ReadyMix | Boral | Sydney |  | Boral Pre-mix Concrete - HIGH SLUMP 80MPa | HIGH SLUMP 80MPa |  | Boral is the largest integrated construction... | EPD Australasia | Life Cycle Logic Pty Ltd | S-P-02336 | Version 1.2 | 2022-08-15 | 2026-04-01 | 385 | 1 m3 | Mar 04 2023 | OpenBox | https://epd-australasia.com/wp-content/uploads/2021/04/SP02336_Boral-EPD_NSW-ACT_Aug22_V1.2.pdf | 14 | 11 | 80MPa | 80 | 80 MPa | Pre-mix Concrete |  |  | (Boral) | (NSW), (Sydney) |  |  |  |  | HIGH | SLUMP | [6 empty] | HIGH SLUMP |  | Concrete, 80 MPa, in-situ, no reinforcement, Pre-mix Concrete HIGH SLUMP (Boral) (NSW), (Sydney) HIGH SLUMP 80MPa |  | 80 MPa in-situ, no reinforcement - Boral |  |  | Sydney, NSW
| W | ReadyMix | Boral | Sydney |  | Boral Pre-mix Concrete - TREMIE 40MPa | TREMIE 40MPa |  | Boral is the largest integrated construction... | EPD Australasia | Life Cycle Logic Pty Ltd | S-P-02336 | Version 1.2 | 2022-08-15 | 2026-04-01 | 258 | 1 m3 | Mar 04 2023 | OpenBox | https://epd-australasia.com/wp-content/uploads/2021/04/SP02336_Boral-EPD_NSW-ACT_Aug22_V1.2.pdf | 10 | 7 | 40MPa | 40 | 40 MPa | Pre-mix Concrete |  |  | (Boral) | (NSW), (Sydney) |  |  |  |  | TREMIE | [7 empty] | TREMIE |  | Concrete, 40 MPa, in-situ, no reinforcement, Pre-mix Concrete TREMIE (Boral) (NSW), (Sydney) TREMIE 40MPa |  | 40 MPa in-situ, no reinforcement - Boral |  |  | Sydney, NSW
| W | ReadyMix | Boral | Sydney |  | Boral Pre-mix Concrete - TREMIE 50MPa | TREMIE 50MPa |  | Boral is the largest integrated construction... | EPD Australasia | Life Cycle Logic Pty Ltd | S-P-02336 | Version 1.2 | 2022-08-15 | 2026-04-01 | 335 | 1 m3 | Mar 04 2023 | OpenBox | https://epd-australasia.com/wp-content/uploads/2021/04/SP02336_Boral-EPD_NSW-ACT_Aug22_V1.2.pdf | 10 | 7 | 50MPa | 50 | 50 MPa | Pre-mix Concrete |  |  | (Boral) | (NSW), (Sydney) |  |  |  |  | TREMIE | [7 empty] | TREMIE |  | Concrete, 50 MPa, in-situ, no reinforcement, Pre-mix Concrete TREMIE (Boral) (NSW), (Sydney) TREMIE 50MPa |  | 50 MPa in-situ, no reinforcement - Boral |  |  | Sydney, NSW
| W | ReadyMix | Boral | Sydney |  | Boral Pre-mix Concrete - ENVISIA 40MPa | ENVISIA 40MPa |  | Boral is the largest integrated construction... | EPD Australasia | Life Cycle Logic Pty Ltd | S-P-02336 | Version 1.2 | 2022-08-15 | 2026-04-01 | 249 | 1 m3 | Mar 04 2023 | OpenBox | https://epd-australasia.com/wp-content/uploads/2021/04/SP02336_Boral-EPD_NSW-ACT_Aug22_V1.2.pdf | 11 | 8 | 40MPa | 40 | 40 MPa | Pre-mix Concrete |  |  | (Boral) | (NSW), (Sydney) |  |  |  |  | ENVISIA | [7 empty] | ENVISIA |  | Concrete, 40 MPa, in-situ, no reinforcement, Pre-mix Concrete ENVISIA (Boral) (NSW), (Sydney) ENVISIA 40MPa |  | 40 MPa in-situ, no reinforcement - Boral |  |  | Sydney, NSW
| W | ReadyMix | Boral | Sydney |  | Boral Pre-mix Concrete - TREMIE 65MPa | TREMIE 65MPa |  | Boral is the largest integrated construction... | EPD Australasia | Life Cycle Logic Pty Ltd | S-P-02336 | Version 1.2 | 2022-08-15 | 2026-04-01 | 379 | 1 m3 | Mar 04 2023 | OpenBox | https://epd-australasia.com/wp-content/uploads/2021/04/SP02336_Boral-EPD_NSW-ACT_Aug22_V1.2.pdf | 10 | 7 | 65MPa | 65 | 65 MPa | Pre-mix Concrete |  |  | (Boral) | (NSW), (Sydney) |  |  |  |  | TREMIE | [7 empty] | TREMIE |  | Concrete, 65 MPa, in-situ, no reinforcement, Pre-mix Concrete TREMIE (Boral) (NSW), (Sydney) TREMIE 65MPa |  | 65 MPa in-situ, no reinforcement - Boral |  |  | Sydney, NSW
| W | ReadyMix | Boral | Sydney |  | Boral Pre-mix Concrete - SHOTCRETE 40MPa 10MM | SHOTCRETE 40MPa 10MM |  | Boral is the largest integrated construction... | EPD Australasia | Life Cycle Logic Pty Ltd | S-P-02336 | Version 1.2 | 2022-08-15 | 2026-04-01 | 309 | 1 m3 | Mar 04 2023 | OpenBox | https://epd-australasia.com/wp-content/uploads/2021/04/SP02336_Boral-EPD_NSW-ACT_Aug22_V1.2.pdf | 13 | 10 | 40MPa | 40 | 40 MPa | Pre-mix Concrete |  |  | (Boral) | (NSW), (Sydney) |  |  |  |  | SHOTCRETE | [7 empty] | SHOTCRETE |  | Concrete, 40 MPa, in-situ, no reinforcement, Pre-mix Concrete SHOTCRETE (Boral) (NSW), (Sydney) SHOTCRETE 40MPa 10MM |  | 40 MPa in-situ, no reinforcement - Boral |  |  | Sydney, NSW
| W | ReadyMix | Boral | Sydney |  | Boral Pre-mix Concrete - ENVISIA 50MPa | ENVISIA 50MPa |  | Boral is the largest integrated construction... | EPD Australasia | Life Cycle Logic Pty Ltd | S-P-02336 | Version 1.2 | 2022-08-15 | 2026-04-01 | 324 | 1 m3 | Mar 04 2023 | OpenBox | https://epd-australasia.com/wp-content/uploads/2021/04/SP02336_Boral-EPD_NSW-ACT_Aug22_V1.2.pdf | 11 | 8 | 50MPa | 50 | 50 MPa | Pre-mix Concrete |  |  | (Boral) | (NSW), (Sydney) |  |  |  |  | ENVISIA | [7 empty] | ENVISIA |  | Concrete, 50 MPa, in-situ, no reinforcement, Pre-mix Concrete ENVISIA (Boral) (NSW), (Sydney) ENVISIA 50MPa |  | 50 MPa in-situ, no reinforcement - Boral |  |  | Sydney, NSW
| W | ReadyMix | Boral | Sydney |  | Boral Pre-mix Concrete - ENVISIA 65MPa | ENVISIA 65MPa |  | Boral is the largest integrated construction... | EPD Australasia | Life Cycle Logic Pty Ltd | S-P-02336 | Version 1.2 | 2022-08-15 | 2026-04-01 | 343 | 1 m3 | Mar 04 2023 | OpenBox | https://epd-australasia.com/wp-content/uploads/2021/04/SP02336_Boral-EPD_NSW-ACT_Aug22_V1.2.pdf | 11 | 8 | 65MPa | 65 | 65 MPa | Pre-mix Concrete |  |  | (Boral) | (NSW), (Sydney) |  |  |  |  | ENVISIA | [7 empty] | ENVISIA |  | Concrete, 65 MPa, in-situ, no reinforcement, Pre-mix Concrete ENVISIA (Boral) (NSW), (Sydney) ENVISIA 65MPa |  | 65 MPa in-situ, no reinforcement - Boral |  |  | Sydney, NSW
| W | ReadyMix | Boral | Sydney |  | Boral Pre-mix Concrete - ENVISIA 80MPa | ENVISIA 80MPa |  | Boral is the largest integrated construction... | EPD Australasia | Life Cycle Logic Pty Ltd | S-P-02336 | Version 1.2 | 2022-08-15 | 2026-04-01 | 422 | 1 m3 | Mar 04 2023 | OpenBox | https://epd-australasia.com/wp-content/uploads/2021/04/SP02336_Boral-EPD_NSW-ACT_Aug22_V1.2.pdf | 11 | 8 | 80MPa | 80 | 80 MPa | Pre-mix Concrete |  |  | (Boral) | (NSW), (Sydney) |  |  |  |  | ENVISIA | [7 empty] | ENVISIA |  | Concrete, 80 MPa, in-situ, no reinforcement, Pre-mix Concrete ENVISIA (Boral) (NSW), (Sydney) ENVISIA 80MPa |  | 80 MPa in-situ, no reinforcement - Boral |  |  | Sydney, NSW
| W | ReadyMix | Boral | Sydney |  | Boral Pre-mix Concrete - POST TENSIONED 40MPa 22@3 | POST TENSIONED 40MPa 22@3 |  | Boral is the largest integrated construction... | EPD Australasia | Life Cycle Logic Pty Ltd | S-P-02336 | Version 1.2 | 2022-08-15 | 2026-04-01 | 342 | 1 m3 | Mar 04 2023 | OpenBox | https://epd-australasia.com/wp-content/uploads/2021/04/SP02336_Boral-EPD_NSW-ACT_Aug22_V1.2.pdf | 18 | 15 | 40MPa | 40 | 40 MPa | Pre-mix Concrete |  |  | (Boral) | (NSW), (Sydney) |  |  |  |  | POST | TENSIONED | [6 empty] | POST TENSIONED |  | Concrete, 40 MPa, in-situ, no reinforcement, Pre-mix Concrete POST TENSIONED (Boral) (NSW), (Sydney) POST TENSIONED 40MPa 22@3 |  | 40 MPa in-situ, no reinforcement - Boral |  |  | Sydney, NSW
| W | ReadyMix | Boral | Sydney |  | Boral Pre-mix Concrete - KERB MACHINE 25MPa 10MM | KERB MACHINE 25MPa 10MM |  | Boral is the largest integrated construction... | EPD Australasia | Life Cycle Logic Pty Ltd | S-P-02336 | Version 1.2 | 2022-08-15 | 2026-04-01 | 252 | 1 m3 | Mar 04 2023 | OpenBox | https://epd-australasia.com/wp-content/uploads/2021/04/SP02336_Boral-EPD_NSW-ACT_Aug22_V1.2.pdf | 16 | 13 | 25MPa | 25 | 25 MPa | Pre-mix Concrete |  |  | (Boral) | (NSW), (Sydney) |  |  |  |  | KERB | MACHINE | [6 empty] | KERB MACHINE |  | Concrete, 25 MPa, in-situ, no reinforcement, Pre-mix Concrete KERB MACHINE (Boral) (NSW), (Sydney) KERB MACHINE 25MPa 10MM |  | 25 MPa in-situ, no reinforcement - Boral |  |  | Sydney, NSW
| W | ReadyMix | Boral | Sydney |  | Boral Pre-mix Concrete - POST TENSIONED 40MPa 22@4 | POST TENSIONED 40MPa 22@4 |  | Boral is the largest integrated construction... | EPD Australasia | Life Cycle Logic Pty Ltd | S-P-02336 | Version 1.2 | 2022-08-15 | 2026-04-01 | 335 | 1 m3 | Mar 04 2023 | OpenBox | https://epd-australasia.com/wp-content/uploads/2021/04/SP02336_Boral-EPD_NSW-ACT_Aug22_V1.2.pdf | 18 | 15 | 40MPa | 40 | 40 MPa | Pre-mix Concrete |  |  | (Boral) | (NSW), (Sydney) |  |  |  |  | POST | TENSIONED | [6 empty] | POST TENSIONED |  | Concrete, 40 MPa, in-situ, no reinforcement, Pre-mix Concrete POST TENSIONED (Boral) (NSW), (Sydney) POST TENSIONED 40MPa 22@4 |  | 40 MPa in-situ, no reinforcement - Boral |  |  | Sydney, NSW
| W | ReadyMix | Boral | Sydney |  | Boral Pre-mix Concrete - POST TENSIONED 40MPa 22@5 | POST TENSIONED 40MPa 22@5 |  | Boral is the largest integrated construction... | EPD Australasia | Life Cycle Logic Pty Ltd | S-P-02336 | Version 1.2 | 2022-08-15 | 2026-04-01 | 325 | 1 m3 | Mar 04 2023 | OpenBox | https://epd-australasia.com/wp-content/uploads/2021/04/SP02336_Boral-EPD_NSW-ACT_Aug22_V1.2.pdf | 18 | 15 | 40MPa | 40 | 40 MPa | Pre-mix Concrete |  |  | (Boral) | (NSW), (Sydney) |  |  |  |  | POST | TENSIONED | [6 empty] | POST TENSIONED |  | Concrete, 40 MPa, in-situ, no reinforcement, Pre-mix Concrete POST TENSIONED (Boral) (NSW), (Sydney) POST TENSIONED 40MPa 22@5 |  | 40 MPa in-situ, no reinforcement - Boral |  |  | Sydney, NSW
| W | ReadyMix | Boral | Sydney |  | Boral Pre-mix Concrete - HIGH SLUMP 50MPa | HIGH SLUMP 50MPa |  | Boral is the largest integrated construction... | EPD Australasia | Life Cycle Logic Pty Ltd | S-P-02336 | Version 1.2 | 2022-08-15 | 2026-04-01 | 328 | 1 m3 | Mar 04 2023 | OpenBox | https://epd-australasia.com/wp-content/uploads/2021/04/SP02336_Boral-EPD_NSW-ACT_Aug22_V1.2.pdf | 14 | 11 | 50MPa | 50 | 50 MPa | Pre-mix Concrete |  |  | (Boral) | (NSW), (Sydney) |  |  |  |  | HIGH | SLUMP | [6 empty] | HIGH SLUMP |  | Concrete, 50 MPa, in-situ, no reinforcement, Pre-mix Concrete HIGH SLUMP (Boral) (NSW), (Sydney) HIGH SLUMP 50MPa |  | 50 MPa in-situ, no reinforcement - Boral |  |  | Sydney, NSW
| W | ReadyMix | Boral | Sydney |  | Boral Pre-mix Concrete - HIGH SLUMP 65MPa | HIGH SLUMP 65MPa |  | Boral is the largest integrated construction... | EPD Australasia | Life Cycle Logic Pty Ltd | S-P-02336 | Version 1.2 | 2022-08-15 | 2026-04-01 | 379 | 1 m3 | Mar 04 2023 | OpenBox | https://epd-australasia.com/wp-content/uploads/2021/04/SP02336_Boral-EPD_NSW-ACT_Aug22_V1.2.pdf | 14 | 11 | 65MPa | 65 | 65 MPa | Pre-mix Concrete |  |  | (Boral) | (NSW), (Sydney) |  |  |  |  | HIGH | SLUMP | [6 empty] | HIGH SLUMP |  | Concrete, 65 MPa, in-situ, no reinforcement, Pre-mix Concrete HIGH SLUMP (Boral) (NSW), (Sydney) HIGH SLUMP 65MPa |  | 65 MPa in-situ, no reinforcement - Boral |  |  | Sydney, NSW
| W | ReadyMix | Boral | Sydney |  | Boral Pre-mix Concrete - KERB MACHINE 32MPa 10MM | KERB MACHINE 32MPa 10MM |  | Boral is the largest integrated construction... | EPD Australasia | Life Cycle Logic Pty Ltd | S-P-02336 | Version 1.2 | 2022-08-15 | 2026-04-01 | 287 | 1 m3 | Mar 04 2023 | OpenBox | https://epd-australasia.com/wp-content/uploads/2021/04/SP02336_Boral-EPD_NSW-ACT_Aug22_V1.2.pdf | 16 | 13 | 32MPa | 32 | 32 MPa | Pre-mix Concrete |  |  | (Boral) | (NSW), (Sydney) |  |  |  |  | KERB | MACHINE | [6 empty] | KERB MACHINE |  | Concrete, 32 MPa, in-situ, no reinforcement, Pre-mix Concrete KERB MACHINE (Boral) (NSW), (Sydney) KERB MACHINE 32MPa 10MM |  | 32 MPa in-situ, no reinforcement - Boral |  |  | Sydney, NSW
| W | ReadyMix | Boral | Sydney |  | Boral Pre-mix Concrete - NO FINES 6:1 | NO FINES 6:1 |  | Boral is the largest integrated construction... | EPD Australasia | Life Cycle Logic Pty Ltd | S-P-02336 | Version 1.2 | 2022-08-15 | 2026-04-01 | 250 | 1 m3 | Mar 04 2023 | OpenBox | https://epd-australasia.com/wp-content/uploads/2021/04/SP02336_Boral-EPD_NSW-ACT_Aug22_V1.2.pdf | #VALUE! | #VALUE! | ? | ? | ? MPa | Pre-mix Concrete |  |  | (Boral) | (NSW), (Sydney) |  |  |  |  | NO | FINES | 6:1 | [5 empty] | NO FINES 6:1 |  | Concrete, ? MPa, in-situ, no reinforcement, Pre-mix Concrete NO FINES 6:1 (Boral) (NSW), (Sydney) NO FINES 6:1 |  | ? MPa in-situ, no reinforcement - Boral |  |  | Sydney, NSW
| W | ReadyMix | Boral | Sydney |  | Boral Pre-mix Concrete - TfNSW B80 40MPa 20MM TREMIE B2 EXPOSURE | TfNSW B80 40MPa 20MM TREMIE B2 EXPOSURE |  | Boral is the largest integrated construction... | EPD Australasia | Life Cycle Logic Pty Ltd | S-P-02336 | Version 1.2 | 2022-08-15 | 2026-04-01 | 235 | 1 m3 | Mar 04 2023 | OpenBox | https://epd-australasia.com/wp-content/uploads/2021/04/SP02336_Boral-EPD_NSW-ACT_Aug22_V1.2.pdf | 13 | 10 | 40MPa | 40 | 40 MPa | Pre-mix Concrete |  |  | (Boral) | (NSW), (Sydney) |  |  |  |  | TfNSW | B80 | [6 empty] | TfNSW B80 |  | Concrete, 40 MPa, in-situ, no reinforcement, Pre-mix Concrete TfNSW B80 (Boral) (NSW), (Sydney) TfNSW B80 40MPa 20MM TREMIE B2 EXPOSURE |  | 40 MPa in-situ, no reinforcement - Boral |  |  | Sydney, NSW
| W | ReadyMix | Boral | Sydney |  | Boral Pre-mix Concrete - STABILISED SAND 4:1 | STABILISED SAND 4:1 |  | Boral is the largest integrated construction... | EPD Australasia | Life Cycle Logic Pty Ltd | S-P-02336 | Version 1.2 | 2022-08-15 | 2026-04-01 | 172 | 1 m3 | Mar 04 2023 | OpenBox | https://epd-australasia.com/wp-content/uploads/2021/04/SP02336_Boral-EPD_NSW-ACT_Aug22_V1.2.pdf | #VALUE! | #VALUE! | ? | ? | ? MPa | Pre-mix Concrete |  |  | (Boral) | (NSW), (Sydney) |  |  |  |  | STABILISED | SAND | 4:1 | [5 empty] | STABILISED SAND 4:1 |  | Concrete, ? MPa, in-situ, no reinforcement, Pre-mix Concrete STABILISED SAND 4:1 (Boral) (NSW), (Sydney) STABILISED SAND 4:1 |  | ? MPa in-situ, no reinforcement - Boral |  |  | Sydney, NSW
| W | ReadyMix | Boral | Sydney |  | Boral Pre-mix Concrete - TfNSW B80 50MPa 20MM TREMIE CFA C1 EXPOSURE | TfNSW B80 50MPa 20MM TREMIE CFA C1 EXPOSURE |  | Boral is the largest integrated construction... | EPD Australasia | Life Cycle Logic Pty Ltd | S-P-02336 | Version 1.2 | 2022-08-15 | 2026-04-01 | 248 | 1 m3 | Mar 04 2023 | OpenBox | https://epd-australasia.com/wp-content/uploads/2021/04/SP02336_Boral-EPD_NSW-ACT_Aug22_V1.2.pdf | 13 | 10 | 50MPa | 50 | 50 MPa | Pre-mix Concrete |  |  | (Boral) | (NSW), (Sydney) |  |  |  |  | TfNSW | B80 | [6 empty] | TfNSW B80 |  | Concrete, 50 MPa, in-situ, no reinforcement, Pre-mix Concrete TfNSW B80 (Boral) (NSW), (Sydney) TfNSW B80 50MPa 20MM TREMIE CFA C1 EXPOSURE |  | 50 MPa in-situ, no reinforcement - Boral |  |  | Sydney, NSW
| W | ReadyMix | Boral | Sydney |  | Boral Pre-mix Concrete - TfNSW B80 50MPa 20MM PUMP B2 EXPOSURE | TfNSW B80 50MPa 20MM PUMP B2 EXPOSURE |  | Boral is the largest integrated construction... | EPD Australasia | Life Cycle Logic Pty Ltd | S-P-02336 | Version 1.2 | 2022-08-15 | 2026-04-01 | 239 | 1 m3 | Mar 04 2023 | OpenBox | https://epd-australasia.com/wp-content/uploads/2021/04/SP02336_Boral-EPD_NSW-ACT_Aug22_V1.2.pdf | 13 | 10 | 50MPa | 50 | 50 MPa | Pre-mix Concrete |  |  | (Boral) | (NSW), (Sydney) |  |  |  |  | TfNSW | B80 | [6 empty] | TfNSW B80 |  | Concrete, 50 MPa, in-situ, no reinforcement, Pre-mix Concrete TfNSW B80 (Boral) (NSW), (Sydney) TfNSW B80 50MPa 20MM PUMP B2 EXPOSURE |  | 50 MPa in-situ, no reinforcement - Boral |  |  | Sydney, NSW
| W | ReadyMix | Boral | Sydney |  | Boral Pre-mix Concrete - TfNSW B80 50MPa 20MM TREMIE B2 EXPOSURE | TfNSW B80 50MPa 20MM TREMIE B2 EXPOSURE |  | Boral is the largest integrated construction... | EPD Australasia | Life Cycle Logic Pty Ltd | S-P-02336 | Version 1.2 | 2022-08-15 | 2026-04-01 | 233 | 1 m3 | Mar 04 2023 | OpenBox | https://epd-australasia.com/wp-content/uploads/2021/04/SP02336_Boral-EPD_NSW-ACT_Aug22_V1.2.pdf | 13 | 10 | 50MPa | 50 | 50 MPa | Pre-mix Concrete |  |  | (Boral) | (NSW), (Sydney) |  |  |  |  | TfNSW | B80 | [6 empty] | TfNSW B80 |  | Concrete, 50 MPa, in-situ, no reinforcement, Pre-mix Concrete TfNSW B80 (Boral) (NSW), (Sydney) TfNSW B80 50MPa 20MM TREMIE B2 EXPOSURE |  | 50 MPa in-situ, no reinforcement - Boral |  |  | Sydney, NSW
| W | ReadyMix | Boral | Sydney |  | Boral Pre-mix Concrete - TfNSW R83 35MPa 20MM HAND/MACHINE PLACED | TfNSW R83 35MPa 20MM HAND/MACHINE PLACED |  | Boral is the largest integrated construction... | EPD Australasia | Life Cycle Logic Pty Ltd | S-P-02336 | Version 1.2 | 2022-08-15 | 2026-04-01 | 289 | 1 m3 | Mar 04 2023 | OpenBox | https://epd-australasia.com/wp-content/uploads/2021/04/SP02336_Boral-EPD_NSW-ACT_Aug22_V1.2.pdf | 13 | 10 | 35MPa | 35 | 35 MPa | Pre-mix Concrete |  |  | (Boral) | (NSW), (Sydney) |  |  |  |  | TfNSW | R83 | [6 empty] | TfNSW R83 |  | Concrete, 35 MPa, in-situ, no reinforcement, Pre-mix Concrete TfNSW R83 (Boral) (NSW), (Sydney) TfNSW R83 35MPa 20MM HAND/MACHINE PLACED |  | 35 MPa in-situ, no reinforcement - Boral |  |  | Sydney, NSW
| W | ReadyMix | Boral | Sydney |  | Boral Pre-mix Concrete - TfNSW B80 40MPa 20MM PUMP B1 EXPOSURE | TfNSW B80 40MPa 20MM PUMP B1 EXPOSURE |  | Boral is the largest integrated construction... | EPD Australasia | Life Cycle Logic Pty Ltd | S-P-02336 | Version 1.2 | 2022-08-15 | 2026-04-01 | 313 | 1 m3 | Mar 04 2023 | OpenBox | https://epd-australasia.com/wp-content/uploads/2021/04/SP02336_Boral-EPD_NSW-ACT_Aug22_V1.2.pdf | 13 | 10 | 40MPa | 40 | 40 MPa | Pre-mix Concrete |  |  | (Boral) | (NSW), (Sydney) |  |  |  |  | TfNSW | B80 | [6 empty] | TfNSW B80 |  | Concrete, 40 MPa, in-situ, no reinforcement, Pre-mix Concrete TfNSW B80 (Boral) (NSW), (Sydney) TfNSW B80 40MPa 20MM PUMP B1 EXPOSURE |  | 40 MPa in-situ, no reinforcement - Boral |  |  | Sydney, NSW
| W | ReadyMix | Boral | Sydney |  | Boral Pre-mix Concrete - TfNSW B80 40MPa 20MM PUMP B2 EXPOSURE | TfNSW B80 40MPa 20MM PUMP B2 EXPOSURE |  | Boral is the largest integrated construction... | EPD Australasia | Life Cycle Logic Pty Ltd | S-P-02336 | Version 1.2 | 2022-08-15 | 2026-04-01 | 231 | 1 m3 | Mar 04 2023 | OpenBox | https://epd-australasia.com/wp-content/uploads/2021/04/SP02336_Boral-EPD_NSW-ACT_Aug22_V1.2.pdf | 13 | 10 | 40MPa | 40 | 40 MPa | Pre-mix Concrete |  |  | (Boral) | (NSW), (Sydney) |  |  |  |  | TfNSW | B80 | [6 empty] | TfNSW B80 |  | Concrete, 40 MPa, in-situ, no reinforcement, Pre-mix Concrete TfNSW B80 (Boral) (NSW), (Sydney) TfNSW B80 40MPa 20MM PUMP B2 EXPOSURE |  | 40 MPa in-situ, no reinforcement - Boral |  |  | Sydney, NSW
| W | ReadyMix | Boral | Sydney |  | Boral Pre-mix Concrete - Normal Class GP blend 20MPa | Normal Class GP blend 20MPa |  | Boral is the largest integrated construction... | EPD (International) AB | Life Cycle Logic Pty Ltd | S-P-02336 | Version 1.2 | 2022-08-15 | 2026-04-01 | 271 | 1 m3 | Mar 04 2023 | OpenBox | https://epd-australasia.com/wp-content/uploads/2021/04/SP02336_Boral-EPD_NSW-ACT_Aug22_V1.2.pdf | 25 | 22 | 20MPa | 20 | 20 MPa | Pre-mix Concrete |  |  | (Boral) | (NSW), (Sydney) |  |  |  |  | Normal | Class | GP | blend |  |  |  |  | Normal Class GP blend |  | Concrete, 20 MPa, in-situ, no reinforcement, Pre-mix Concrete Normal Class GP blend (Boral) (NSW), (Sydney) Normal Class GP blend 20MPa |  | 20 MPa in-situ, no reinforcement - Boral |  |  | Sydney, NSW
| W | ReadyMix | Boral | Wollongong |  | Boral Pre-mix Concrete - Normal Class GP blend 25MPa | Normal Class GP blend 25MPa |  | Boral is the largest integrated construction... | EPD Australasia | Life Cycle Logic Pty Ltd | S-P-02336 | Version 1.2 | 2022-08-15 | 2026-04-01 | 285 | 1 m3 | Mar 04 2023 | OpenBox | https://epd-australasia.com/wp-content/uploads/2021/04/SP02336_Boral-EPD_NSW-ACT_Aug22_V1.2.pdf | 25 | 22 | 25MPa | 25 | 25 MPa | Pre-mix Concrete |  |  | (Boral) | (NSW), (Wollongong) |  |  |  |  | Normal | Class | GP | blend |  |  |  |  | Normal Class GP blend |  | Concrete, 25 MPa, in-situ, no reinforcement, Pre-mix Concrete Normal Class GP blend (Boral) (NSW), (Wollongong) Normal Class GP blend 25MPa |  | 25 MPa in-situ, no reinforcement - Boral |  |  | Wollongong, NSW
| W | ReadyMix | Boral | Wollongong |  | Boral Pre-mix Concrete - Normal Class GP blend 32MPa | Normal Class GP blend 32MPa |  | Boral is the largest integrated construction... | EPD Australasia | Life Cycle Logic Pty Ltd | S-P-02336 | Version 1.2 | 2022-08-15 | 2026-04-01 | 310 | 1 m3 | Mar 04 2023 | OpenBox | https://epd-australasia.com/wp-content/uploads/2021/04/SP02336_Boral-EPD_NSW-ACT_Aug22_V1.2.pdf | 25 | 22 | 32MPa | 32 | 32 MPa | Pre-mix Concrete |  |  | (Boral) | (NSW), (Wollongong) |  |  |  |  | Normal | Class | GP | blend |  |  |  |  | Normal Class GP blend |  | Concrete, 32 MPa, in-situ, no reinforcement, Pre-mix Concrete Normal Class GP blend (Boral) (NSW), (Wollongong) Normal Class GP blend 32MPa |  | 32 MPa in-situ, no reinforcement - Boral |  |  | Wollongong, NSW
| W | ReadyMix | Boral | Wollongong |  | Boral Pre-mix Concrete - Normal Class GP blend 40MPa | Normal Class GP blend 40MPa |  | Boral is the largest integrated construction... | EPD Australasia | Life Cycle Logic Pty Ltd | S-P-02336 | Version 1.2 | 2022-08-15 | 2026-04-01 | 354 | 1 m3 | Mar 04 2023 | OpenBox | https://epd-australasia.com/wp-content/uploads/2021/04/SP02336_Boral-EPD_NSW-ACT_Aug22_V1.2.pdf | 25 | 22 | 40MPa | 40 | 40 MPa | Pre-mix Concrete |  |  | (Boral) | (NSW), (Wollongong) |  |  |  |  | Normal | Class | GP | blend |  |  |  |  | Normal Class GP blend |  | Concrete, 40 MPa, in-situ, no reinforcement, Pre-mix Concrete Normal Class GP blend (Boral) (NSW), (Wollongong) Normal Class GP blend 40MPa |  | 40 MPa in-situ, no reinforcement - Boral |  |  | Wollongong, NSW
| W | ReadyMix | Boral | Wollongong |  | Boral Pre-mix Concrete - Normal Class GP blend 50MPa | Normal Class GP blend 50MPa |  | Boral is the largest integrated construction... | EPD Australasia | Life Cycle Logic Pty Ltd | S-P-02336 | Version 1.2 | 2022-08-15 | 2026-04-01 | 449 | 1 m3 | Mar 04 2023 | OpenBox | https://epd-australasia.com/wp-content/uploads/2021/04/SP02336_Boral-EPD_NSW-ACT_Aug22_V1.2.pdf | 25 | 22 | 50MPa | 50 | 50 MPa | Pre-mix Concrete |  |  | (Boral) | (NSW), (Wollongong) |  |  |  |  | Normal | Class | GP | blend |  |  |  |  | Normal Class GP blend |  | Concrete, 50 MPa, in-situ, no reinforcement, Pre-mix Concrete Normal Class GP blend (Boral) (NSW), (Wollongong) Normal Class GP blend 50MPa |  | 50 MPa in-situ, no reinforcement - Boral |  |  | Wollongong, NSW
| W | ReadyMix | Boral | Wollongong |  | Boral Pre-mix Concrete - Normal Class GP/FA blend 20 MPa | Normal Class GP/FA blend 20 MPa |  | Boral is the largest integrated construction... | EPD Australasia | Life Cycle Logic Pty Ltd | S-P-02336 | Version 1.2 | 2022-08-15 | 2026-04-01 | 205 | 1 m3 | Mar 04 2023 | OpenBox | https://epd-australasia.com/wp-content/uploads/2021/04/SP02336_Boral-EPD_NSW-ACT_Aug22_V1.2.pdf | 29 | 26 | 20 MPa | 20 | 20 MPa | Pre-mix Concrete |  |  | (Boral) | (NSW), (Wollongong) |  |  |  |  | Normal | Class | GP/FA | blend |  |  |  |  | Normal Class GP/FA blend |  | Concrete, 20 MPa, in-situ, no reinforcement, Pre-mix Concrete Normal Class GP/FA blend (Boral) (NSW), (Wollongong) Normal Class GP/FA blend 20 MPa |  | 20 MPa in-situ, no reinforcement - Boral |  |  | Wollongong, NSW
| W | ReadyMix | Boral | Wollongong |  | Boral Pre-mix Concrete - Normal Class GP/FA blend 25 MPa | Normal Class GP/FA blend 25 MPa |  | Boral is the largest integrated construction... | EPD Australasia | Life Cycle Logic Pty Ltd | S-P-02336 | Version 1.2 | 2022-08-15 | 2026-04-01 | 227 | 1 m3 | Mar 04 2023 | OpenBox | https://epd-australasia.com/wp-content/uploads/2021/04/SP02336_Boral-EPD_NSW-ACT_Aug22_V1.2.pdf | 29 | 26 | 25 MPa | 25 | 25 MPa | Pre-mix Concrete |  |  | (Boral) | (NSW), (Wollongong) |  |  |  |  | Normal | Class | GP/FA | blend |  |  |  |  | Normal Class GP/FA blend |  | Concrete, 25 MPa, in-situ, no reinforcement, Pre-mix Concrete Normal Class GP/FA blend (Boral) (NSW), (Wollongong) Normal Class GP/FA blend 25 MPa |  | 25 MPa in-situ, no reinforcement - Boral |  |  | Wollongong, NSW
| W | ReadyMix | Boral | Wollongong |  | Boral Pre-mix Concrete - Normal Class GP/FA blend 32 MPa | Normal Class GP/FA blend 32 MPa |  | Boral is the largest integrated construction... | EPD Australasia | Life Cycle Logic Pty Ltd | S-P-02336 | Version 1.2 | 2022-08-15 | 2026-04-01 | 257 | 1 m3 | Mar 04 2023 | OpenBox | https://epd-australasia.com/wp-content/uploads/2021/04/SP02336_Boral-EPD_NSW-ACT_Aug22_V1.2.pdf | 29 | 26 | 32 MPa | 32 | 32 MPa | Pre-mix Concrete |  |  | (Boral) | (NSW), (Wollongong) |  |  |  |  | Normal | Class | GP/FA | blend |  |  |  |  | Normal Class GP/FA blend |  | Concrete, 32 MPa, in-situ, no reinforcement, Pre-mix Concrete Normal Class GP/FA blend (Boral) (NSW), (Wollongong) Normal Class GP/FA blend 32 MPa |  | 32 MPa in-situ, no reinforcement - Boral |  |  | Wollongong, NSW
| W | ReadyMix | Boral | Wollongong |  | Boral Pre-mix Concrete - Normal Class GP/FA blend 40 MPa | Normal Class GP/FA blend 40 MPa |  | Boral is the largest integrated construction... | EPD Australasia | Life Cycle Logic Pty Ltd | S-P-02336 | Version 1.2 | 2022-08-15 | 2026-04-01 | 330 | 1 m3 | Mar 04 2023 | OpenBox | https://epd-australasia.com/wp-content/uploads/2021/04/SP02336_Boral-EPD_NSW-ACT_Aug22_V1.2.pdf | 29 | 26 | 40 MPa | 40 | 40 MPa | Pre-mix Concrete |  |  | (Boral) | (NSW), (Wollongong) |  |  |  |  | Normal | Class | GP/FA | blend |  |  |  |  | Normal Class GP/FA blend |  | Concrete, 40 MPa, in-situ, no reinforcement, Pre-mix Concrete Normal Class GP/FA blend (Boral) (NSW), (Wollongong) Normal Class GP/FA blend 40 MPa |  | 40 MPa in-situ, no reinforcement - Boral |  |  | Wollongong, NSW
| W | ReadyMix | Boral | Wollongong |  | Boral Pre-mix Concrete - KERB MACHINE 25MPa 10MM | KERB MACHINE 25MPa 10MM |  | Boral is the largest integrated construction... | EPD Australasia | Life Cycle Logic Pty Ltd | S-P-02336 | Version 1.2 | 2022-08-15 | 2026-04-01 | 254 | 1 m3 | Mar 04 2023 | OpenBox | https://epd-australasia.com/wp-content/uploads/2021/04/SP02336_Boral-EPD_NSW-ACT_Aug22_V1.2.pdf | 16 | 13 | 25MPa | 25 | 25 MPa | Pre-mix Concrete |  |  | (Boral) | (NSW), (Wollongong) |  |  |  |  | KERB | MACHINE | [6 empty] | KERB MACHINE |  | Concrete, 25 MPa, in-situ, no reinforcement, Pre-mix Concrete KERB MACHINE (Boral) (NSW), (Wollongong) KERB MACHINE 25MPa 10MM |  | 25 MPa in-situ, no reinforcement - Boral |  |  | Wollongong, NSW
| W | ReadyMix | Boral | Wollongong |  | Boral Pre-mix Concrete - Normal Class GP/FA blend 50 MPa | Normal Class GP/FA blend 50 MPa |  | Boral is the largest integrated construction... | EPD Australasia | Life Cycle Logic Pty Ltd | S-P-02336 | Version 1.2 | 2022-08-15 | 2026-04-01 | 417 | 1 m3 | Mar 04 2023 | OpenBox | https://epd-australasia.com/wp-content/uploads/2021/04/SP02336_Boral-EPD_NSW-ACT_Aug22_V1.2.pdf | 29 | 26 | 50 MPa | 50 | 50 MPa | Pre-mix Concrete |  |  | (Boral) | (NSW), (Wollongong) |  |  |  |  | Normal | Class | GP/FA | blend |  |  |  |  | Normal Class GP/FA blend |  | Concrete, 50 MPa, in-situ, no reinforcement, Pre-mix Concrete Normal Class GP/FA blend (Boral) (NSW), (Wollongong) Normal Class GP/FA blend 50 MPa |  | 50 MPa in-situ, no reinforcement - Boral |  |  | Wollongong, NSW
| W | ReadyMix | Boral | Wollongong |  | Boral Pre-mix Concrete - Normal Class GP/GGBFS blend 20 MPa | Normal Class GP/GGBFS blend 20 MPa |  | Boral is the largest integrated construction... | EPD Australasia | Life Cycle Logic Pty Ltd | S-P-02336 | Version 1.2 | 2022-08-15 | 2026-04-01 | 188 | 1 m3 | Mar 04 2023 | OpenBox | https://epd-australasia.com/wp-content/uploads/2021/04/SP02336_Boral-EPD_NSW-ACT_Aug22_V1.2.pdf | 32 | 29 | 20 MPa | 20 | 20 MPa | Pre-mix Concrete |  |  | (Boral) | (NSW), (Wollongong) |  |  |  |  | Normal | Class | GP/GGBFS | blend |  |  |  |  | Normal Class GP/GGBFS blend |  | Concrete, 20 MPa, in-situ, no reinforcement, Pre-mix Concrete Normal Class GP/GGBFS blend (Boral) (NSW), (Wollongong) Normal Class GP/GGBFS blend 20 MPa |  | 20 MPa in-situ, no reinforcement - Boral |  |  | Wollongong, NSW
| W | ReadyMix | Boral | Wollongong |  | Boral Pre-mix Concrete - Normal Class GP/GGBFS blend 25 MPa | Normal Class GP/GGBFS blend 25 MPa |  | Boral is the largest integrated construction... | EPD Australasia | Life Cycle Logic Pty Ltd | S-P-02336 | Version 1.2 | 2022-08-15 | 2026-04-01 | 199 | 1 m3 | Mar 04 2023 | OpenBox | https://epd-australasia.com/wp-content/uploads/2021/04/SP02336_Boral-EPD_NSW-ACT_Aug22_V1.2.pdf | 32 | 29 | 25 MPa | 25 | 25 MPa | Pre-mix Concrete |  |  | (Boral) | (NSW), (Wollongong) |  |  |  |  | Normal | Class | GP/GGBFS | blend |  |  |  |  | Normal Class GP/GGBFS blend |  | Concrete, 25 MPa, in-situ, no reinforcement, Pre-mix Concrete Normal Class GP/GGBFS blend (Boral) (NSW), (Wollongong) Normal Class GP/GGBFS blend 25 MPa |  | 25 MPa in-situ, no reinforcement - Boral |  |  | Wollongong, NSW
| W | ReadyMix | Boral | Wollongong |  | Boral Pre-mix Concrete - Normal Class GP/GGBFS blend 32 MPa | Normal Class GP/GGBFS blend 32 MPa |  | Boral is the largest integrated construction... | EPD Australasia | Life Cycle Logic Pty Ltd | S-P-02336 | Version 1.2 | 2022-08-15 | 2026-04-01 | 216 | 1 m3 | Mar 04 2023 | OpenBox | https://epd-australasia.com/wp-content/uploads/2021/04/SP02336_Boral-EPD_NSW-ACT_Aug22_V1.2.pdf | 32 | 29 | 32 MPa | 32 | 32 MPa | Pre-mix Concrete |  |  | (Boral) | (NSW), (Wollongong) |  |  |  |  | Normal | Class | GP/GGBFS | blend |  |  |  |  | Normal Class GP/GGBFS blend |  | Concrete, 32 MPa, in-situ, no reinforcement, Pre-mix Concrete Normal Class GP/GGBFS blend (Boral) (NSW), (Wollongong) Normal Class GP/GGBFS blend 32 MPa |  | 32 MPa in-situ, no reinforcement - Boral |  |  | Wollongong, NSW
| W | ReadyMix | Boral | Wollongong |  | Boral Pre-mix Concrete - Normal Class GP/GGBFS blend 40 MPa | Normal Class GP/GGBFS blend 40 MPa |  | Boral is the largest integrated construction... | EPD Australasia | Life Cycle Logic Pty Ltd | S-P-02336 | Version 1.2 | 2022-08-15 | 2026-04-01 | 245 | 1 m3 | Mar 04 2023 | OpenBox | https://epd-australasia.com/wp-content/uploads/2021/04/SP02336_Boral-EPD_NSW-ACT_Aug22_V1.2.pdf | 32 | 29 | 40 MPa | 40 | 40 MPa | Pre-mix Concrete |  |  | (Boral) | (NSW), (Wollongong) |  |  |  |  | Normal | Class | GP/GGBFS | blend |  |  |  |  | Normal Class GP/GGBFS blend |  | Concrete, 40 MPa, in-situ, no reinforcement, Pre-mix Concrete Normal Class GP/GGBFS blend (Boral) (NSW), (Wollongong) Normal Class GP/GGBFS blend 40 MPa |  | 40 MPa in-situ, no reinforcement - Boral |  |  | Wollongong, NSW
| W | ReadyMix | Boral | Wollongong |  | Boral Pre-mix Concrete - Normal Class GP/GGBFS blend 50 MPa | Normal Class GP/GGBFS blend 50 MPa |  | Boral is the largest integrated construction... | EPD Australasia | Life Cycle Logic Pty Ltd | S-P-02336 | Version 1.2 | 2022-08-15 | 2026-04-01 | 309 | 1 m3 | Mar 04 2023 | OpenBox | https://epd-australasia.com/wp-content/uploads/2021/04/SP02336_Boral-EPD_NSW-ACT_Aug22_V1.2.pdf | 32 | 29 | 50 MPa | 50 | 50 MPa | Pre-mix Concrete |  |  | (Boral) | (NSW), (Wollongong) |  |  |  |  | Normal | Class | GP/GGBFS | blend |  |  |  |  | Normal Class GP/GGBFS blend |  | Concrete, 50 MPa, in-situ, no reinforcement, Pre-mix Concrete Normal Class GP/GGBFS blend (Boral) (NSW), (Wollongong) Normal Class GP/GGBFS blend 50 MPa |  | 50 MPa in-situ, no reinforcement - Boral |  |  | Wollongong, NSW
| W | ReadyMix | Boral | Wollongong |  | Boral Pre-mix Concrete - Normal Class GP/GGBFS/FA blend 20 MPa | Normal Class GP/GGBFS/FA blend 20 MPa |  | Boral is the largest integrated construction... | EPD Australasia | Life Cycle Logic Pty Ltd | S-P-02336 | Version 1.2 | 2022-08-15 | 2026-04-01 | 148 | 1 m3 | Mar 04 2023 | OpenBox | https://epd-australasia.com/wp-content/uploads/2021/04/SP02336_Boral-EPD_NSW-ACT_Aug22_V1.2.pdf | 35 | 32 | 20 MPa | 20 | 20 MPa | Pre-mix Concrete |  |  | (Boral) | (NSW), (Wollongong) |  |  |  |  | Normal | Class | GP/GGBFS/FA | blend |  |  |  |  | Normal Class GP/GGBFS/FA blend |  | Concrete, 20 MPa, in-situ, no reinforcement, Pre-mix Concrete Normal Class GP/GGBFS/FA blend (Boral) (NSW), (Wollongong) Normal Class GP/GGBFS/FA blend 20 MPa |  | 20 MPa in-situ, no reinforcement - Boral |  |  | Wollongong, NSW
| W | ReadyMix | Boral | Wollongong |  | Boral Pre-mix Concrete - Normal Class GP/GGBFS/FA blend 25 MPa | Normal Class GP/GGBFS/FA blend 25 MPa |  | Boral is the largest integrated construction... | EPD Australasia | Life Cycle Logic Pty Ltd | S-P-02336 | Version 1.2 | 2022-08-15 | 2026-04-01 | 162 | 1 m3 | Mar 04 2023 | OpenBox | https://epd-australasia.com/wp-content/uploads/2021/04/SP02336_Boral-EPD_NSW-ACT_Aug22_V1.2.pdf | 35 | 32 | 25 MPa | 25 | 25 MPa | Pre-mix Concrete |  |  | (Boral) | (NSW), (Wollongong) |  |  |  |  | Normal | Class | GP/GGBFS/FA | blend |  |  |  |  | Normal Class GP/GGBFS/FA blend |  | Concrete, 25 MPa, in-situ, no reinforcement, Pre-mix Concrete Normal Class GP/GGBFS/FA blend (Boral) (NSW), (Wollongong) Normal Class GP/GGBFS/FA blend 25 MPa |  | 25 MPa in-situ, no reinforcement - Boral |  |  | Wollongong, NSW
| W | ReadyMix | Boral | Wollongong |  | Boral Pre-mix Concrete - KERB MACHINE 32MPa 10MM | KERB MACHINE 32MPa 10MM |  | Boral is the largest integrated construction... | EPD Australasia | Life Cycle Logic Pty Ltd | S-P-02336 | Version 1.2 | 2022-08-15 | 2026-04-01 | 288 | 1 m3 | Mar 04 2023 | OpenBox | https://epd-australasia.com/wp-content/uploads/2021/04/SP02336_Boral-EPD_NSW-ACT_Aug22_V1.2.pdf | 16 | 13 | 32MPa | 32 | 32 MPa | Pre-mix Concrete |  |  | (Boral) | (NSW), (Wollongong) |  |  |  |  | KERB | MACHINE | [6 empty] | KERB MACHINE |  | Concrete, 32 MPa, in-situ, no reinforcement, Pre-mix Concrete KERB MACHINE (Boral) (NSW), (Wollongong) KERB MACHINE 32MPa 10MM |  | 32 MPa in-situ, no reinforcement - Boral |  |  | Wollongong, NSW
| W | ReadyMix | Boral | Wollongong |  | Boral Pre-mix Concrete - NO FINES 6:1 | NO FINES 6:1 |  | Boral is the largest integrated construction... | EPD Australasia | Life Cycle Logic Pty Ltd | S-P-02336 | Version 1.2 | 2022-08-15 | 2026-04-01 | 235 | 1 m3 | Mar 04 2023 | OpenBox | https://epd-australasia.com/wp-content/uploads/2021/04/SP02336_Boral-EPD_NSW-ACT_Aug22_V1.2.pdf | #VALUE! | #VALUE! | ? | ? | ? MPa | Pre-mix Concrete |  |  | (Boral) | (NSW), (Wollongong) |  |  |  |  | NO | FINES | 6:1 | [5 empty] | NO FINES 6:1 |  | Concrete, ? MPa, in-situ, no reinforcement, Pre-mix Concrete NO FINES 6:1 (Boral) (NSW), (Wollongong) NO FINES 6:1 |  | ? MPa in-situ, no reinforcement - Boral |  |  | Wollongong, NSW
| W | ReadyMix | Boral | Wollongong |  | Boral Pre-mix Concrete - STABILISED SAND 8:1 | STABILISED SAND 8:1 |  | Boral is the largest integrated construction... | EPD Australasia | Life Cycle Logic Pty Ltd | S-P-02336 | Version 1.2 | 2022-08-15 | 2026-04-01 | 185 | 1 m3 | Mar 04 2023 | OpenBox | https://epd-australasia.com/wp-content/uploads/2021/04/SP02336_Boral-EPD_NSW-ACT_Aug22_V1.2.pdf | #VALUE! | #VALUE! | ? | ? | Stabilised Sand | Pre-mix Concrete |  |  | (Boral) | (NSW), (Wollongong) |  |  |  |  | STABILISED | SAND | 8:1 | [5 empty] | STABILISED SAND 8:1 |  | Concrete, Stabilised Sand, in-situ, no reinforcement, Pre-mix Concrete STABILISED SAND 8:1 (Boral) (NSW), (Wollongong) STABILISED SAND 8:1 |  | Stabilised Sand in-situ, no reinforcement - Boral |  |  | Wollongong, NSW
| W | ReadyMix | Boral | Wollongong |  | Boral Pre-mix Concrete - STABILISED SAND 4:1 | STABILISED SAND 4:1 |  | Boral is the largest integrated construction... | EPD Australasia | Life Cycle Logic Pty Ltd | S-P-02336 | Version 1.2 | 2022-08-15 | 2026-04-01 | 314 | 1 m3 | Mar 04 2023 | OpenBox | https://epd-australasia.com/wp-content/uploads/2021/04/SP02336_Boral-EPD_NSW-ACT_Aug22_V1.2.pdf | #VALUE! | #VALUE! | ? | ? | Stabilised Sand | Pre-mix Concrete |  |  | (Boral) | (NSW), (Wollongong) |  |  |  |  | STABILISED | SAND | 4:1 | [5 empty] | STABILISED SAND 4:1 |  | Concrete, Stabilised Sand, in-situ, no reinforcement, Pre-mix Concrete STABILISED SAND 4:1 (Boral) (NSW), (Wollongong) STABILISED SAND 4:1 |  | Stabilised Sand in-situ, no reinforcement - Boral |  |  | Wollongong, NSW
| W | ReadyMix | Boral | Wollongong |  | Boral Pre-mix Concrete - TfNSW B80 40MPa 20MM PUMP B1 EXPOSURE | TfNSW B80 40MPa 20MM PUMP B1 EXPOSURE |  | Boral is the largest integrated construction... | EPD Australasia | Life Cycle Logic Pty Ltd | S-P-02336 | Version 1.2 | 2022-08-15 | 2026-04-01 | 313 | 1 m3 | Mar 04 2023 | OpenBox | https://epd-australasia.com/wp-content/uploads/2021/04/SP02336_Boral-EPD_NSW-ACT_Aug22_V1.2.pdf | 13 | 10 | 40MPa | 40 | 40 MPa | Pre-mix Concrete |  |  | (Boral) | (NSW), (Wollongong) |  |  |  |  | TfNSW | B80 | [6 empty] | TfNSW B80 |  | Concrete, 40 MPa, in-situ, no reinforcement, Pre-mix Concrete TfNSW B80 (Boral) (NSW), (Wollongong) TfNSW B80 40MPa 20MM PUMP B1 EXPOSURE |  | 40 MPa in-situ, no reinforcement - Boral |  |  | Wollongong, NSW
| W | ReadyMix | Boral | Wollongong |  | Boral Pre-mix Concrete - Normal Class GP/GGBFS/FA blend 32 MPa | Normal Class GP/GGBFS/FA blend 32 MPa |  | Boral is the largest integrated construction... | EPD Australasia | Life Cycle Logic Pty Ltd | S-P-02336 | Version 1.2 | 2022-08-15 | 2026-04-01 | 185 | 1 m3 | Mar 04 2023 | OpenBox | https://epd-australasia.com/wp-content/uploads/2021/04/SP02336_Boral-EPD_NSW-ACT_Aug22_V1.2.pdf | 35 | 32 | 32 MPa | 32 | 32 MPa | Pre-mix Concrete |  |  | (Boral) | (NSW), (Wollongong) |  |  |  |  | Normal | Class | GP/GGBFS/FA | blend |  |  |  |  | Normal Class GP/GGBFS/FA blend |  | Concrete, 32 MPa, in-situ, no reinforcement, Pre-mix Concrete Normal Class GP/GGBFS/FA blend (Boral) (NSW), (Wollongong) Normal Class GP/GGBFS/FA blend 32 MPa |  | 32 MPa in-situ, no reinforcement - Boral |  |  | Wollongong, NSW
| W | ReadyMix | Boral | Wollongong |  | Boral Pre-mix Concrete - Normal Class GP/GGBFS /FA blend 40 MPa | Normal Class GP/GGBFS /FA blend 40 MPa |  | Boral is the largest integrated construction... | EPD Australasia | Life Cycle Logic Pty Ltd | S-P-02336 | Version 1.2 | 2022-08-15 | 2026-04-01 | 256 | 1 m3 | Mar 04 2023 | OpenBox | https://epd-australasia.com/wp-content/uploads/2021/04/SP02336_Boral-EPD_NSW-ACT_Aug22_V1.2.pdf | 36 | 33 | 40 MPa | 40 | 40 MPa | Pre-mix Concrete |  |  | (Boral) | (NSW), (Wollongong) |  |  |  |  | Normal | Class | GP/GGBFS | /FA | blend |  |  |  | Normal Class GP/GGBFS /FA blend |  | Concrete, 40 MPa, in-situ, no reinforcement, Pre-mix Concrete Normal Class GP/GGBFS /FA blend (Boral) (NSW), (Wollongong) Normal Class GP/GGBFS /FA blend 40 MPa |  | 40 MPa in-situ, no reinforcement - Boral |  |  | Wollongong, NSW
| W | ReadyMix | Boral | Wollongong |  | Boral Pre-mix Concrete - Normal Class GP/GGBFS/FA blend 50 MPa | Normal Class GP/GGBFS/FA blend 50 MPa |  | Boral is the largest integrated construction... | EPD Australasia | Life Cycle Logic Pty Ltd | S-P-02336 | Version 1.2 | 2022-08-15 | 2026-04-01 | 376 | 1 m3 | Mar 04 2023 | OpenBox | https://epd-australasia.com/wp-content/uploads/2021/04/SP02336_Boral-EPD_NSW-ACT_Aug22_V1.2.pdf | 35 | 32 | 50 MPa | 50 | 50 MPa | Pre-mix Concrete |  |  | (Boral) | (NSW), (Wollongong) |  |  |  |  | Normal | Class | GP/GGBFS/FA | blend |  |  |  |  | Normal Class GP/GGBFS/FA blend |  | Concrete, 50 MPa, in-situ, no reinforcement, Pre-mix Concrete Normal Class GP/GGBFS/FA blend (Boral) (NSW), (Wollongong) Normal Class GP/GGBFS/FA blend 50 MPa |  | 50 MPa in-situ, no reinforcement - Boral |  |  | Wollongong, NSW
| W | ReadyMix | Boral | Wollongong |  | Boral Pre-mix Concrete - ENVIROCRETE 30% 20 MPa | ENVIROCRETE 30% 20 MPa |  | Boral is the largest integrated construction... | EPD Australasia | Life Cycle Logic Pty Ltd | S-P-02336 | Version 1.2 | 2022-08-15 | 2026-04-01 | 205 | 1 m3 | Mar 04 2023 | OpenBox | https://epd-australasia.com/wp-content/uploads/2021/04/SP02336_Boral-EPD_NSW-ACT_Aug22_V1.2.pdf | 20 | 17 | 20 MPa | 20 | 20 MPa | Pre-mix Concrete |  |  | (Boral) | (NSW), (Wollongong) |  |  |  |  | ENVIROCRETE | 30% | [6 empty] | ENVIROCRETE 30% |  | Concrete, 20 MPa, in-situ, no reinforcement, Pre-mix Concrete ENVIROCRETE 30% (Boral) (NSW), (Wollongong) ENVIROCRETE 30% 20 MPa |  | 20 MPa in-situ, no reinforcement - Boral |  |  | Wollongong, NSW
| W | ReadyMix | Boral | Wollongong |  | Boral Pre-mix Concrete - TfNSW B80 40MPa 20MM PUMP B2 EXPOSURE | TfNSW B80 40MPa 20MM PUMP B2 EXPOSURE |  | Boral is the largest integrated construction... | EPD Australasia | Life Cycle Logic Pty Ltd | S-P-02336 | Version 1.2 | 2022-08-15 | 2026-04-01 | 320 | 1 m3 | Mar 04 2023 | OpenBox | https://epd-australasia.com/wp-content/uploads/2021/04/SP02336_Boral-EPD_NSW-ACT_Aug22_V1.2.pdf | 13 | 10 | 40MPa | 40 | 40 MPa | Pre-mix Concrete |  |  | (Boral) | (NSW), (Wollongong) |  |  |  |  | TfNSW | B80 | [6 empty] | TfNSW B80 |  | Concrete, 40 MPa, in-situ, no reinforcement, Pre-mix Concrete TfNSW B80 (Boral) (NSW), (Wollongong) TfNSW B80 40MPa 20MM PUMP B2 EXPOSURE |  | 40 MPa in-situ, no reinforcement - Boral |  |  | Wollongong, NSW
| W | ReadyMix | Boral | Wollongong |  | Boral Pre-mix Concrete - TfNSW B80 40MPa 20MM TREMIE B2 EXPOSURE | TfNSW B80 40MPa 20MM TREMIE B2 EXPOSURE |  | Boral is the largest integrated construction... | EPD Australasia | Life Cycle Logic Pty Ltd | S-P-02336 | Version 1.2 | 2022-08-15 | 2026-04-01 | 329 | 1 m3 | Mar 04 2023 | OpenBox | https://epd-australasia.com/wp-content/uploads/2021/04/SP02336_Boral-EPD_NSW-ACT_Aug22_V1.2.pdf | 13 | 10 | 40MPa | 40 | 40 MPa | Pre-mix Concrete |  |  | (Boral) | (NSW), (Wollongong) |  |  |  |  | TfNSW | B80 | [6 empty] | TfNSW B80 |  | Concrete, 40 MPa, in-situ, no reinforcement, Pre-mix Concrete TfNSW B80 (Boral) (NSW), (Wollongong) TfNSW B80 40MPa 20MM TREMIE B2 EXPOSURE |  | 40 MPa in-situ, no reinforcement - Boral |  |  | Wollongong, NSW
| W | ReadyMix | Boral | Wollongong |  | Boral Pre-mix Concrete - TfNSW B80 50MPa 20MM TREMIE CFA C1 EXPOSURE | TfNSW B80 50MPa 20MM TREMIE CFA C1 EXPOSURE |  | Boral is the largest integrated construction... | EPD Australasia | Life Cycle Logic Pty Ltd | S-P-02336 | Version 1.2 | 2022-08-15 | 2026-04-01 | 349 | 1 m3 | Mar 04 2023 | OpenBox | https://epd-australasia.com/wp-content/uploads/2021/04/SP02336_Boral-EPD_NSW-ACT_Aug22_V1.2.pdf | 13 | 10 | 50MPa | 50 | 50 MPa | Pre-mix Concrete |  |  | (Boral) | (NSW), (Wollongong) |  |  |  |  | TfNSW | B80 | [6 empty] | TfNSW B80 |  | Concrete, 50 MPa, in-situ, no reinforcement, Pre-mix Concrete TfNSW B80 (Boral) (NSW), (Wollongong) TfNSW B80 50MPa 20MM TREMIE CFA C1 EXPOSURE |  | 50 MPa in-situ, no reinforcement - Boral |  |  | Wollongong, NSW
| W | ReadyMix | Boral | Wollongong |  | Boral Pre-mix Concrete - TfNSW B80 50MPA 20MM TREMIE B2 EXPOSURE | TfNSW B80 50MPA 20MM TREMIE B2 EXPOSURE |  | Boral is the largest integrated construction... | EPD Australasia | Life Cycle Logic Pty Ltd | S-P-02336 | Version 1.2 | 2022-08-15 | 2026-04-01 | 408 | 1 m3 | Mar 04 2023 | OpenBox | https://epd-australasia.com/wp-content/uploads/2021/04/SP02336_Boral-EPD_NSW-ACT_Aug22_V1.2.pdf | #VALUE! | #VALUE! | ? | ? | ? MPa | Pre-mix Concrete |  |  | (Boral) | (NSW), (Wollongong) |  |  |  |  | TfNSW | B80 | [6 empty] | TfNSW B80 |  | Concrete, ? MPa, in-situ, no reinforcement, Pre-mix Concrete TfNSW B80 (Boral) (NSW), (Wollongong) TfNSW B80 50MPA 20MM TREMIE B2 EXPOSURE |  | ? MPa in-situ, no reinforcement - Boral |  |  | Wollongong, NSW
| W | ReadyMix | Boral | Wollongong |  | Boral Pre-mix Concrete - TfNSW R83 35MPa 20MM HAND/MACHINE PLACED | TfNSW R83 35MPa 20MM HAND/MACHINE PLACED |  | Boral is the largest integrated construction... | EPD Australasia | Life Cycle Logic Pty Ltd | S-P-02336 | Version 1.2 | 2022-08-15 | 2026-04-01 | 287 | 1 m3 | Mar 04 2023 | OpenBox | https://epd-australasia.com/wp-content/uploads/2021/04/SP02336_Boral-EPD_NSW-ACT_Aug22_V1.2.pdf | 13 | 10 | 35MPa | 35 | 35 MPa | Pre-mix Concrete |  |  | (Boral) | (NSW), (Wollongong) |  |  |  |  | TfNSW | R83 | [6 empty] | TfNSW R83 |  | Concrete, 35 MPa, in-situ, no reinforcement, Pre-mix Concrete TfNSW R83 (Boral) (NSW), (Wollongong) TfNSW R83 35MPa 20MM HAND/MACHINE PLACED |  | 35 MPa in-situ, no reinforcement - Boral |  |  | Wollongong, NSW
| W | ReadyMix | Boral | Wollongong |  | Boral Pre-mix Concrete - ENVIROCRETE 30% 25 MPa | ENVIROCRETE 30% 25 MPa |  | Boral is the largest integrated construction... | EPD Australasia | Life Cycle Logic Pty Ltd | S-P-02336 | Version 1.2 | 2022-08-15 | 2026-04-01 | 227 | 1 m3 | Mar 04 2023 | OpenBox | https://epd-australasia.com/wp-content/uploads/2021/04/SP02336_Boral-EPD_NSW-ACT_Aug22_V1.2.pdf | 20 | 17 | 25 MPa | 25 | 25 MPa | Pre-mix Concrete |  |  | (Boral) | (NSW), (Wollongong) |  |  |  |  | ENVIROCRETE | 30% | [6 empty] | ENVIROCRETE 30% |  | Concrete, 25 MPa, in-situ, no reinforcement, Pre-mix Concrete ENVIROCRETE 30% (Boral) (NSW), (Wollongong) ENVIROCRETE 30% 25 MPa |  | 25 MPa in-situ, no reinforcement - Boral |  |  | Wollongong, NSW
| W | ReadyMix | Boral | Wollongong |  | Boral Pre-mix Concrete - ENVIROCRETE 30% 32 MPa | ENVIROCRETE 30% 32 MPa |  | Boral is the largest integrated construction... | EPD Australasia | Life Cycle Logic Pty Ltd | S-P-02336 | Version 1.2 | 2022-08-15 | 2026-04-01 | 257 | 1 m3 | Mar 04 2023 | OpenBox | https://epd-australasia.com/wp-content/uploads/2021/04/SP02336_Boral-EPD_NSW-ACT_Aug22_V1.2.pdf | 20 | 17 | 32 MPa | 32 | 32 MPa | Pre-mix Concrete |  |  | (Boral) | (NSW), (Wollongong) |  |  |  |  | ENVIROCRETE | 30% | [6 empty] | ENVIROCRETE 30% |  | Concrete, 32 MPa, in-situ, no reinforcement, Pre-mix Concrete ENVIROCRETE 30% (Boral) (NSW), (Wollongong) ENVIROCRETE 30% 32 MPa |  | 32 MPa in-situ, no reinforcement - Boral |  |  | Wollongong, NSW
| W | ReadyMix | Boral | Wollongong |  | Boral Pre-mix Concrete - ENVIROCRETE 30% 40 MPa | ENVIROCRETE 30% 40 MPa |  | Boral is the largest integrated construction... | EPD Australasia | Life Cycle Logic Pty Ltd | S-P-02336 | Version 1.2 | 2022-08-15 | 2026-04-01 | 310 | 1 m3 | Mar 04 2023 | OpenBox | https://epd-australasia.com/wp-content/uploads/2021/04/SP02336_Boral-EPD_NSW-ACT_Aug22_V1.2.pdf | 20 | 17 | 40 MPa | 40 | 40 MPa | Pre-mix Concrete |  |  | (Boral) | (NSW), (Wollongong) |  |  |  |  | ENVIROCRETE | 30% | [6 empty] | ENVIROCRETE 30% |  | Concrete, 40 MPa, in-situ, no reinforcement, Pre-mix Concrete ENVIROCRETE 30% (Boral) (NSW), (Wollongong) ENVIROCRETE 30% 40 MPa |  | 40 MPa in-situ, no reinforcement - Boral |  |  | Wollongong, NSW
| W | ReadyMix | Boral | Wollongong |  | Boral Pre-mix Concrete - ENVIROCRETE 30% 50 MPa | ENVIROCRETE 30% 50 MPa |  | Boral is the largest integrated construction... | EPD Australasia | Life Cycle Logic Pty Ltd | S-P-02336 | Version 1.2 | 2022-08-15 | 2026-04-01 | 388 | 1 m3 | Mar 04 2023 | OpenBox | https://epd-australasia.com/wp-content/uploads/2021/04/SP02336_Boral-EPD_NSW-ACT_Aug22_V1.2.pdf | 20 | 17 | 50 MPa | 50 | 50 MPa | Pre-mix Concrete |  |  | (Boral) | (NSW), (Wollongong) |  |  |  |  | ENVIROCRETE | 30% | [6 empty] | ENVIROCRETE 30% |  | Concrete, 50 MPa, in-situ, no reinforcement, Pre-mix Concrete ENVIROCRETE 30% (Boral) (NSW), (Wollongong) ENVIROCRETE 30% 50 MPa |  | 50 MPa in-situ, no reinforcement - Boral |  |  | Wollongong, NSW
| W | ReadyMix | Boral | Wollongong |  | Boral Pre-mix Concrete - ENVIROCRETE 40% 20 MPa | ENVIROCRETE 40% 20 MPa |  | Boral is the largest integrated construction... | EPD Australasia | Life Cycle Logic Pty Ltd | S-P-02336 | Version 1.2 | 2022-08-15 | 2026-04-01 | 186 | 1 m3 | Mar 04 2023 | OpenBox | https://epd-australasia.com/wp-content/uploads/2021/04/SP02336_Boral-EPD_NSW-ACT_Aug22_V1.2.pdf | 20 | 17 | 20 MPa | 20 | 20 MPa | Pre-mix Concrete |  |  | (Boral) | (NSW), (Wollongong) |  |  |  |  | ENVIROCRETE | 40% | [6 empty] | ENVIROCRETE 40% |  | Concrete, 20 MPa, in-situ, no reinforcement, Pre-mix Concrete ENVIROCRETE 40% (Boral) (NSW), (Wollongong) ENVIROCRETE 40% 20 MPa |  | 20 MPa in-situ, no reinforcement - Boral |  |  | Wollongong, NSW
| W | ReadyMix | Boral | Wollongong |  | Boral Pre-mix Concrete - ENVIROCRETE 40% 25 MPa | ENVIROCRETE 40% 25 MPa |  | Boral is the largest integrated construction... | EPD Australasia | Life Cycle Logic Pty Ltd | S-P-02336 | Version 1.2 | 2022-08-15 | 2026-04-01 | 203 | 1 m3 | Mar 04 2023 | OpenBox | https://epd-australasia.com/wp-content/uploads/2021/04/SP02336_Boral-EPD_NSW-ACT_Aug22_V1.2.pdf | 20 | 17 | 25 MPa | 25 | 25 MPa | Pre-mix Concrete |  |  | (Boral) | (NSW), (Wollongong) |  |  |  |  | ENVIROCRETE | 40% | [6 empty] | ENVIROCRETE 40% |  | Concrete, 25 MPa, in-situ, no reinforcement, Pre-mix Concrete ENVIROCRETE 40% (Boral) (NSW), (Wollongong) ENVIROCRETE 40% 25 MPa |  | 25 MPa in-situ, no reinforcement - Boral |  |  | Wollongong, NSW
9 | W | ReadyMix | Boral | Wollongong |  | Boral Pre-mix Concrete - ENVIROCRETE 40% 32 MPa | ENVIROCRETE 40% 32 MPa |  | Boral is the largest integrated construction... | EPD Australasia | Life Cycle Logic Pty Ltd | S-P-02336 | Version 1.2 | 2022-08-15 | 2026-04-01 | 233 | 1 m3 | Mar 04 2023 | OpenBox | https://epd-australasia.com/wp-content/uploads/2021/04/SP02336_Boral-EPD_NSW-ACT_Aug22_V1.2.pdf | 20 | 17 | 32 MPa | 32 | 32 MPa | Pre-mix Concrete |  |  | (Boral) | (NSW), (Wollongong) |  |  |  |  | ENVIROCRETE | 40% | [6 empty] | ENVIROCRETE 40% |  | Concrete, 32 MPa, in-situ, no reinforcement, Pre-mix Concrete ENVIROCRETE 40% (Boral) (NSW), (Wollongong) ENVIROCRETE 40% 32 MPa |  | 32 MPa in-situ, no reinforcement - Boral |  |  | Wollongong, NSW
| W | ReadyMix | Boral | Wollongong |  | Boral Pre-mix Concrete - ENVIROCRETE 40% 40 MPa | ENVIROCRETE 40% 40 MPa |  | Boral is the largest integrated construction... | EPD Australasia | Life Cycle Logic Pty Ltd | S-P-02336 | Version 1.2 | 2022-08-15 | 2026-04-01 | 278 | 1 m3 | Mar 04 2023 | OpenBox | https://epd-australasia.com/wp-content/uploads/2021/04/SP02336_Boral-EPD_NSW-ACT_Aug22_V1.2.pdf | 20 | 17 | 40 MPa | 40 | 40 MPa | Pre-mix Concrete |  |  | (Boral) | (NSW), (Wollongong) |  |  |  |  | ENVIROCRETE | 40% | [6 empty] | ENVIROCRETE 40% |  | Concrete, 40 MPa, in-situ, no reinforcement, Pre-mix Concrete ENVIROCRETE 40% (Boral) (NSW), (Wollongong) ENVIROCRETE 40% 40 MPa |  | 40 MPa in-situ, no reinforcement - Boral |  |  | Wollongong, NSW
| W | ReadyMix | Boral | Wollongong |  | Boral Pre-mix Concrete - ENVIROCRETE 40% 50 MPa | ENVIROCRETE 40% 50 MPa |  | Boral is the largest integrated construction... | EPD Australasia | Life Cycle Logic Pty Ltd | S-P-02336 | Version 1.2 | 2022-08-15 | 2026-04-01 | 345 | 1 m3 | Mar 04 2023 | OpenBox | https://epd-australasia.com/wp-content/uploads/2021/04/SP02336_Boral-EPD_NSW-ACT_Aug22_V1.2.pdf | 20 | 17 | 50 MPa | 50 | 50 MPa | Pre-mix Concrete |  |  | (Boral) | (NSW), (Wollongong) |  |  |  |  | ENVIROCRETE | 40% | [6 empty] | ENVIROCRETE 40% |  | Concrete, 50 MPa, in-situ, no reinforcement, Pre-mix Concrete ENVIROCRETE 40% (Boral) (NSW), (Wollongong) ENVIROCRETE 40% 50 MPa |  | 50 MPa in-situ, no reinforcement - Boral |  |  | Wollongong, NSW
| W | ReadyMix | Boral | Wollongong |  | Boral Pre-mix Concrete - ENVIROCRETE PLUS 20MPa | ENVIROCRETE PLUS 20MPa |  | Boral is the largest integrated construction... | EPD Australasia | Life Cycle Logic Pty Ltd | S-P-02336 | Version 1.2 | 2022-08-15 | 2026-04-01 | 181 | 1 m3 | Mar 04 2023 | OpenBox | https://epd-australasia.com/wp-content/uploads/2021/04/SP02336_Boral-EPD_NSW-ACT_Aug22_V1.2.pdf | 20 | 17 | 20MPa | 20 | 20 MPa | Pre-mix Concrete |  |  | (Boral) | (NSW), (Wollongong) |  |  |  |  | ENVIROCRETE | PLUS | [6 empty] | ENVIROCRETE PLUS |  | Concrete, 20 MPa, in-situ, no reinforcement, Pre-mix Concrete ENVIROCRETE PLUS (Boral) (NSW), (Wollongong) ENVIROCRETE PLUS 20MPa |  | 20 MPa in-situ, no reinforcement - Boral |  |  | Wollongong, NSW
| W | ReadyMix | Boral | Wollongong |  | Boral Pre-mix Concrete - ENVIROCRETE PLUS 25MPa | ENVIROCRETE PLUS 25MPa |  | Boral is the largest integrated construction... | EPD Australasia | Life Cycle Logic Pty Ltd | S-P-02336 | Version 1.2 | 2022-08-15 | 2026-04-01 | 198 | 1 m3 | Mar 04 2023 | OpenBox | https://epd-australasia.com/wp-content/uploads/2021/04/SP02336_Boral-EPD_NSW-ACT_Aug22_V1.2.pdf | 20 | 17 | 25MPa | 25 | 25 MPa | Pre-mix Concrete |  |  | (Boral) | (NSW), (Wollongong) |  |  |  |  | ENVIROCRETE | PLUS | [6 empty] | ENVIROCRETE PLUS |  | Concrete, 25 MPa, in-situ, no reinforcement, Pre-mix Concrete ENVIROCRETE PLUS (Boral) (NSW), (Wollongong) ENVIROCRETE PLUS 25MPa |  | 25 MPa in-situ, no reinforcement - Boral |  |  | Wollongong, NSW
| W | ReadyMix | Boral | Wollongong |  | Boral Pre-mix Concrete - ENVIROCRETE PLUS 32MPa | ENVIROCRETE PLUS 32MPa |  | Boral is the largest integrated construction... | EPD Australasia | Life Cycle Logic Pty Ltd | S-P-02336 | Version 1.2 | 2022-08-15 | 2026-04-01 | 224 | 1 m3 | Mar 04 2023 | OpenBox | https://epd-australasia.com/wp-content/uploads/2021/04/SP02336_Boral-EPD_NSW-ACT_Aug22_V1.2.pdf | 20 | 17 | 32MPa | 32 | 32 MPa | Pre-mix Concrete |  |  | (Boral) | (NSW), (Wollongong) |  |  |  |  | ENVIROCRETE | PLUS | [6 empty] | ENVIROCRETE PLUS |  | Concrete, 32 MPa, in-situ, no reinforcement, Pre-mix Concrete ENVIROCRETE PLUS (Boral) (NSW), (Wollongong) ENVIROCRETE PLUS 32MPa |  | 32 MPa in-situ, no reinforcement - Boral |  |  | Wollongong, NSW
| W | ReadyMix | Boral | Wollongong |  | Boral Pre-mix Concrete - ENVIROCRETE PLUS 40MPa | ENVIROCRETE PLUS 40MPa |  | Boral is the largest integrated construction... | EPD Australasia | Life Cycle Logic Pty Ltd | S-P-02336 | Version 1.2 | 2022-08-15 | 2026-04-01 | 268 | 1 m3 | Mar 04 2023 | OpenBox | https://epd-australasia.com/wp-content/uploads/2021/04/SP02336_Boral-EPD_NSW-ACT_Aug22_V1.2.pdf | 20 | 17 | 40MPa | 40 | 40 MPa | Pre-mix Concrete |  |  | (Boral) | (NSW), (Wollongong) |  |  |  |  | ENVIROCRETE | PLUS | [6 empty] | ENVIROCRETE PLUS |  | Concrete, 40 MPa, in-situ, no reinforcement, Pre-mix Concrete ENVIROCRETE PLUS (Boral) (NSW), (Wollongong) ENVIROCRETE PLUS 40MPa |  | 40 MPa in-situ, no reinforcement - Boral |  |  | Wollongong, NSW
| W | ReadyMix | Boral | Wollongong |  | Boral Pre-mix Concrete - ENVIROCRETE PLUS 50MPa | ENVIROCRETE PLUS 50MPa |  | Boral is the largest integrated construction... | EPD Australasia | Life Cycle Logic Pty Ltd | S-P-02336 | Version 1.2 | 2022-08-15 | 2026-04-01 | 334 | 1 m3 | Mar 04 2023 | OpenBox | https://epd-australasia.com/wp-content/uploads/2021/04/SP02336_Boral-EPD_NSW-ACT_Aug22_V1.2.pdf | 20 | 17 | 50MPa | 50 | 50 MPa | Pre-mix Concrete |  |  | (Boral) | (NSW), (Wollongong) |  |  |  |  | ENVIROCRETE | PLUS | [6 empty] | ENVIROCRETE PLUS |  | Concrete, 50 MPa, in-situ, no reinforcement, Pre-mix Concrete ENVIROCRETE PLUS (Boral) (NSW), (Wollongong) ENVIROCRETE PLUS 50MPa |  | 50 MPa in-situ, no reinforcement - Boral |  |  | Wollongong, NSW
| W | ReadyMix | Boral | Wollongong |  | Boral Pre-mix Concrete - ENVISIA 20MPa | ENVISIA 20MPa |  | Boral is the largest integrated construction... | EPD Australasia | Life Cycle Logic Pty Ltd | S-P-02336 | Version 1.2 | 2022-08-15 | 2026-04-01 | 173 | 1 m3 | Mar 04 2023 | OpenBox | https://epd-australasia.com/wp-content/uploads/2021/04/SP02336_Boral-EPD_NSW-ACT_Aug22_V1.2.pdf | 11 | 8 | 20MPa | 20 | 20 MPa | Pre-mix Concrete |  |  | (Boral) | (NSW), (Wollongong) |  |  |  |  | ENVISIA | [7 empty] | ENVISIA |  | Concrete, 20 MPa, in-situ, no reinforcement, Pre-mix Concrete ENVISIA (Boral) (NSW), (Wollongong) ENVISIA 20MPa |  | 20 MPa in-situ, no reinforcement - Boral |  |  | Wollongong, NSW
| W | ReadyMix | Boral | Wollongong |  | Boral Pre-mix Concrete - ENVISIA 25MPa | ENVISIA 25MPa |  | Boral is the largest integrated construction... | EPD Australasia | Life Cycle Logic Pty Ltd | S-P-02336 | Version 1.2 | 2022-08-15 | 2026-04-01 | 180 | 1 m3 | Mar 04 2023 | OpenBox | https://epd-australasia.com/wp-content/uploads/2021/04/SP02336_Boral-EPD_NSW-ACT_Aug22_V1.2.pdf | 11 | 8 | 25MPa | 25 | 25 MPa | Pre-mix Concrete |  |  | (Boral) | (NSW), (Wollongong) |  |  |  |  | ENVISIA | [7 empty] | ENVISIA |  | Concrete, 25 MPa, in-situ, no reinforcement, Pre-mix Concrete ENVISIA (Boral) (NSW), (Wollongong) ENVISIA 25MPa |  | 25 MPa in-situ, no reinforcement - Boral |  |  | Wollongong, NSW
| W | ReadyMix | Boral | Wollongong |  | Boral Pre-mix Concrete - ENVISIA 32MPa | ENVISIA 32MPa |  | Boral is the largest integrated construction... | EPD Australasia | Life Cycle Logic Pty Ltd | S-P-02336 | Version 1.2 | 2022-08-15 | 2026-04-01 | 193 | 1 m3 | Mar 04 2023 | OpenBox | https://epd-australasia.com/wp-content/uploads/2021/04/SP02336_Boral-EPD_NSW-ACT_Aug22_V1.2.pdf | 11 | 8 | 32MPa | 32 | 32 MPa | Pre-mix Concrete |  |  | (Boral) | (NSW), (Wollongong) |  |  |  |  | ENVISIA | [7 empty] | ENVISIA |  | Concrete, 32 MPa, in-situ, no reinforcement, Pre-mix Concrete ENVISIA (Boral) (NSW), (Wollongong) ENVISIA 32MPa |  | 32 MPa in-situ, no reinforcement - Boral |  |  | Wollongong, NSW
| W | ReadyMix | Boral | Wollongong |  | Boral Pre-mix Concrete - ENVISIA 40MPa | ENVISIA 40MPa |  | Boral is the largest integrated construction... | EPD Australasia | Life Cycle Logic Pty Ltd | S-P-02336 | Version 1.2 | 2022-08-15 | 2026-04-01 | 247 | 1 m3 | Mar 04 2023 | OpenBox | https://epd-australasia.com/wp-content/uploads/2021/04/SP02336_Boral-EPD_NSW-ACT_Aug22_V1.2.pdf | 11 | 8 | 40MPa | 40 | 40 MPa | Pre-mix Concrete |  |  | (Boral) | (NSW), (Wollongong) |  |  |  |  | ENVISIA | [7 empty] | ENVISIA |  | Concrete, 40 MPa, in-situ, no reinforcement, Pre-mix Concrete ENVISIA (Boral) (NSW), (Wollongong) ENVISIA 40MPa |  | 40 MPa in-situ, no reinforcement - Boral |  |  | Wollongong, NSW
| W | ReadyMix | Boral | Wollongong |  | Boral Pre-mix Concrete - ENVISIA 50MPa | ENVISIA 50MPa |  | Boral is the largest integrated construction... | EPD Australasia | Life Cycle Logic Pty Ltd | S-P-02336 | Version 1.2 | 2022-08-15 | 2026-04-01 | 321 | 1 m3 | Mar 04 2023 | OpenBox | https://epd-australasia.com/wp-content/uploads/2021/04/SP02336_Boral-EPD_NSW-ACT_Aug22_V1.2.pdf | 11 | 8 | 50MPa | 50 | 50 MPa | Pre-mix Concrete |  |  | (Boral) | (NSW), (Wollongong) |  |  |  |  | ENVISIA | [7 empty] | ENVISIA |  | Concrete, 50 MPa, in-situ, no reinforcement, Pre-mix Concrete ENVISIA (Boral) (NSW), (Wollongong) ENVISIA 50MPa |  | 50 MPa in-situ, no reinforcement - Boral |  |  | Wollongong, NSW
| W | ReadyMix | Boral | Wollongong |  | Boral Pre-mix Concrete - ENVISIA 65MPa | ENVISIA 65MPa |  | Boral is the largest integrated construction... | EPD Australasia | Life Cycle Logic Pty Ltd | S-P-02336 | Version 1.2 | 2022-08-15 | 2026-04-01 | 327 | 1 m3 | Mar 04 2023 | OpenBox | https://epd-australasia.com/wp-content/uploads/2021/04/SP02336_Boral-EPD_NSW-ACT_Aug22_V1.2.pdf | 11 | 8 | 65MPa | 65 | 65 MPa | Pre-mix Concrete |  |  | (Boral) | (NSW), (Wollongong) |  |  |  |  | ENVISIA | [7 empty] | ENVISIA |  | Concrete, 65 MPa, in-situ, no reinforcement, Pre-mix Concrete ENVISIA (Boral) (NSW), (Wollongong) ENVISIA 65MPa |  | 65 MPa in-situ, no reinforcement - Boral |  |  | Wollongong, NSW
| W | ReadyMix | Boral | Wollongong |  | Boral Pre-mix Concrete - ENVISIA 80MPa | ENVISIA 80MPa |  | Boral is the largest integrated construction... | EPD Australasia | Life Cycle Logic Pty Ltd | S-P-02336 | Version 1.2 | 2022-08-15 | 2026-04-01 | 426 | 1 m3 | Mar 04 2023 | OpenBox | https://epd-australasia.com/wp-content/uploads/2021/04/SP02336_Boral-EPD_NSW-ACT_Aug22_V1.2.pdf | 11 | 8 | 80MPa | 80 | 80 MPa | Pre-mix Concrete |  |  | (Boral) | (NSW), (Wollongong) |  |  |  |  | ENVISIA | [7 empty] | ENVISIA |  | Concrete, 80 MPa, in-situ, no reinforcement, Pre-mix Concrete ENVISIA (Boral) (NSW), (Wollongong) ENVISIA 80MPa |  | 80 MPa in-situ, no reinforcement - Boral |  |  | Wollongong, NSW
| W | ReadyMix | Boral | Wollongong |  | Boral Pre-mix Concrete - POST TENSIONED 40MPa 22@3 | POST TENSIONED 40MPa 22@3 |  | Boral is the largest integrated construction... | EPD Australasia | Life Cycle Logic Pty Ltd | S-P-02336 | Version 1.2 | 2022-08-15 | 2026-04-01 | 339 | 1 m3 | Mar 04 2023 | OpenBox | https://epd-australasia.com/wp-content/uploads/2021/04/SP02336_Boral-EPD_NSW-ACT_Aug22_V1.2.pdf | 18 | 15 | 40MPa | 40 | 40 MPa | Pre-mix Concrete |  |  | (Boral) | (NSW), (Wollongong) |  |  |  |  | POST | TENSIONED | [6 empty] | POST TENSIONED |  | Concrete, 40 MPa, in-situ, no reinforcement, Pre-mix Concrete POST TENSIONED (Boral) (NSW), (Wollongong) POST TENSIONED 40MPa 22@3 |  | 40 MPa in-situ, no reinforcement - Boral |  |  | Wollongong, NSW
| W | ReadyMix | Boral | Wollongong |  | Boral Pre-mix Concrete - POST TENSIONED 40MPa 22@4 | POST TENSIONED 40MPa 22@4 |  | Boral is the largest integrated construction... | EPD Australasia | Life Cycle Logic Pty Ltd | S-P-02336 | Version 1.2 | 2022-08-15 | 2026-04-01 | 330 | 1 m3 | Mar 04 2023 | OpenBox | https://epd-australasia.com/wp-content/uploads/2021/04/SP02336_Boral-EPD_NSW-ACT_Aug22_V1.2.pdf | 18 | 15 | 40MPa | 40 | 40 MPa | Pre-mix Concrete |  |  | (Boral) | (NSW), (Wollongong) |  |  |  |  | POST | TENSIONED | [6 empty] | POST TENSIONED |  | Concrete, 40 MPa, in-situ, no reinforcement, Pre-mix Concrete POST TENSIONED (Boral) (NSW), (Wollongong) POST TENSIONED 40MPa 22@4 |  | 40 MPa in-situ, no reinforcement - Boral |  |  | Wollongong, NSW
| W | ReadyMix | Boral | Wollongong |  | Boral Pre-mix Concrete - POST TENSIONED 40MPa 22@5 | POST TENSIONED 40MPa 22@5 |  | Boral is the largest integrated construction... | EPD Australasia | Life Cycle Logic Pty Ltd | S-P-02336 | Version 1.2 | 2022-08-15 | 2026-04-01 | 321 | 1 m3 | Mar 04 2023 | OpenBox | https://epd-australasia.com/wp-content/uploads/2021/04/SP02336_Boral-EPD_NSW-ACT_Aug22_V1.2.pdf | 18 | 15 | 40MPa | 40 | 40 MPa | Pre-mix Concrete |  |  | (Boral) | (NSW), (Wollongong) |  |  |  |  | POST | TENSIONED | [6 empty] | POST TENSIONED |  | Concrete, 40 MPa, in-situ, no reinforcement, Pre-mix Concrete POST TENSIONED (Boral) (NSW), (Wollongong) POST TENSIONED 40MPa 22@5 |  | 40 MPa in-situ, no reinforcement - Boral |  |  | Wollongong, NSW
| W | ReadyMix | Boral | Wollongong |  | Boral Pre-mix Concrete - HIGH SLUMP 50MPa | HIGH SLUMP 50MPa |  | Boral is the largest integrated construction... | EPD Australasia | Life Cycle Logic Pty Ltd | S-P-02336 | Version 1.2 | 2022-08-15 | 2026-04-01 | 429 | 1 m3 | Mar 04 2023 | OpenBox | https://epd-australasia.com/wp-content/uploads/2021/04/SP02336_Boral-EPD_NSW-ACT_Aug22_V1.2.pdf | 14 | 11 | 50MPa | 50 | 50 MPa | Pre-mix Concrete |  |  | (Boral) | (NSW), (Wollongong) |  |  |  |  | HIGH | SLUMP | [6 empty] | HIGH SLUMP |  | Concrete, 50 MPa, in-situ, no reinforcement, Pre-mix Concrete HIGH SLUMP (Boral) (NSW), (Wollongong) HIGH SLUMP 50MPa |  | 50 MPa in-situ, no reinforcement - Boral |  |  | Wollongong, NSW
| W | ReadyMix | Boral | Wollongong |  | Boral Pre-mix Concrete - HIGH SLUMP 65MPa | HIGH SLUMP 65MPa |  | Boral is the largest integrated construction... | EPD Australasia | Life Cycle Logic Pty Ltd | S-P-02336 | Version 1.2 | 2022-08-15 | 2026-04-01 | 499 | 1 m3 | Mar 04 2023 | OpenBox | https://epd-australasia.com/wp-content/uploads/2021/04/SP02336_Boral-EPD_NSW-ACT_Aug22_V1.2.pdf | 14 | 11 | 65MPa | 65 | 65 MPa | Pre-mix Concrete |  |  | (Boral) | (NSW), (Wollongong) |  |  |  |  | HIGH | SLUMP | [6 empty] | HIGH SLUMP |  | Concrete, 65 MPa, in-situ, no reinforcement, Pre-mix Concrete HIGH SLUMP (Boral) (NSW), (Wollongong) HIGH SLUMP 65MPa |  | 65 MPa in-situ, no reinforcement - Boral |  |  | Wollongong, NSW
| W | ReadyMix | Boral | Wollongong |  | Boral Pre-mix Concrete - HIGH SLUMP 80MPa | HIGH SLUMP 80MPa |  | Boral is the largest integrated construction... | EPD Australasia | Life Cycle Logic Pty Ltd | S-P-02336 | Version 1.2 | 2022-08-15 | 2026-04-01 | 529 | 1 m3 | Mar 04 2023 | OpenBox | https://epd-australasia.com/wp-content/uploads/2021/04/SP02336_Boral-EPD_NSW-ACT_Aug22_V1.2.pdf | 14 | 11 | 80MPa | 80 | 80 MPa | Pre-mix Concrete |  |  | (Boral) | (NSW), (Wollongong) |  |  |  |  | HIGH | SLUMP | [6 empty] | HIGH SLUMP |  | Concrete, 80 MPa, in-situ, no reinforcement, Pre-mix Concrete HIGH SLUMP (Boral) (NSW), (Wollongong) HIGH SLUMP 80MPa |  | 80 MPa in-situ, no reinforcement - Boral |  |  | Wollongong, NSW
| W | ReadyMix | Boral | Wollongong |  | Boral Pre-mix Concrete - TREMIE 40MPa | TREMIE 40MPa |  | Boral is the largest integrated construction... | EPD Australasia | Life Cycle Logic Pty Ltd | S-P-02336 | Version 1.2 | 2022-08-15 | 2026-04-01 | 309 | 1 m3 | Mar 04 2023 | OpenBox | https://epd-australasia.com/wp-content/uploads/2021/04/SP02336_Boral-EPD_NSW-ACT_Aug22_V1.2.pdf | 10 | 7 | 40MPa | 40 | 40 MPa | Pre-mix Concrete |  |  | (Boral) | (NSW), (Wollongong) |  |  |  |  | TREMIE | [7 empty] | TREMIE |  | Concrete, 40 MPa, in-situ, no reinforcement, Pre-mix Concrete TREMIE (Boral) (NSW), (Wollongong) TREMIE 40MPa |  | 40 MPa in-situ, no reinforcement - Boral |  |  | Wollongong, NSW
| W | ReadyMix | Boral | Wollongong |  | Boral Pre-mix Concrete - TREMIE 50MPa | TREMIE 50MPa |  | Boral is the largest integrated construction... | EPD Australasia | Life Cycle Logic Pty Ltd | S-P-02336 | Version 1.2 | 2022-08-15 | 2026-04-01 | 378 | 1 m3 | Mar 04 2023 | OpenBox | https://epd-australasia.com/wp-content/uploads/2021/04/SP02336_Boral-EPD_NSW-ACT_Aug22_V1.2.pdf | 10 | 7 | 50MPa | 50 | 50 MPa | Pre-mix Concrete |  |  | (Boral) | (NSW), (Wollongong) |  |  |  |  | TREMIE | [7 empty] | TREMIE |  | Concrete, 50 MPa, in-situ, no reinforcement, Pre-mix Concrete TREMIE (Boral) (NSW), (Wollongong) TREMIE 50MPa |  | 50 MPa in-situ, no reinforcement - Boral |  |  | Wollongong, NSW
| W | ReadyMix | Boral | Wollongong |  | Boral Pre-mix Concrete - TREMIE 65MPa | TREMIE 65MPa |  | Boral is the largest integrated construction... | EPD Australasia | Life Cycle Logic Pty Ltd | S-P-02336 | Version 1.2 | 2022-08-15 | 2026-04-01 | 471 | 1 m3 | Mar 04 2023 | OpenBox | https://epd-australasia.com/wp-content/uploads/2021/04/SP02336_Boral-EPD_NSW-ACT_Aug22_V1.2.pdf | 10 | 7 | 65MPa | 65 | 65 MPa | Pre-mix Concrete |  |  | (Boral) | (NSW), (Wollongong) |  |  |  |  | TREMIE | [7 empty] | TREMIE |  | Concrete, 65 MPa, in-situ, no reinforcement, Pre-mix Concrete TREMIE (Boral) (NSW), (Wollongong) TREMIE 65MPa |  | 65 MPa in-situ, no reinforcement - Boral |  |  | Wollongong, NSW
| W | ReadyMix | Boral | Wollongong |  | Boral Pre-mix Concrete - SHOTCRETE 40MPa 10MM | SHOTCRETE 40MPa 10MM |  | Boral is the largest integrated construction... | EPD Australasia | Life Cycle Logic Pty Ltd | S-P-02336 | Version 1.2 | 2022-08-15 | 2026-04-01 | 374 | 1 m3 | Mar 04 2023 | OpenBox | https://epd-australasia.com/wp-content/uploads/2021/04/SP02336_Boral-EPD_NSW-ACT_Aug22_V1.2.pdf | 13 | 10 | 40MPa | 40 | 40 MPa | Pre-mix Concrete |  |  | (Boral) | (NSW), (Wollongong) |  |  |  |  | SHOTCRETE | [7 empty] | SHOTCRETE |  | Concrete, 40 MPa, in-situ, no reinforcement, Pre-mix Concrete SHOTCRETE (Boral) (NSW), (Wollongong) SHOTCRETE 40MPa 10MM |  | 40 MPa in-situ, no reinforcement - Boral |  |  | Wollongong, NSW
| W | ReadyMix | Boral | Wollongong |  | Boral Pre-mix Concrete - Normal Class GP blend 20MPa | Normal Class GP blend 20MPa |  | Boral is the largest integrated construction... | EPD Australasia | Life Cycle Logic Pty Ltd | S-P-02336 | Version 1.2 | 2022-08-15 | 2026-04-01 | 268 | 1 m3 | Mar 04 2023 | OpenBox | https://epd-australasia.com/wp-content/uploads/2021/04/SP02336_Boral-EPD_NSW-ACT_Aug22_V1.2.pdf | 25 | 22 | 20MPa | 20 | 20 MPa | Pre-mix Concrete |  |  | (Boral) | (NSW), (Wollongong) |  |  |  |  | Normal | Class | GP | blend |  |  |  |  | Normal Class GP blend |  | Concrete, 20 MPa, in-situ, no reinforcement, Pre-mix Concrete Normal Class GP blend (Boral) (NSW), (Wollongong) Normal Class GP blend 20MPa |  | 20 MPa in-situ, no reinforcement - Boral |  |  | Wollongong, NSW
| W | ReadyMix | Boral | Boral Concrete Hobart |  | Boral Pre-mix Concrete - Normal Class GP blend 25MPa | Normal Class GP blend 25MPa |  | Boral is the largest integrated construction... | IBU | Life Cycle Logic Pty Ltd | S-P-02337 |  | 2021-10-15 | 2026-05-01 | 279 | 1 m3 | Mar 04 2023 | OpenBox | https://epd-australasia.com/wp-content/uploads/2021/05/BoralConcrete_EPDv1.1_2021_Tasmania_hr.pdf | 25 | 22 | 25MPa | 25 | 25 MPa | Pre-mix Concrete |  |  | (Boral) | (TAS), (Hobart) |  |  |  |  | Normal | Class | GP | blend |  |  |  |  | Normal Class GP blend |  | Concrete, 25 MPa, in-situ, no reinforcement, Pre-mix Concrete Normal Class GP blend (Boral) (TAS), (Hobart) Normal Class GP blend 25MPa |  | 25 MPa in-situ, no reinforcement - Boral |  |  | Hobart, TAS
| W | ReadyMix | Boral | Boral Concrete Hobart |  | Boral Pre-mix Concrete - Normal Class GP blend 32MPa | Normal Class GP blend 32MPa |  | Boral is the largest integrated construction... | IBU | Life Cycle Logic Pty Ltd | S-P-02337 |  | 2021-10-15 | 2026-05-01 | 308 | 1 m3 | Mar 04 2023 | OpenBox | https://epd-australasia.com/wp-content/uploads/2021/05/BoralConcrete_EPDv1.1_2021_Tasmania_hr.pdf | 25 | 22 | 32MPa | 32 | 32 MPa | Pre-mix Concrete |  |  | (Boral) | (TAS), (Hobart) |  |  |  |  | Normal | Class | GP | blend |  |  |  |  | Normal Class GP blend |  | Concrete, 32 MPa, in-situ, no reinforcement, Pre-mix Concrete Normal Class GP blend (Boral) (TAS), (Hobart) Normal Class GP blend 32MPa |  | 32 MPa in-situ, no reinforcement - Boral |  |  | Hobart, TAS
| W | ReadyMix | Boral | Boral Concrete Hobart |  | Boral Pre-mix Concrete - Normal Class GP blend 40MPa | Normal Class GP blend 40MPa |  | Boral is the largest integrated construction... | IBU | Life Cycle Logic Pty Ltd | S-P-02337 |  | 2021-10-15 | 2026-05-01 | 382 | 1 m3 | Mar 04 2023 | OpenBox | https://epd-australasia.com/wp-content/uploads/2021/05/BoralConcrete_EPDv1.1_2021_Tasmania_hr.pdf | 25 | 22 | 40MPa | 40 | 40 MPa | Pre-mix Concrete |  |  | (Boral) | (TAS), (Hobart) |  |  |  |  | Normal | Class | GP | blend |  |  |  |  | Normal Class GP blend |  | Concrete, 40 MPa, in-situ, no reinforcement, Pre-mix Concrete Normal Class GP blend (Boral) (TAS), (Hobart) Normal Class GP blend 40MPa |  | 40 MPa in-situ, no reinforcement - Boral |  |  | Hobart, TAS
| W | ReadyMix | Boral | Boral Concrete Hobart |  | Boral Pre-mix Concrete - ENVISIA 50 MPa | ENVISIA 50 MPa |  | Boral is the largest integrated construction... | IBU | Life Cycle Logic Pty Ltd | S-P-02337 |  | 2021-10-15 | 2026-05-01 | 399 | 1 m3 | Mar 04 2023 | OpenBox | https://epd-australasia.com/wp-content/uploads/2021/05/BoralConcrete_EPDv1.1_2021_Tasmania_hr.pdf | 12 | 9 | 50 MPa | 50 | 50 MPa | Pre-mix Concrete |  |  | (Boral) | (TAS), (Hobart) |  |  |  |  | ENVISIA | [7 empty] | ENVISIA |  | Concrete, 50 MPa, in-situ, no reinforcement, Pre-mix Concrete ENVISIA (Boral) (TAS), (Hobart) ENVISIA 50 MPa |  | 50 MPa in-situ, no reinforcement - Boral |  |  | Hobart, TAS
| W | ReadyMix | Boral | Boral Concrete Hobart |  | Boral Pre-mix Concrete - Normal Class GP blend 50MPa | Normal Class GP blend 50MPa |  | Boral is the largest integrated construction... | IBU | Life Cycle Logic Pty Ltd | S-P-02337 |  | 2021-10-15 | 2026-05-01 | 498 | 1 m3 | Mar 04 2023 | OpenBox | https://epd-australasia.com/wp-content/uploads/2021/05/BoralConcrete_EPDv1.1_2021_Tasmania_hr.pdf | 25 | 22 | 50MPa | 50 | 50 MPa | Pre-mix Concrete |  |  | (Boral) | (TAS), (Hobart) |  |  |  |  | Normal | Class | GP | blend |  |  |  |  | Normal Class GP blend |  | Concrete, 50 MPa, in-situ, no reinforcement, Pre-mix Concrete Normal Class GP blend (Boral) (TAS), (Hobart) Normal Class GP blend 50MPa |  | 50 MPa in-situ, no reinforcement - Boral |  |  | Hobart, TAS
| W | ReadyMix | Boral | Boral Concrete Hobart |  | Boral Pre-mix Concrete - ENVISIA 25 MPa | ENVISIA 25 MPa |  | Boral is the largest integrated construction... | IBU | Life Cycle Logic Pty Ltd | S-P-02337 |  | 2021-10-15 | 2026-05-01 | 257 | 1 m3 | Mar 04 2023 | OpenBox | https://epd-australasia.com/wp-content/uploads/2021/05/BoralConcrete_EPDv1.1_2021_Tasmania_hr.pdf | 12 | 9 | 25 MPa | 25 | 25 MPa | Pre-mix Concrete |  |  | (Boral) | (TAS), (Hobart) |  |  |  |  | ENVISIA | [7 empty] | ENVISIA |  | Concrete, 25 MPa, in-situ, no reinforcement, Pre-mix Concrete ENVISIA (Boral) (TAS), (Hobart) ENVISIA 25 MPa |  | 25 MPa in-situ, no reinforcement - Boral |  |  | Hobart, TAS
| W | ReadyMix | Boral | Boral Concrete Hobart |  | Boral Pre-mix Concrete - HIGH STRENGTH 50 MPa | HIGH STRENGTH 50 MPa |  | Boral is the largest integrated construction... | IBU | Life Cycle Logic Pty Ltd | S-P-02337 |  | 2021-10-15 | 2026-05-01 | 498 | 1 m3 | Mar 04 2023 | OpenBox | https://epd-australasia.com/wp-content/uploads/2021/05/BoralConcrete_EPDv1.1_2021_Tasmania_hr.pdf | 18 | 15 | 50 MPa | 50 | 50 MPa | Pre-mix Concrete |  |  | (Boral) | (TAS), (Hobart) |  |  |  |  | HIGH | STRENGTH | [6 empty] | HIGH STRENGTH |  | Concrete, 50 MPa, in-situ, no reinforcement, Pre-mix Concrete HIGH STRENGTH (Boral) (TAS), (Hobart) HIGH STRENGTH 50 MPa |  | 50 MPa in-situ, no reinforcement - Boral |  |  | Hobart, TAS
| W | ReadyMix | Boral | Boral Concrete Hobart |  | Boral Pre-mix Concrete - HIGH STRENGTH 65 MPa | HIGH STRENGTH 65 MPa |  | Boral is the largest integrated construction... | IBU | Life Cycle Logic Pty Ltd | S-P-02337 |  | 2021-10-15 | 2026-05-01 | 608 | 1 m3 | Mar 04 2023 | OpenBox | https://epd-australasia.com/wp-content/uploads/2021/05/BoralConcrete_EPDv1.1_2021_Tasmania_hr.pdf | 18 | 15 | 65 MPa | 65 | 65 MPa | Pre-mix Concrete |  |  | (Boral) | (TAS), (Hobart) |  |  |  |  | HIGH | STRENGTH | [6 empty] | HIGH STRENGTH |  | Concrete, 65 MPa, in-situ, no reinforcement, Pre-mix Concrete HIGH STRENGTH (Boral) (TAS), (Hobart) HIGH STRENGTH 65 MPa |  | 65 MPa in-situ, no reinforcement - Boral |  |  | Hobart, TAS
| W | ReadyMix | Boral | Boral Concrete Hobart |  | Boral Pre-mix Concrete - ENVISIA 32 MPa | ENVISIA 32 MPa |  | Boral is the largest integrated construction... | IBU | Life Cycle Logic Pty Ltd | S-P-02337 |  | 2021-10-15 | 2026-05-01 | 276 | 1 m3 | Mar 04 2023 | OpenBox | https://epd-australasia.com/wp-content/uploads/2021/05/BoralConcrete_EPDv1.1_2021_Tasmania_hr.pdf | 12 | 9 | 32 MPa | 32 | 32 MPa | Pre-mix Concrete |  |  | (Boral) | (TAS), (Hobart) |  |  |  |  | ENVISIA | [7 empty] | ENVISIA |  | Concrete, 32 MPa, in-situ, no reinforcement, Pre-mix Concrete ENVISIA (Boral) (TAS), (Hobart) ENVISIA 32 MPa |  | 32 MPa in-situ, no reinforcement - Boral |  |  | Hobart, TAS
| W | ReadyMix | Boral | Boral Concrete Hobart |  | Boral Pre-mix Concrete - ENVISIA 40 MPa | ENVISIA 40 MPa |  | Boral is the largest integrated construction... | IBU | Life Cycle Logic Pty Ltd | S-P-02337 |  | 2021-10-15 | 2026-05-01 | 340 | 1 m3 | Mar 04 2023 | OpenBox | https://epd-australasia.com/wp-content/uploads/2021/05/BoralConcrete_EPDv1.1_2021_Tasmania_hr.pdf | 12 | 9 | 40 MPa | 40 | 40 MPa | Pre-mix Concrete |  |  | (Boral) | (TAS), (Hobart) |  |  |  |  | ENVISIA | [7 empty] | ENVISIA |  | Concrete, 40 MPa, in-situ, no reinforcement, Pre-mix Concrete ENVISIA (Boral) (TAS), (Hobart) ENVISIA 40 MPa |  | 40 MPa in-situ, no reinforcement - Boral |  |  | Hobart, TAS
| W | ReadyMix | Boral | Boral Concrete Hobart |  | Boral Pre-mix Concrete - VICROADS VR400 40 MPa 20MM PUMP B1 EXPOSURE | VICROADS VR400 40 MPa 20MM PUMP B1 EXPOSURE |  | Boral is the largest integrated construction... | IBU | Life Cycle Logic Pty Ltd | S-P-02337 |  | 2021-10-15 | 2026-05-01 | 455 | 1 m3 | Mar 04 2023 | OpenBox | https://epd-australasia.com/wp-content/uploads/2021/05/BoralConcrete_EPDv1.1_2021_Tasmania_hr.pdf | 19 | 16 | 40 MPa | ? | ? MPa | Pre-mix Concrete |  |  | (Boral) | (TAS), (Hobart) |  |  |  |  | VICROADS | VR400 | [6 empty] | VICROADS VR400 |  | Concrete, ? MPa, in-situ, no reinforcement, Pre-mix Concrete VICROADS VR400 (Boral) (TAS), (Hobart) VICROADS VR400 40 MPa 20MM PUMP B1 EXPOSURE |  | ? MPa in-situ, no reinforcement - Boral |  |  | Hobart, TAS
| W | ReadyMix | Boral | Boral Concrete Hobart |  | Boral Pre-mix Concrete - VICROADS VR450 50 MPa 20MM TREMIE B2 / CFA C1 EXPOSURE | VICROADS VR450 50 MPa 20MM TREMIE B2 / CFA C1 EXPOSURE |  | Boral is the largest integrated construction... | IBU | Life Cycle Logic Pty Ltd | S-P-02337 |  | 2021-10-15 | 2026-05-01 | 513 | 1 m3 | Mar 04 2023 | OpenBox | https://epd-australasia.com/wp-content/uploads/2021/05/BoralConcrete_EPDv1.1_2021_Tasmania_hr.pdf | 19 | 16 | 50 MPa | 50 | 50 MPa | Pre-mix Concrete |  |  | (Boral) | (TAS), (Hobart) | [14 empty] | Concrete, 50 MPa, in-situ, no reinforcement, Pre-mix Concrete (Boral) (TAS), (Hobart) VICROADS VR450 50 MPa 20MM TREMIE B2 / CFA C1 EXPOSURE |  | 50 MPa in-situ, no reinforcement - Boral |  |  | Hobart, TAS
| W | ReadyMix | Boral | Boral Concrete Hobart |  | Boral Pre-mix Concrete - Normal Class GP blend 20MPa | Normal Class GP blend 20MPa |  | Boral is the largest integrated construction... | EPD (International) AB | Life Cycle Logic Pty Ltd | S-P-02337 |  | 2021-10-15 | 2026-05-01 | 265 | 1 m3 | Mar 04 2023 | OpenBox | https://epd-australasia.com/wp-content/uploads/2021/05/BoralConcrete_EPDv1.1_2021_Tasmania_hr.pdf | 25 | 22 | 20MPa | 20 | 20 MPa | Pre-mix Concrete |  |  | (Boral) | (TAS), (Hobart) |  |  |  |  | Normal | Class | GP | blend |  |  |  |  | Normal Class GP blend |  | Concrete, 20 MPa, in-situ, no reinforcement, Pre-mix Concrete Normal Class GP blend (Boral) (TAS), (Hobart) Normal Class GP blend 20MPa |  | 20 MPa in-situ, no reinforcement - Boral |  |  | Hobart, TAS
| W | ReadyMix | Boral | Boral Concrete Launceston |  | Boral Pre-mix Concrete - Normal Class GP blend 25MPa | Normal Class GP blend 25MPa |  | Boral is the largest integrated construction... | EPD Australasia | Life Cycle Logic Pty Ltd | S-P-02337 |  | 2021-10-15 | 2026-05-01 | 278 | 1 m3 | Mar 04 2023 | OpenBox | https://epd-australasia.com/wp-content/uploads/2021/05/BoralConcrete_EPDv1.1_2021_Tasmania_hr.pdf | 25 | 22 | 25MPa | 25 | 25 MPa | Pre-mix Concrete |  |  | (Boral) | (TAS), (Launceston) |  |  |  |  | Normal | Class | GP | blend |  |  |  |  | Normal Class GP blend |  | Concrete, 25 MPa, in-situ, no reinforcement, Pre-mix Concrete Normal Class GP blend (Boral) (TAS), (Launceston) Normal Class GP blend 25MPa |  | 25 MPa in-situ, no reinforcement - Boral |  |  | Launceston, TAS
| W | ReadyMix | Boral | Boral Concrete Launceston |  | Boral Pre-mix Concrete - Normal Class GP blend 32MPa | Normal Class GP blend 32MPa |  | Boral is the largest integrated construction... | EPD Australasia | Life Cycle Logic Pty Ltd | S-P-02337 |  | 2021-10-15 | 2026-05-01 | 306 | 1 m3 | Mar 04 2023 | OpenBox | https://epd-australasia.com/wp-content/uploads/2021/05/BoralConcrete_EPDv1.1_2021_Tasmania_hr.pdf | 25 | 22 | 32MPa | 32 | 32 MPa | Pre-mix Concrete |  |  | (Boral) | (TAS), (Launceston) |  |  |  |  | Normal | Class | GP | blend |  |  |  |  | Normal Class GP blend |  | Concrete, 32 MPa, in-situ, no reinforcement, Pre-mix Concrete Normal Class GP blend (Boral) (TAS), (Launceston) Normal Class GP blend 32MPa |  | 32 MPa in-situ, no reinforcement - Boral |  |  | Launceston, TAS
| W | ReadyMix | Boral | Boral Concrete Launceston |  | Boral Pre-mix Concrete - ENVISIA 25 MPa | ENVISIA 25 MPa |  | Boral is the largest integrated construction... | EPD Australasia | Life Cycle Logic Pty Ltd | S-P-02337 |  | 2021-10-15 | 2026-05-01 | 251 | 1 m3 | Mar 04 2023 | OpenBox | https://epd-australasia.com/wp-content/uploads/2021/05/BoralConcrete_EPDv1.1_2021_Tasmania_hr.pdf | 12 | 9 | 25 MPa | 25 | 25 MPa | Pre-mix Concrete |  |  | (Boral) | (TAS), (Launceston) |  |  |  |  | ENVISIA | [7 empty] | ENVISIA |  | Concrete, 25 MPa, in-situ, no reinforcement, Pre-mix Concrete ENVISIA (Boral) (TAS), (Launceston) ENVISIA 25 MPa |  | 25 MPa in-situ, no reinforcement - Boral |  |  | Launceston, TAS
| W | ReadyMix | Boral | Boral Concrete Launceston |  | Boral Pre-mix Concrete - Normal Class GP blend 40MPa | Normal Class GP blend 40MPa |  | Boral is the largest integrated construction... | EPD Australasia | Life Cycle Logic Pty Ltd | S-P-02337 |  | 2021-10-15 | 2026-05-01 | 372 | 1 m3 | Mar 04 2023 | OpenBox | https://epd-australasia.com/wp-content/uploads/2021/05/BoralConcrete_EPDv1.1_2021_Tasmania_hr.pdf | 25 | 22 | 40MPa | 40 | 40 MPa | Pre-mix Concrete |  |  | (Boral) | (TAS), (Launceston) |  |  |  |  | Normal | Class | GP | blend |  |  |  |  | Normal Class GP blend |  | Concrete, 40 MPa, in-situ, no reinforcement, Pre-mix Concrete Normal Class GP blend (Boral) (TAS), (Launceston) Normal Class GP blend 40MPa |  | 40 MPa in-situ, no reinforcement - Boral |  |  | Launceston, TAS
| W | ReadyMix | Boral | Boral Concrete Launceston |  | Boral Pre-mix Concrete - Normal Class GP blend 50MPa | Normal Class GP blend 50MPa |  | Boral is the largest integrated construction... | EPD Australasia | Life Cycle Logic Pty Ltd | S-P-02337 |  | 2021-10-15 | 2026-05-01 | 490 | 1 m3 | Mar 04 2023 | OpenBox | https://epd-australasia.com/wp-content/uploads/2021/05/BoralConcrete_EPDv1.1_2021_Tasmania_hr.pdf | 25 | 22 | 50MPa | 50 | 50 MPa | Pre-mix Concrete |  |  | (Boral) | (TAS), (Launceston) |  |  |  |  | Normal | Class | GP | blend |  |  |  |  | Normal Class GP blend |  | Concrete, 50 MPa, in-situ, no reinforcement, Pre-mix Concrete Normal Class GP blend (Boral) (TAS), (Launceston) Normal Class GP blend 50MPa |  | 50 MPa in-situ, no reinforcement - Boral |  |  | Launceston, TAS
| W | ReadyMix | Boral | Boral Concrete Launceston |  | Boral Pre-mix Concrete - ENVISIA 32 MPa | ENVISIA 32 MPa |  | Boral is the largest integrated construction... | EPD Australasia | Life Cycle Logic Pty Ltd | S-P-02337 |  | 2021-10-15 | 2026-05-01 | 268 | 1 m3 | Mar 04 2023 | OpenBox | https://epd-australasia.com/wp-content/uploads/2021/05/BoralConcrete_EPDv1.1_2021_Tasmania_hr.pdf | 12 | 9 | 32 MPa | 32 | 32 MPa | Pre-mix Concrete |  |  | (Boral) | (TAS), (Launceston) |  |  |  |  | ENVISIA | [7 empty] | ENVISIA |  | Concrete, 32 MPa, in-situ, no reinforcement, Pre-mix Concrete ENVISIA (Boral) (TAS), (Launceston) ENVISIA 32 MPa |  | 32 MPa in-situ, no reinforcement - Boral |  |  | Launceston, TAS
| W | ReadyMix | Boral | Boral Concrete Launceston |  | Boral Pre-mix Concrete - ENVISIA 50 MPa | ENVISIA 50 MPa |  | Boral is the largest integrated construction... | EPD Australasia | Life Cycle Logic Pty Ltd | S-P-02337 |  | 2021-10-15 | 2026-05-01 | 386 | 1 m3 | Mar 04 2023 | OpenBox | https://epd-australasia.com/wp-content/uploads/2021/05/BoralConcrete_EPDv1.1_2021_Tasmania_hr.pdf | 12 | 9 | 50 MPa | 50 | 50 MPa | Pre-mix Concrete |  |  | (Boral) | (TAS), (Launceston) |  |  |  |  | ENVISIA | [7 empty] | ENVISIA |  | Concrete, 50 MPa, in-situ, no reinforcement, Pre-mix Concrete ENVISIA (Boral) (TAS), (Launceston) ENVISIA 50 MPa |  | 50 MPa in-situ, no reinforcement - Boral |  |  | Launceston, TAS
| W | ReadyMix | Boral | Boral Concrete Launceston |  | Boral Pre-mix Concrete - ENVISIA 40 MPa | ENVISIA 40 MPa |  | Boral is the largest integrated construction... | EPD Australasia | Life Cycle Logic Pty Ltd | S-P-02337 |  | 2021-10-15 | 2026-05-01 | 330 | 1 m3 | Mar 04 2023 | OpenBox | https://epd-australasia.com/wp-content/uploads/2021/05/BoralConcrete_EPDv1.1_2021_Tasmania_hr.pdf | 12 | 9 | 40 MPa | 40 | 40 MPa | Pre-mix Concrete |  |  | (Boral) | (TAS), (Launceston) |  |  |  |  | ENVISIA | [7 empty] | ENVISIA |  | Concrete, 40 MPa, in-situ, no reinforcement, Pre-mix Concrete ENVISIA (Boral) (TAS), (Launceston) ENVISIA 40 MPa |  | 40 MPa in-situ, no reinforcement - Boral |  |  | Launceston, TAS
| W | ReadyMix | Boral | Boral Concrete Launceston |  | Boral Pre-mix Concrete - HIGH STRENGTH 50 MPa | HIGH STRENGTH 50 MPa |  | Boral is the largest integrated construction... | EPD Australasia | Life Cycle Logic Pty Ltd | S-P-02337 |  | 2021-10-15 | 2026-05-01 | 490 | 1 m3 | Mar 04 2023 | OpenBox | https://epd-australasia.com/wp-content/uploads/2021/05/BoralConcrete_EPDv1.1_2021_Tasmania_hr.pdf | 18 | 15 | 50 MPa | 50 | 50 MPa | Pre-mix Concrete |  |  | (Boral) | (TAS), (Launceston) |  |  |  |  | HIGH | STRENGTH | [6 empty] | HIGH STRENGTH |  | Concrete, 50 MPa, in-situ, no reinforcement, Pre-mix Concrete HIGH STRENGTH (Boral) (TAS), (Launceston) HIGH STRENGTH 50 MPa |  | 50 MPa in-situ, no reinforcement - Boral |  |  | Launceston, TAS
| W | ReadyMix | Boral | Boral Concrete Launceston |  | Boral Pre-mix Concrete - HIGH STRENGTH 65 MPa | HIGH STRENGTH 65 MPa |  | Boral is the largest integrated construction... | EPD Australasia | Life Cycle Logic Pty Ltd | S-P-02337 |  | 2021-10-15 | 2026-05-01 | 593 | 1 m3 | Mar 04 2023 | OpenBox | https://epd-australasia.com/wp-content/uploads/2021/05/BoralConcrete_EPDv1.1_2021_Tasmania_hr.pdf | 18 | 15 | 65 MPa | 65 | 65 MPa | Pre-mix Concrete |  |  | (Boral) | (TAS), (Launceston) |  |  |  |  | HIGH | STRENGTH | [6 empty] | HIGH STRENGTH |  | Concrete, 65 MPa, in-situ, no reinforcement, Pre-mix Concrete HIGH STRENGTH (Boral) (TAS), (Launceston) HIGH STRENGTH 65 MPa |  | 65 MPa in-situ, no reinforcement - Boral |  |  | Launceston, TAS
| W | ReadyMix | Boral | Boral Concrete Launceston |  | Boral Pre-mix Concrete - VICROADS VR400 40 MPa 20MM PUMP B1 EXPOSURE | VICROADS VR400 40 MPa 20MM PUMP B1 EXPOSURE |  | Boral is the largest integrated construction... | EPD Australasia | Life Cycle Logic Pty Ltd | S-P-02337 |  | 2021-10-15 | 2026-05-01 | 407 | 1 m3 | Mar 04 2023 | OpenBox | https://epd-australasia.com/wp-content/uploads/2021/05/BoralConcrete_EPDv1.1_2021_Tasmania_hr.pdf | 19 | 16 | 40 MPa | ? | ? MPa | Pre-mix Concrete |  |  | (Boral) | (TAS), (Launceston) |  |  |  |  | VICROADS | VR400 | [6 empty] | VICROADS VR400 |  | Concrete, ? MPa, in-situ, no reinforcement, Pre-mix Concrete VICROADS VR400 (Boral) (TAS), (Launceston) VICROADS VR400 40 MPa 20MM PUMP B1 EXPOSURE |  | ? MPa in-situ, no reinforcement - Boral |  |  | Launceston, TAS
| W | ReadyMix | Boral | Boral Concrete Launceston |  | Boral Pre-mix Concrete - VICROADS VR450 50 MPa 20MM TREMIE B2 / CFA C1 EXPOSURE | VICROADS VR450 50 MPa 20MM TREMIE B2 / CFA C1 EXPOSURE |  | Boral is the largest integrated construction... | EPD Australasia | Life Cycle Logic Pty Ltd | S-P-02337 |  | 2021-10-15 | 2026-05-01 | 473 | 1 m3 | Mar 04 2023 | OpenBox | https://epd-australasia.com/wp-content/uploads/2021/05/BoralConcrete_EPDv1.1_2021_Tasmania_hr.pdf | 19 | 16 | 50 MPa | 50 | 50 MPa | Pre-mix Concrete |  |  | (Boral) | (TAS), (Launceston) | [14 empty] | Concrete, 50 MPa, in-situ, no reinforcement, Pre-mix Concrete (Boral) (TAS), (Launceston) VICROADS VR450 50 MPa 20MM TREMIE B2 / CFA C1 EXPOSURE |  | 50 MPa in-situ, no reinforcement - Boral |  |  | Launceston, TAS
| W | ReadyMix | Boral | Boral Concrete Launceston |  | Boral Pre-mix Concrete - Normal Class GP blend 20MPa | Normal Class GP blend 20MPa |  | Boral is the largest integrated construction... | EPD Australasia | Life Cycle Logic Pty Ltd | S-P-02337 |  | 2021-10-15 | 2026-05-01 | 265 | 1 m3 | Mar 04 2023 | OpenBox | https://epd-australasia.com/wp-content/uploads/2021/05/BoralConcrete_EPDv1.1_2021_Tasmania_hr.pdf | 25 | 22 | 20MPa | 20 | 20 MPa | Pre-mix Concrete |  |  | (Boral) | (TAS), (Launceston) |  |  |  |  | Normal | Class | GP | blend |  |  |  |  | Normal Class GP blend |  | Concrete, 20 MPa, in-situ, no reinforcement, Pre-mix Concrete Normal Class GP blend (Boral) (TAS), (Launceston) Normal Class GP blend 20MPa |  | 20 MPa in-situ, no reinforcement - Boral |  |  | Launceston, TAS
Text split
[6 empty] | ENVISIA S20 | ENVISIA | S20
[6 empty] | ENVISIA S25 | ENVISIA | S25
[6 empty] | ENVISIA S32 | ENVISIA | S32
[6 empty] | ENVISIA S40 | ENVISIA | S40
[6 empty] | Normal Class 25MPa 20/10mm | Normal | Class | 25MPa | 20/10mm | [11 empty] | 25MPa |  |  |  | 25 | Pa
[6 empty] | ENVISIA S50 | ENVISIA | S50 | [17 empty] | #VALUE!
[6 empty] | Normal Class 20MPa 20/10mm | Normal | Class | 20MPa | 20/10mm | [11 empty] | 20MPa |  |  |  | 20 | Pa
[6 empty] | Normal Class 40MPa 20/10mm | Normal | Class | 40MPa | 20/10mm | [11 empty] | 40MPa |  |  |  | 40 | Pa
[6 empty] | Kerb Machine, 25MPa 10mm | Kerb | Machine, | 25MPa | 10mm | [11 empty] | 25MPa |  |  |  | 25 | Pa
[6 empty] | Normal Class 32MPa 20/10mm | Normal | Class | 32MPa | 20/10mm | [11 empty] | 32MPa |  |  |  | 32 | Pa
[6 empty] | Kerb Machine, 32MPa 10mm | Kerb | Machine, | 32MPa | 10mm | [11 empty] | 32MPa |  |  |  | 32 | Pa
[6 empty] | Kerb Machine, 40MPa 10mm | Kerb | Machine, | 40MPa | 10mm | [11 empty] | 40MPa |  |  |  | 40 | Pa
[6 empty] | TfNSW/RMS B80 20/10mm, Pump, B1 Exposure | TfNSW/RMS | B80 | 20/10mm, | Pump, | B1 | Exposure | [13 empty] | #VALUE!
[6 empty] | TfNSW/RMS B80 20/10mm, Pump and Tremie, B2 Exposure | TfNSW/RMS | B80 | 20/10mm, | Pump | and | Tremie, | B2 | Exposure | [11 empty] | #VALUE!
[6 empty] | TfNSW /RMS B80 20/10mm, Tremie, B2 and CFA C1 Exposure | TfNSW | /RMS | B80 | 20/10mm, | Tremie, | B2 | and | CFA | C1 | Exposure | [9 empty] | #VALUE!
[6 empty] | TfNSW/RMS R83 35MPa- 20mm Hand / Machine placed | TfNSW/RMS | R83 | 35MPa- | 20mm | Hand | / | Machine | placed | [7 empty] | 35MPa |  |  |  | 35 | Pa
[6 empty] | TfNSW/RMS R83 40MPa - 20mm Hand / Machine placed | TfNSW/RMS | R83 | 40MPa | - | 20mm | Hand | / | Machine | placed | [6 empty] | 40MPa |  |  |  | 40 | Pa
[6 empty] | Stabilized sand 4:1 | Stabilized | sand | 4:1 | [16 empty] | #VALUE!
[6 empty] | Stabilized sand 8:1 | Stabilized | sand | 8:1 | [16 empty] | #VALUE!
[6 empty] | Stabilized sand 14:1 | Stabilized | sand | 14:1 | [16 empty] | #VALUE!
[6 empty] | No Fines 5:1 20mm | No | Fines | 5:1 | 20mm | [15 empty] | #VALUE!
[6 empty] | No Fines 6:1 20mm | No | Fines | 6:1 | 20mm | [15 empty] | #VALUE!
[6 empty] | Boral NSW/ACT Pre-mix Concrete EPD | Boral | NSW/ACT | Pre-mix | Concrete | EPD | [14 empty] | #VALUE!
[6 empty] | Boral Northern Territory Region Pre-mix Concrete EPD | Boral | Northern | Territory | Region | Pre-mix | Concrete | EPD | [12 empty] | #VALUE!
[6 empty] | Boral Northern Territory Region Pre-mix Concrete EPD | Boral | Northern | Territory | Region | Pre-mix | Concrete | EPD | [12 empty] | #VALUE!
[6 empty] | Normal Class GP blend 25MPa | Normal | Class | GP | blend | 25MPa | [10 empty] | 25MPa |  |  |  | 25 | Pa
[6 empty] | Normal Class GP blend 32MPa | Normal | Class | GP | blend | 32MPa | [10 empty] | 32MPa |  |  |  | 32 | Pa
[6 empty] | Normal Class GP blend 40MPa | Normal | Class | GP | blend | 40MPa | [10 empty] | 40MPa |  |  |  | 40 | Pa
[6 empty] | ENVISIA 50MPa | ENVISIA | 50MPa | [13 empty] | 50MPa |  |  |  | 50 | Pa
[6 empty] | Normal Class GP blend 50MPa | Normal | Class | GP | blend | 50MPa | [10 empty] | 50MPa |  |  |  | 50 | Pa
[6 empty] | ENVISIA 25MPa | ENVISIA | 25MPa | [17 empty] | #VALUE!
[6 empty] | HIGH STRENGTH 50MPa | HIGH | STRENGTH | 50MPa | [16 empty] | #VALUE!
[6 empty] | HIGH STRENGTH 65MPa | HIGH | STRENGTH | 65MPa | [16 empty] | #VALUE!
[6 empty] | ENVISIA 32MPa | ENVISIA | 32MPa | [17 empty] | #VALUE!
[6 empty] | ENVISIA 40MPa | ENVISIA | 40MPa | [17 empty] | #VALUE!
[6 empty] | VICROADS VR400 40MPa 20MM PUMP B1 EXPOSURE | VICROADS | VR400 | 40MPa | 20MM | PUMP | B1 | EXPOSURE | [12 empty] | #VALUE!
[6 empty] | VICROADS VR450 50MPa 20MM TREMIE B2 / CFA C1 EXPOSURE | VICROADS | VR450 | 50MPa | 20MM | TREMIE | B2 | / | CFA | C1 | EXPOSURE | [9 empty] | #VALUE!
[6 empty] | Normal Class GP blend 20MPa | Normal | Class | GP | blend | 20MPa | [10 empty] | 20MPa |  |  |  | 20 | Pa
[6 empty] | Normal Class GP blend 25MPa | Normal | Class | GP | blend | 25MPa | [10 empty] | 25MPa |  |  |  | 25 | Pa
[6 empty] | Normal Class GP blend 32MPa | Normal | Class | GP | blend | 32MPa | [10 empty] | 32MPa |  |  |  | 32 | Pa
[6 empty] | ENVISIA 25MPa | ENVISIA | 25MPa | [13 empty] | 25MPa |  |  |  | 25 | Pa
[6 empty] | Normal Class GP blend 40MPa | Normal | Class | GP | blend | 40MPa | [10 empty] | 40MPa |  |  |  | 40 | Pa
[6 empty] | Normal Class GP blend 50MPa | Normal | Class | GP | blend | 50MPa | [10 empty] | 50MPa |  |  |  | 50 | Pa
[6 empty] | ENVISIA 32MPa | ENVISIA | 32MPa | [17 empty] | #VALUE!
[6 empty] | ENVISIA 50MPa | ENVISIA | 50MPa | [17 empty] | #VALUE!
[6 empty] | ENVISIA 40MPa | ENVISIA | 40MPa | [17 empty] | #VALUE!
[6 empty] | HIGH STRENGTH 50MPa | HIGH | STRENGTH | 50MPa | [16 empty] | #VALUE!
[6 empty] | HIGH STRENGTH 65MPa | HIGH | STRENGTH | 65MPa | [16 empty] | #VALUE!
[6 empty] | VICROADS VR400 40MPa 20MM PUMP B1 EXPOSURE | VICROADS | VR400 | 40MPa | 20MM | PUMP | B1 | EXPOSURE | [12 empty] | #VALUE!
[6 empty] | VICROADS VR450 50MPa 20MM TREMIE B2 / CFA C1 EXPOSURE | VICROADS | VR450 | 50MPa | 20MM | TREMIE | B2 | / | CFA | C1 | EXPOSURE | [9 empty] | #VALUE!
[6 empty] | Normal Class GP blend 20MPa | Normal | Class | GP | blend | 20MPa | [14 empty] | #VALUE!
[6 empty] | Normal Class GP blend 25MPa | Normal | Class | GP | blend | 25MPa | [14 empty] | #VALUE!
[6 empty] | Normal Class GP blend 32MPa | Normal | Class | GP | blend | 32MPa | [14 empty] | #VALUE!
[6 empty] | Normal Class GP blend 40MPa | Normal | Class | GP | blend | 40MPa | [14 empty] | #VALUE!
[6 empty] | Normal Class GP blend 50MPa | Normal | Class | GP | blend | 50MPa | [14 empty] | #VALUE!
[6 empty] | Normal Class GP/FA blend 20MPa | Normal | Class | GP/FA | blend | 20MPa | [14 empty] | #VALUE!
[6 empty] | Normal Class GP/FA blend 25MPa | Normal | Class | GP/FA | blend | 25MPa | [14 empty] | #VALUE!
[6 empty] | Normal Class GP/FA blend 32MPa | Normal | Class | GP/FA | blend | 32MPa | [14 empty] | #VALUE!
[6 empty] | Normal Class GP/FA blend 40MPa | Normal | Class | GP/FA | blend | 40MPa | [14 empty] | #VALUE!
[6 empty] | Normal Class GP/FA blend 50MPa | Normal | Class | GP/FA | blend | 50MPa | [14 empty] | #VALUE!
[6 empty] | Normal Class GP/GGBFS blend 20MPa | Normal | Class | GP/GGBFS | blend | 20MPa | [14 empty] | #VALUE!
[6 empty] | Normal Class GP/GGBFS blend 25MPa | Normal | Class | GP/GGBFS | blend | 25MPa | [14 empty] | #VALUE!
[6 empty] | Normal Class GP/GGBFS blend 32MPa | Normal | Class | GP/GGBFS | blend | 32MPa | [14 empty] | #VALUE!
[6 empty] | Normal Class GP/GGBFS blend 40MPa | Normal | Class | GP/GGBFS | blend | 40MPa | [14 empty] | #VALUE!
[6 empty] | Normal Class GP/GGBFS blend 50MPa | Normal | Class | GP/GGBFS | blend | 50MPa | [14 empty] | #VALUE!
[6 empty] | ENVIROCRETE 30% 20MPa | ENVIROCRETE | 30% | 20MPa | [16 empty] | #VALUE!
[6 empty] | ENVIROCRETE 30% 25MPa | ENVIROCRETE | 30% | 25MPa | [16 empty] | #VALUE!
[6 empty] | ENVIROCRETE 30% 32MPa | ENVIROCRETE | 30% | 32MPa | [16 empty] | #VALUE!
[6 empty] | ENVIROCRETE 30% 40MPa | ENVIROCRETE | 30% | 40MPa | [16 empty] | #VALUE!
[6 empty] | ENVIROCRETE 30% 50MPa | ENVIROCRETE | 30% | 50MPa | [16 empty] | #VALUE!
[6 empty] | ENVIROCRETE 40% 20MPa | ENVIROCRETE | 40% | 20MPa | [16 empty] | #VALUE!
[6 empty] | ENVIROCRETE 40% 25MPa | ENVIROCRETE | 40% | 25MPa | [16 empty] | #VALUE!
[6 empty] | ENVIROCRETE 40% 32MPa | ENVIROCRETE | 40% | 32MPa | [16 empty] | #VALUE!
[6 empty] | ENVISIA 80MPa | ENVISIA | 80MPa | [17 empty] | #VALUE!
[6 empty] | POST TENSIONED 40MPa 22@3 | POST | TENSIONED | 40MPa | 22@3 | [15 empty] | #VALUE!
[6 empty] | ENVIROCRETE 40% 40MPa | ENVIROCRETE | 40% | 40MPa | [16 empty] | #VALUE!
[6 empty] | ENVIROCRETE 40% 50MPa | ENVIROCRETE | 40% | 50MPa | [16 empty] | #VALUE!
[6 empty] | ENVIROCRETE PLUS 20MPa | ENVIROCRETE | PLUS | 20MPa | [16 empty] | #VALUE!
[6 empty] | ENVIROCRETE PLUS 25MPa | ENVIROCRETE | PLUS | 25MPa | [16 empty] | #VALUE!
[6 empty] | ENVIROCRETE PLUS 32MPa | ENVIROCRETE | PLUS | 32MPa | [16 empty] | #VALUE!
[6 empty] | ENVIROCRETE PLUS 40MPa | ENVIROCRETE | PLUS | 40MPa | [16 empty] | #VALUE!
[6 empty] | ENVIROCRETE PLUS 50MPa | ENVIROCRETE | PLUS | 50MPa | [16 empty] | #VALUE!
[6 empty] | ENVISIA 20MPa | ENVISIA | 20MPa | [17 empty] | #VALUE!
[6 empty] | ENVISIA 25MPa | ENVISIA | 25MPa | [17 empty] | #VALUE!
[6 empty] | POST TENSIONED 40MPa 22@4 | POST | TENSIONED | 40MPa | 22@4 | [15 empty] | #VALUE!
[6 empty] | POST TENSIONED 40MPa 22@5 | POST | TENSIONED | 40MPa | 22@5 | [15 empty] | #VALUE!
[6 empty] | HIGH SLUMP 50MPa | HIGH | SLUMP | 50MPa | [16 empty] | #VALUE!
[6 empty] | HIGH SLUMP 65MPa | HIGH | SLUMP | 65MPa | [16 empty] | #VALUE!
[6 empty] | ENVISIA 32MPa | ENVISIA | 32MPa | [17 empty] | #VALUE!
[6 empty] | ENVISIA 40MPa | ENVISIA | 40MPa | [17 empty] | #VALUE!
[6 empty] | ENVISIA 50MPa | ENVISIA | 50MPa | [17 empty] | #VALUE!
[6 empty] | ENVISIA 65MPa | ENVISIA | 65MPa | [17 empty] | #VALUE!
[6 empty] | HIGH SLUMP 80MPa | HIGH | SLUMP | 80MPa | [16 empty] | #VALUE!
[6 empty] | TREMIE 40MPa | TREMIE | 40MPa | [17 empty] | #VALUE!
[6 empty] | TREMIE 50MPa | TREMIE | 50MPa | [17 empty] | #VALUE!
[6 empty] | TREMIE 65MPa | TREMIE | 65MPa | [17 empty] | #VALUE!
[6 empty] | SHOTCRETE 40MPa 10MM | SHOTCRETE | 40MPa | 10MM | [16 empty] | #VALUE!
[6 empty] | KERB MACHINE 25MPa 10MM | KERB | MACHINE | 25MPa | 10MM | [15 empty] | #VALUE!
[6 empty] | KERB MACHINE 32MPa 10MM | KERB | MACHINE | 32MPa | 10MM | [15 empty] | #VALUE!
[6 empty] | NO FINES 6:1 | NO | FINES | 6:1 | [16 empty] | #VALUE!
[6 empty] | STABILISED SAND 14:1 | STABILISED | SAND | 14:1 | [16 empty] | #VALUE!
[6 empty] | STABILISED SAND 8:1 | STABILISED | SAND | 8:1 | [16 empty] | #VALUE!
[6 empty] | STABILISED SAND 4:1 | STABILISED | SAND | 4:1 | [16 empty] | #VALUE!
[6 empty] | TfNSW B80 40MPa 20MM PUMP B1 EXPOSURE | TfNSW | B80 | 40MPa | 20MM | PUMP | B1 | EXPOSURE | [12 empty] | #VALUE!
[6 empty] | TfNSW B80 40MPa 20MM PUMP B2 EXPOSURE | TfNSW | B80 | 40MPa | 20MM | PUMP | B2 | EXPOSURE | [12 empty] | #VALUE!
[6 empty] | TfNSW B80 40MPa 20MM TREMIE B2 EXPOSURE | TfNSW | B80 | 40MPa | 20MM | TREMIE | B2 | EXPOSURE | [12 empty] | #VALUE!
[6 empty] | TfNSW B80 50MPa 20MM TREMIE CFA C1 EXPOSURE | TfNSW | B80 | 50MPa | 20MM | TREMIE | CFA | C1 | EXPOSURE | [11 empty] | #VALUE!
[6 empty] | TfNSW B80 50MPa 20MM TREMIE B2 EXPOSURE | TfNSW | B80 | 50MPa | 20MM | TREMIE | B2 | EXPOSURE | [12 empty] | #VALUE!
[6 empty] | TfNSW R83 35MPa 20MM HAND/MACHINE PLACED | TfNSW | R83 | 35MPa | 20MM | HAND/MACHINE | PLACED | [13 empty] | #VALUE!
[6 empty] | Normal Class GP blend 20MPa | Normal | Class | GP | blend | 20MPa | [14 empty] | #VALUE!
[6 empty] | Normal Class GP blend 25MPa | Normal | Class | GP | blend | 25MPa | [14 empty] | #VALUE!
[6 empty] | Normal Class GP blend 25MPa | Normal | Class | GP | blend | 25MPa | [14 empty] | #VALUE!
[6 empty] | Normal Class GP blend 32MPa | Normal | Class | GP | blend | 32MPa | [14 empty] | #VALUE!
[6 empty] | Normal Class GP blend 40MPa | Normal | Class | GP | blend | 40MPa | [14 empty] | #VALUE!
[6 empty] | Normal Class GP blend 50MPa | Normal | Class | GP | blend | 50MPa | [14 empty] | #VALUE!
[6 empty] | Normal Class GP/FA blend 20MPa | Normal | Class | GP/FA | blend | 20MPa | [14 empty] | #VALUE!
[6 empty] | Normal Class GP/FA blend 25MPa | Normal | Class | GP/FA | blend | 25MPa | [14 empty] | #VALUE!
[6 empty] | Normal Class GP/FA blend 32MPa | Normal | Class | GP/FA | blend | 32MPa | [14 empty] | #VALUE!
[6 empty] | Normal Class GP/FA blend 40MPa | Normal | Class | GP/FA | blend | 40MPa | [14 empty] | #VALUE!
[6 empty] | ENVIROCRETE 30% 20MPa | ENVIROCRETE | 30% | 20MPa | [16 empty] | #VALUE!
[6 empty] | Normal Class GP/FA blend 50MPa | Normal | Class | GP/FA | blend | 50MPa | [14 empty] | #VALUE!
[6 empty] | Normal Class GP/GGBFS blend 20MPa | Normal | Class | GP/GGBFS | blend | 20MPa | [14 empty] | #VALUE!
[6 empty] | Normal Class GP/GGBFS blend 25MPa | Normal | Class | GP/GGBFS | blend | 25MPa | [14 empty] | #VALUE!
[6 empty] | ENVIROCRETE 30% 25MPa | ENVIROCRETE | 30% | 25MPa | [16 empty] | #VALUE!
[6 empty] | ENVIROCRETE 30% 32MPa | ENVIROCRETE | 30% | 32MPa | [16 empty] | #VALUE!
[6 empty] | ENVIROCRETE 30% 40MPa | ENVIROCRETE | 30% | 40MPa | [16 empty] | #VALUE!
[6 empty] | ENVIROCRETE 30% 50MPa | ENVIROCRETE | 30% | 50MPa | [16 empty] | #VALUE!
[6 empty] | ENVIROCRETE 40% 20MPa | ENVIROCRETE | 40% | 20MPa | [16 empty] | #VALUE!
[6 empty] | ENVIROCRETE 40% 25MPa | ENVIROCRETE | 40% | 25MPa | [16 empty] | #VALUE!
[6 empty] | ENVIROCRETE 40% 32MPa | ENVIROCRETE | 40% | 32MPa | [16 empty] | #VALUE!
[6 empty] | ENVIROCRETE 40% 40MPa | ENVIROCRETE | 40% | 40MPa | [16 empty] | #VALUE!
[6 empty] | ENVIROCRETE 40% 50MPa | ENVIROCRETE | 40% | 50MPa | [16 empty] | #VALUE!
[6 empty] | ENVIROCRETE PLUS 20MPa | ENVIROCRETE | PLUS | 20MPa | [16 empty] | #VALUE!
[6 empty] | ENVIROCRETE PLUS 25MPa | ENVIROCRETE | PLUS | 25MPa | [16 empty] | #VALUE!
[6 empty] | ENVIROCRETE PLUS 32MPa | ENVIROCRETE | PLUS | 32MPa | [16 empty] | #VALUE!
[6 empty] | ENVIROCRETE PLUS 40MPa | ENVIROCRETE | PLUS | 40MPa | [16 empty] | #VALUE!
[6 empty] | ENVIROCRETE PLUS 50MPa | ENVIROCRETE | PLUS | 50MPa | [16 empty] | #VALUE!
[6 empty] | ENVISIA 20MPa | ENVISIA | 20MPa | [17 empty] | #VALUE!
[6 empty] | ENVISIA 25MPa | ENVISIA | 25MPa | [17 empty] | #VALUE!
[6 empty] | ENVISIA 32MPa | ENVISIA | 32MPa | [17 empty] | #VALUE!
[6 empty] | ENVISIA 40MPa | ENVISIA | 40MPa | [17 empty] | #VALUE!
[6 empty] | ENVISIA 50MPa | ENVISIA | 50MPa | [17 empty] | #VALUE!
[6 empty] | ENVISIA 65MPa | ENVISIA | 65MPa | [17 empty] | #VALUE!
[6 empty] | ENVISIA 80MPa | ENVISIA | 80MPa | [17 empty] | #VALUE!
[6 empty] | POST TENSIONED 40MPa 22@3 | POST | TENSIONED | 40MPa | 22@3 | [15 empty] | #VALUE!
[6 empty] | POST TENSIONED 40MPa 22@4 | POST | TENSIONED | 40MPa | 22@4 | [15 empty] | #VALUE!
[6 empty] | POST TENSIONED 40MPa 22@5 | POST | TENSIONED | 40MPa | 22@5 | [15 empty] | #VALUE!
[6 empty] | HIGH SLUMP 50MPa | HIGH | SLUMP | 50MPa | [16 empty] | #VALUE!
[6 empty] | HIGH SLUMP 65MPa | HIGH | SLUMP | 65MPa | [16 empty] | #VALUE!
[6 empty] | HIGH SLUMP 80MPa | HIGH | SLUMP | 80MPa | [16 empty] | #VALUE!
[6 empty] | TREMIE 40MPa | TREMIE | 40MPa | [17 empty] | #VALUE!
[6 empty] | TREMIE 50MPa | TREMIE | 50MPa | [17 empty] | #VALUE!
[6 empty] | TREMIE 65MPa | TREMIE | 65MPa | [17 empty] | #VALUE!
[6 empty] | SHOTCRETE 40MPa 10MM | SHOTCRETE | 40MPa | 10MM | [16 empty] | #VALUE!
[6 empty] | KERB MACHINE 25MPa 10MM | KERB | MACHINE | 25MPa | 10MM | [15 empty] | #VALUE!
[6 empty] | Normal Class GP/GGBFS blend 32MPa | Normal | Class | GP/GGBFS | blend | 32MPa | [14 empty] | #VALUE!
[6 empty] | Normal Class GP/GGBFS blend 40MPa | Normal | Class | GP/GGBFS | blend | 40MPa | [14 empty] | #VALUE!
[6 empty] | KERB MACHINE 32MPa 10MM | KERB | MACHINE | 32MPa | 10MM | [15 empty] | #VALUE!
[6 empty] | NO FINES 6:1 | NO | FINES | 6:1 | [16 empty] | #VALUE!
[6 empty] | STABILISED SAND 8:1 | STABILISED | SAND | 8:1 | [16 empty] | #VALUE!
[6 empty] | STABILISED SAND 4:1 | STABILISED | SAND | 4:1 | [16 empty] | #VALUE!
[6 empty] | Normal Class GP/GGBFS blend 50MPa | Normal | Class | GP/GGBFS | blend | 50MPa | [14 empty] | #VALUE!
[6 empty] | TfNSW B80 40MPa 20MM PUMP B1 EXPOSURE | TfNSW | B80 | 40MPa | 20MM | PUMP | B1 | EXPOSURE | [12 empty] | #VALUE!
[6 empty] | TfNSW B80 40MPa 20MM PUMP B2 EXPOSURE | TfNSW | B80 | 40MPa | 20MM | PUMP | B2 | EXPOSURE | [12 empty] | #VALUE!
[6 empty] | TfNSW B80 40MPa 20MM TREMIE B2 EXPOSURE | TfNSW | B80 | 40MPa | 20MM | TREMIE | B2 | EXPOSURE | [12 empty] | #VALUE!
[6 empty] | TfNSW B80 50MPa 20MM TREMIE CFA C1 EXPOSURE | TfNSW | B80 | 50MPa | 20MM | TREMIE | CFA | C1 | EXPOSURE | [11 empty] | #VALUE!
[6 empty] | TfNSW B80 50MPa 20MM PUMP B2 EXPOSURE | TfNSW | B80 | 50MPa | 20MM | PUMP | B2 | EXPOSURE | [12 empty] | #VALUE!
[6 empty] | TfNSW B80 50MPa 20MM TREMIE B2 EXPOSURE | TfNSW | B80 | 50MPa | 20MM | TREMIE | B2 | EXPOSURE | [12 empty] | #VALUE!
[6 empty] | Normal Class GP blend 20MPa | Normal | Class | GP | blend | 20MPa | [14 empty] | #VALUE!
[6 empty] | Normal Class GP blend 25MPa | Normal | Class | GP | blend | 25MPa | [14 empty] | #VALUE!
[6 empty] | Normal Class GP blend 25MPa | Normal | Class | GP | blend | 25MPa | [14 empty] | #VALUE!
[6 empty] | Normal Class GP blend 25MPa | Normal | Class | GP | blend | 25MPa | [14 empty] | #VALUE!
[6 empty] | Normal Class GP blend 32MPa | Normal | Class | GP | blend | 32MPa | [14 empty] | #VALUE!
[6 empty] | Normal Class GP blend 40MPa | Normal | Class | GP | blend | 40MPa | [14 empty] | #VALUE!
[6 empty] | Normal Class GP blend 50MPa | Normal | Class | GP | blend | 50MPa | [14 empty] | #VALUE!
[6 empty] | Normal Class GP/FA blend 20MPa | Normal | Class | GP/FA | blend | 20MPa | [14 empty] | #VALUE!
[6 empty] | Normal Class GP/FA blend 25MPa | Normal | Class | GP/FA | blend | 25MPa | [14 empty] | #VALUE!
[6 empty] | Normal Class GP/FA blend 32MPa | Normal | Class | GP/FA | blend | 32MPa | [14 empty] | #VALUE!
[6 empty] | Normal Class GP/FA blend 40MPa | Normal | Class | GP/FA | blend | 40MPa | [14 empty] | #VALUE!
[6 empty] | Normal Class GP/FA blend 50MPa | Normal | Class | GP/FA | blend | 50MPa | [14 empty] | #VALUE!
[6 empty] | Normal Class GP/GGBFS blend 20MPa | Normal | Class | GP/GGBFS | blend | 20MPa | [14 empty] | #VALUE!
[6 empty] | Normal Class GP/GGBFS blend 25MPa | Normal | Class | GP/GGBFS | blend | 25MPa | [14 empty] | #VALUE!
[6 empty] | Normal Class GP/GGBFS blend 32MPa | Normal | Class | GP/GGBFS | blend | 32MPa | [14 empty] | #VALUE!
[6 empty] | Normal Class GP/GGBFS blend 40MPa | Normal | Class | GP/GGBFS | blend | 40MPa | [14 empty] | #VALUE!
[6 empty] | Normal Class GP/GGBFS blend 50MPa | Normal | Class | GP/GGBFS | blend | 50MPa | [14 empty] | #VALUE!
[6 empty] | Normal Class GP/GGBFS/FA blend 20MPa | Normal | Class | GP/GGBFS/FA | blend | 20MPa | [14 empty] | #VALUE!
[6 empty] | Normal Class GP/GGBFS/FA blend 25MPa | Normal | Class | GP/GGBFS/FA | blend | 25MPa | [14 empty] | #VALUE!
[6 empty] | Normal Class GP/GGBFS/FA blend 32MPa | Normal | Class | GP/GGBFS/FA | blend | 32MPa | [14 empty] | #VALUE!
[6 empty] | Normal Class GP/GGBFS /FA blend 40MPa | Normal | Class | GP/GGBFS | /FA | blend | 40MPa | [13 empty] | #VALUE!
[6 empty] | Normal Class GP/GGBFS/FA blend 50MPa | Normal | Class | GP/GGBFS/FA | blend | 50MPa | [14 empty] | #VALUE!
[6 empty] | ENVIROCRETE 30% 20MPa | ENVIROCRETE | 30% | 20MPa | [16 empty] | #VALUE!
[6 empty] | ENVIROCRETE 30% 25MPa | ENVIROCRETE | 30% | 25MPa | [16 empty] | #VALUE!
[6 empty] | ENVIROCRETE 30% 32MPa | ENVIROCRETE | 30% | 32MPa | [16 empty] | #VALUE!
[6 empty] | ENVIROCRETE 30% 40MPa | ENVIROCRETE | 30% | 40MPa | [16 empty] | #VALUE!
[6 empty] | ENVIROCRETE 30% 50MPa | ENVIROCRETE | 30% | 50MPa | [16 empty] | #VALUE!
[6 empty] | ENVIROCRETE 40% 20MPa | ENVIROCRETE | 40% | 20MPa | [16 empty] | #VALUE!
[6 empty] | ENVIROCRETE 40% 25MPa | ENVIROCRETE | 40% | 25MPa | [16 empty] | #VALUE!
[6 empty] | ENVIROCRETE 40% 32MPa | ENVIROCRETE | 40% | 32MPa | [16 empty] | #VALUE!
[6 empty] | ENVIROCRETE 40% 40MPa | ENVIROCRETE | 40% | 40MPa | [16 empty] | #VALUE!
[6 empty] | ENVIROCRETE 40% 50MPa | ENVIROCRETE | 40% | 50MPa | [16 empty] | #VALUE!
[6 empty] | ENVIROCRETE PLUS 20MPa | ENVIROCRETE | PLUS | 20MPa | [16 empty] | #VALUE!
[6 empty] | ENVIROCRETE PLUS 25MPa | ENVIROCRETE | PLUS | 25MPa | [16 empty] | #VALUE!
[6 empty] | ENVIROCRETE PLUS 50MPa | ENVIROCRETE | PLUS | 50MPa | [16 empty] | #VALUE!
[6 empty] | ENVISIA 20MPa | ENVISIA | 20MPa | [17 empty] | #VALUE!
[6 empty] | ENVIROCRETE PLUS 32MPa | ENVIROCRETE | PLUS | 32MPa | [16 empty] | #VALUE!
[6 empty] | ENVIROCRETE PLUS 40MPa | ENVIROCRETE | PLUS | 40MPa | [16 empty] | #VALUE!
[6 empty] | ENVISIA 25MPa | ENVISIA | 25MPa | [17 empty] | #VALUE!
[6 empty] | ENVISIA 32MPa | ENVISIA | 32MPa | [17 empty] | #VALUE!
[6 empty] | HIGH SLUMP 80MPa | HIGH | SLUMP | 80MPa | [16 empty] | #VALUE!
[6 empty] | TREMIE 40MPa | TREMIE | 40MPa | [17 empty] | #VALUE!
[6 empty] | TREMIE 50MPa | TREMIE | 50MPa | [17 empty] | #VALUE!
[6 empty] | ENVISIA 40MPa | ENVISIA | 40MPa | [17 empty] | #VALUE!
[6 empty] | TREMIE 65MPa | TREMIE | 65MPa | [17 empty] | #VALUE!
[6 empty] | SHOTCRETE 40MPa 10MM | SHOTCRETE | 40MPa | 10MM | [16 empty] | #VALUE!
[6 empty] | ENVISIA 50MPa | ENVISIA | 50MPa | [17 empty] | #VALUE!
[6 empty] | ENVISIA 65MPa | ENVISIA | 65MPa | [17 empty] | #VALUE!
[6 empty] | ENVISIA 80MPa | ENVISIA | 80MPa | [17 empty] | #VALUE!
[6 empty] | POST TENSIONED 40MPa 22@3 | POST | TENSIONED | 40MPa | 22@3 | [15 empty] | #VALUE!
[6 empty] | KERB MACHINE 25MPa 10MM | KERB | MACHINE | 25MPa | 10MM | [15 empty] | #VALUE!
[6 empty] | POST TENSIONED 40MPa 22@4 | POST | TENSIONED | 40MPa | 22@4 | [15 empty] | #VALUE!
[6 empty] | POST TENSIONED 40MPa 22@5 | POST | TENSIONED | 40MPa | 22@5 | [15 empty] | #VALUE!
[6 empty] | HIGH SLUMP 50MPa | HIGH | SLUMP | 50MPa | [16 empty] | #VALUE!
[6 empty] | HIGH SLUMP 65MPa | HIGH | SLUMP | 65MPa | [16 empty] | #VALUE!
[6 empty] | KERB MACHINE 32MPa 10MM | KERB | MACHINE | 32MPa | 10MM | [15 empty] | #VALUE!
[6 empty] | NO FINES 6:1 | NO | FINES | 6:1 | [16 empty] | #VALUE!
[6 empty] | TfNSW B80 40MPa 20MM TREMIE B2 EXPOSURE | TfNSW | B80 | 40MPa | 20MM | TREMIE | B2 | EXPOSURE | [12 empty] | #VALUE!
[6 empty] | STABILISED SAND 4:1 | STABILISED | SAND | 4:1 | [16 empty] | #VALUE!
[6 empty] | TfNSW B80 50MPa 20MM TREMIE CFA C1 EXPOSURE | TfNSW | B80 | 50MPa | 20MM | TREMIE | CFA | C1 | EXPOSURE | [11 empty] | #VALUE!
[6 empty] | TfNSW B80 50MPa 20MM PUMP B2 EXPOSURE | TfNSW | B80 | 50MPa | 20MM | PUMP | B2 | EXPOSURE | [12 empty] | #VALUE!
[6 empty] | TfNSW B80 50MPa 20MM TREMIE B2 EXPOSURE | TfNSW | B80 | 50MPa | 20MM | TREMIE | B2 | EXPOSURE | [12 empty] | #VALUE!
[6 empty] | TfNSW R83 35MPa 20MM HAND/MACHINE PLACED | TfNSW | R83 | 35MPa | 20MM | HAND/MACHINE | PLACED | [13 empty] | #VALUE!
[6 empty] | TfNSW B80 40MPa 20MM PUMP B1 EXPOSURE | TfNSW | B80 | 40MPa | 20MM | PUMP | B1 | EXPOSURE | [12 empty] | #VALUE!
[6 empty] | TfNSW B80 40MPa 20MM PUMP B2 EXPOSURE | TfNSW | B80 | 40MPa | 20MM | PUMP | B2 | EXPOSURE | [12 empty] | #VALUE!
[6 empty] | Normal Class GP blend 20MPa | Normal | Class | GP | blend | 20MPa | [14 empty] | #VALUE!
[6 empty] | Normal Class GP blend 25MPa | Normal | Class | GP | blend | 25MPa | [14 empty] | #VALUE!
[6 empty] | Normal Class GP blend 32MPa | Normal | Class | GP | blend | 32MPa | [14 empty] | #VALUE!
[6 empty] | Normal Class GP blend 40MPa | Normal | Class | GP | blend | 40MPa | [14 empty] | #VALUE!
[6 empty] | Normal Class GP blend 50MPa | Normal | Class | GP | blend | 50MPa | [14 empty] | #VALUE!
[6 empty] | Normal Class GP/FA blend 20MPa | Normal | Class | GP/FA | blend | 20MPa | [14 empty] | #VALUE!
[6 empty] | Normal Class GP/FA blend 25MPa | Normal | Class | GP/FA | blend | 25MPa | [14 empty] | #VALUE!
[6 empty] | Normal Class GP/FA blend 32MPa | Normal | Class | GP/FA | blend | 32MPa | [14 empty] | #VALUE!
[6 empty] | Normal Class GP/FA blend 40MPa | Normal | Class | GP/FA | blend | 40MPa | [14 empty] | #VALUE!
[6 empty] | KERB MACHINE 25MPa 10MM | KERB | MACHINE | 25MPa | 10MM | [15 empty] | #VALUE!
[6 empty] | Normal Class GP/FA blend 50MPa | Normal | Class | GP/FA | blend | 50MPa | [14 empty] | #VALUE!
[6 empty] | Normal Class GP/GGBFS blend 20MPa | Normal | Class | GP/GGBFS | blend | 20MPa | [14 empty] | #VALUE!
[6 empty] | Normal Class GP/GGBFS blend 25MPa | Normal | Class | GP/GGBFS | blend | 25MPa | [14 empty] | #VALUE!
[6 empty] | Normal Class GP/GGBFS blend 32MPa | Normal | Class | GP/GGBFS | blend | 32MPa | [14 empty] | #VALUE!
[6 empty] | Normal Class GP/GGBFS blend 40MPa | Normal | Class | GP/GGBFS | blend | 40MPa | [14 empty] | #VALUE!
[6 empty] | Normal Class GP/GGBFS blend 50MPa | Normal | Class | GP/GGBFS | blend | 50MPa | [14 empty] | #VALUE!
[6 empty] | Normal Class GP/GGBFS/FA blend 20MPa | Normal | Class | GP/GGBFS/FA | blend | 20MPa | [14 empty] | #VALUE!
[6 empty] | Normal Class GP/GGBFS/FA blend 25MPa | Normal | Class | GP/GGBFS/FA | blend | 25MPa | [14 empty] | #VALUE!
[6 empty] | KERB MACHINE 32MPa 10MM | KERB | MACHINE | 32MPa | 10MM | [15 empty] | #VALUE!
[6 empty] | NO FINES 6:1 | NO | FINES | 6:1 | [16 empty] | #VALUE!
[6 empty] | STABILISED SAND 8:1 | STABILISED | SAND | 8:1 | [16 empty] | #VALUE!
[6 empty] | STABILISED SAND 4:1 | STABILISED | SAND | 4:1 | [16 empty] | #VALUE!
[6 empty] | TfNSW B80 40MPa 20MM PUMP B1 EXPOSURE | TfNSW | B80 | 40MPa | 20MM | PUMP | B1 | EXPOSURE | [12 empty] | #VALUE!
[6 empty] | Normal Class GP/GGBFS/FA blend 32MPa | Normal | Class | GP/GGBFS/FA | blend | 32MPa | [14 empty] | #VALUE!
[6 empty] | Normal Class GP/GGBFS /FA blend 40MPa | Normal | Class | GP/GGBFS | /FA | blend | 40MPa | [13 empty] | #VALUE!
[6 empty] | Normal Class GP/GGBFS/FA blend 50MPa | Normal | Class | GP/GGBFS/FA | blend | 50MPa | [14 empty] | #VALUE!
[6 empty] | ENVIROCRETE 30% 20MPa | ENVIROCRETE | 30% | 20MPa | [16 empty] | #VALUE!
[6 empty] | TfNSW B80 40MPa 20MM PUMP B2 EXPOSURE | TfNSW | B80 | 40MPa | 20MM | PUMP | B2 | EXPOSURE | [12 empty] | #VALUE!
[6 empty] | TfNSW B80 40MPa 20MM TREMIE B2 EXPOSURE | TfNSW | B80 | 40MPa | 20MM | TREMIE | B2 | EXPOSURE | [12 empty] | #VALUE!
[6 empty] | TfNSW B80 50MPa 20MM TREMIE CFA C1 EXPOSURE | TfNSW | B80 | 50MPa | 20MM | TREMIE | CFA | C1 | EXPOSURE | [11 empty] | #VALUE!
[6 empty] | TfNSW B80 50MPA 20MM TREMIE B2 EXPOSURE | TfNSW | B80 | 50MPA | 20MM | TREMIE | B2 | EXPOSURE | [12 empty] | #VALUE!
[6 empty] | TfNSW R83 35MPa 20MM HAND/MACHINE PLACED | TfNSW | R83 | 35MPa | 20MM | HAND/MACHINE | PLACED | [13 empty] | #VALUE!
[6 empty] | ENVIROCRETE 30% 25MPa | ENVIROCRETE | 30% | 25MPa | [16 empty] | #VALUE!
[6 empty] | ENVIROCRETE 30% 32MPa | ENVIROCRETE | 30% | 32MPa | [16 empty] | #VALUE!
[6 empty] | ENVIROCRETE 30% 40MPa | ENVIROCRETE | 30% | 40MPa | [16 empty] | #VALUE!
[6 empty] | ENVIROCRETE 30% 50MPa | ENVIROCRETE | 30% | 50MPa | [16 empty] | #VALUE!
[6 empty] | ENVIROCRETE 40% 20MPa | ENVIROCRETE | 40% | 20MPa | [16 empty] | #VALUE!
[6 empty] | ENVIROCRETE 40% 25MPa | ENVIROCRETE | 40% | 25MPa | [16 empty] | #VALUE!
[6 empty] | ENVIROCRETE 40% 32MPa | ENVIROCRETE | 40% | 32MPa | [16 empty] | #VALUE!
[6 empty] | ENVIROCRETE 40% 40MPa | ENVIROCRETE | 40% | 40MPa | [16 empty] | #VALUE!
[6 empty] | ENVIROCRETE 40% 50MPa | ENVIROCRETE | 40% | 50MPa | [16 empty] | #VALUE!
[6 empty] | ENVIROCRETE PLUS 20MPa | ENVIROCRETE | PLUS | 20MPa | [16 empty] | #VALUE!
[6 empty] | ENVIROCRETE PLUS 25MPa | ENVIROCRETE | PLUS | 25MPa | [16 empty] | #VALUE!
[6 empty] | ENVIROCRETE PLUS 32MPa | ENVIROCRETE | PLUS | 32MPa | [16 empty] | #VALUE!
[6 empty] | ENVIROCRETE PLUS 40MPa | ENVIROCRETE | PLUS | 40MPa | [16 empty] | #VALUE!
[6 empty] | ENVIROCRETE PLUS 50MPa | ENVIROCRETE | PLUS | 50MPa | [16 empty] | #VALUE!
[6 empty] | ENVISIA 20MPa | ENVISIA | 20MPa | [17 empty] | #VALUE!
[6 empty] | ENVISIA 25MPa | ENVISIA | 25MPa | [17 empty] | #VALUE!
[6 empty] | ENVISIA 32MPa | ENVISIA | 32MPa | [17 empty] | #VALUE!
[6 empty] | ENVISIA 40MPa | ENVISIA | 40MPa | [17 empty] | #VALUE!
[6 empty] | ENVISIA 50MPa | ENVISIA | 50MPa | [17 empty] | #VALUE!
[6 empty] | ENVISIA 65MPa | ENVISIA | 65MPa | [17 empty] | #VALUE!
[6 empty] | ENVISIA 80MPa | ENVISIA | 80MPa | [17 empty] | #VALUE!
[6 empty] | POST TENSIONED 40MPa 22@3 | POST | TENSIONED | 40MPa | 22@3 | [15 empty] | #VALUE!
[6 empty] | POST TENSIONED 40MPa 22@4 | POST | TENSIONED | 40MPa | 22@4 | [15 empty] | #VALUE!
[6 empty] | POST TENSIONED 40MPa 22@5 | POST | TENSIONED | 40MPa | 22@5 | [15 empty] | #VALUE!
[6 empty] | HIGH SLUMP 50MPa | HIGH | SLUMP | 50MPa | [16 empty] | #VALUE!
[6 empty] | HIGH SLUMP 65MPa | HIGH | SLUMP | 65MPa | [16 empty] | #VALUE!
[6 empty] | HIGH SLUMP 80MPa | HIGH | SLUMP | 80MPa | [16 empty] | #VALUE!
[6 empty] | TREMIE 40MPa | TREMIE | 40MPa | [17 empty] | #VALUE!
[6 empty] | TREMIE 50MPa | TREMIE | 50MPa | [17 empty] | #VALUE!
[6 empty] | TREMIE 65MPa | TREMIE | 65MPa | [17 empty] | #VALUE!
[6 empty] | SHOTCRETE 40MPa 10MM | SHOTCRETE | 40MPa | 10MM | [16 empty] | #VALUE!
[6 empty] | Normal Class GP blend 20MPa | Normal | Class | GP | blend | 20MPa | [14 empty] | #VALUE!
[6 empty] | ENVISIA | S20
[6 empty] | ENVISIA | S25
[6 empty] | ENVISIA | S32
[6 empty] | ENVISIA | S40
[6 empty] | Normal | Class | 25MPa | 20/10mm
[6 empty] | ENVISIA | S50
[6 empty] | Normal | Class | 20MPa | 20/10mm
[6 empty] | Normal | Class | 40MPa | 20/10mm
[6 empty] | Kerb | Machine, | 25MPa | 10mm
[6 empty] | Normal | Class | 32MPa | 20/10mm
[6 empty] | Kerb | Machine, | 32MPa | 10mm
[6 empty] | Kerb | Machine, | 40MPa | 10mm
[6 empty] | TfNSW/RMS | B80 | 20/10mm, | Pump, | B1 | Exposure
[6 empty] | TfNSW/RMS | B80 | 20/10mm, | Pump | and | Tremie, | B2 |  |  | Exposure
[6 empty] | TfNSW | /RMS | B80 | 20/10mm, | Tremie, | B2 | and |  |  | CFA | C1 | Exposure
[6 empty] | TfNSW/RMS | R83 | 35MPa- | 20mm | Hand | / | Machine |  |  | placed
[6 empty] | TfNSW/RMS | R83 | 40MPa | - | 20mm | Hand | / |  |  | Machine | placed
[6 empty] | Stabilized | sand | 4:1
[6 empty] | Stabilized | sand | 8:1
[6 empty] | Stabilized | sand | 14:1
[6 empty] | No | Fines | 5:1 | 20mm
[6 empty] | No | Fines | 6:1 | 20mm
[6 empty] | Boral | NSW/ACT | Pre-mix | Concrete | EPD
[6 empty] | Boral | Northern | Territory | Region | Pre-mix | Concrete | EPD
[6 empty] | Boral | Northern | Territory | Region | Pre-mix | Concrete | EPD
[6 empty] | Normal | Class | GP | blend | 25MPa
[6 empty] | Normal | Class | GP | blend | 32MPa
[6 empty] | Normal | Class | GP | blend | 40MPa
[6 empty] | ENVISIA | 50MPa
[6 empty] | Normal | Class | GP | blend | 50MPa
[6 empty] | ENVISIA | 25MPa
[6 empty] | HIGH | STRENGTH | 50MPa
[6 empty] | HIGH | STRENGTH | 65MPa
[6 empty] | ENVISIA | 32MPa
[6 empty] | ENVISIA | 40MPa
[6 empty] | VICROADS | VR400 | 40MPa | 20MM | PUMP | B1 | EXPOSURE
[6 empty] | VICROADS | VR450 | 50MPa | 20MM | TREMIE | B2 | / |  |  | CFA | C1 | EXPOSURE
[6 empty] | Normal | Class | GP | blend | 20MPa
[6 empty] | Normal | Class | GP | blend | 25MPa
[6 empty] | Normal | Class | GP | blend | 32MPa
[6 empty] | ENVISIA | 25MPa
[6 empty] | Normal | Class | GP | blend | 40MPa
[6 empty] | Normal | Class | GP | blend | 50MPa
[6 empty] | ENVISIA | 32MPa
[6 empty] | ENVISIA | 50MPa
[6 empty] | ENVISIA | 40MPa
[6 empty] | HIGH | STRENGTH | 50MPa
[6 empty] | HIGH | STRENGTH | 65MPa
[6 empty] | VICROADS | VR400 | 40MPa | 20MM | PUMP | B1 | EXPOSURE
[6 empty] | VICROADS | VR450 | 50MPa | 20MM | TREMIE | B2 | / |  |  | CFA | C1 | EXPOSURE
[6 empty] | Normal | Class | GP | blend | 20MPa
[6 empty] | Normal | Class | GP | blend | 25MPa
[6 empty] | Normal | Class | GP | blend | 32MPa
[6 empty] | Normal | Class | GP | blend | 40MPa
[6 empty] | Normal | Class | GP | blend | 50MPa
[6 empty] | Normal | Class | GP/FA | blend | 20MPa
[6 empty] | Normal | Class | GP/FA | blend | 25MPa
[6 empty] | Normal | Class | GP/FA | blend | 32MPa
[6 empty] | Normal | Class | GP/FA | blend | 40MPa
[6 empty] | Normal | Class | GP/FA | blend | 50MPa
[6 empty] | Normal | Class | GP/GGBFS | blend | 20MPa
[6 empty] | Normal | Class | GP/GGBFS | blend | 25MPa
[6 empty] | Normal | Class | GP/GGBFS | blend | 32MPa
[6 empty] | Normal | Class | GP/GGBFS | blend | 40MPa
[6 empty] | Normal | Class | GP/GGBFS | blend | 50MPa
[6 empty] | ENVIROCRETE | 30% | 20MPa
[6 empty] | ENVIROCRETE | 30% | 25MPa
[6 empty] | ENVIROCRETE | 30% | 32MPa
[6 empty] | ENVIROCRETE | 30% | 40MPa
[6 empty] | ENVIROCRETE | 30% | 50MPa
[6 empty] | ENVIROCRETE | 40% | 20MPa
[6 empty] | ENVIROCRETE | 40% | 25MPa
[6 empty] | ENVIROCRETE | 40% | 32MPa
[6 empty] | ENVISIA | 80MPa
[6 empty] | POST | TENSIONED | 40MPa | 22@3
[6 empty] | ENVIROCRETE | 40% | 40MPa
[6 empty] | ENVIROCRETE | 40% | 50MPa
[6 empty] | ENVIROCRETE | PLUS | 20MPa
[6 empty] | ENVIROCRETE | PLUS | 25MPa
[6 empty] | ENVIROCRETE | PLUS | 32MPa
[6 empty] | ENVIROCRETE | PLUS | 40MPa
[6 empty] | ENVIROCRETE | PLUS | 50MPa
[6 empty] | ENVISIA | 20MPa
[6 empty] | ENVISIA | 25MPa
[6 empty] | POST | TENSIONED | 40MPa | 22@4
[6 empty] | POST | TENSIONED | 40MPa | 22@5
[6 empty] | HIGH | SLUMP | 50MPa
[6 empty] | HIGH | SLUMP | 65MPa
[6 empty] | ENVISIA | 32MPa
[6 empty] | ENVISIA | 40MPa
[6 empty] | ENVISIA | 50MPa
[6 empty] | ENVISIA | 65MPa
[6 empty] | HIGH | SLUMP | 80MPa
[6 empty] | TREMIE | 40MPa
[6 empty] | TREMIE | 50MPa
[6 empty] | TREMIE | 65MPa
[6 empty] | SHOTCRETE | 40MPa | 10MM
[6 empty] | KERB | MACHINE | 25MPa | 10MM
[6 empty] | KERB | MACHINE | 32MPa | 10MM
[6 empty] | NO | FINES | 6:1
[6 empty] | STABILISED | SAND | 14:1
[6 empty] | STABILISED | SAND | 8:1
[6 empty] | STABILISED | SAND | 4:1
[6 empty] | TfNSW | B80 | 40MPa | 20MM | PUMP | B1 | EXPOSURE
[6 empty] | TfNSW | B80 | 40MPa | 20MM | PUMP | B2 | EXPOSURE
[6 empty] | TfNSW | B80 | 40MPa | 20MM | TREMIE | B2 | EXPOSURE
[6 empty] | TfNSW | B80 | 50MPa | 20MM | TREMIE | CFA | C1 |  |  | EXPOSURE
[6 empty] | TfNSW | B80 | 50MPa | 20MM | TREMIE | B2 | EXPOSURE
[6 empty] | TfNSW | R83 | 35MPa | 20MM | HAND/MACHINE | PLACED
[6 empty] | Normal | Class | GP | blend | 20MPa
[6 empty] | Normal | Class | GP | blend | 25MPa
[6 empty] | Normal | Class | GP | blend | 25MPa
[6 empty] | Normal | Class | GP | blend | 32MPa
[6 empty] | Normal | Class | GP | blend | 40MPa
[6 empty] | Normal | Class | GP | blend | 50MPa
[6 empty] | Normal | Class | GP/FA | blend | 20MPa
[6 empty] | Normal | Class | GP/FA | blend | 25MPa
[6 empty] | Normal | Class | GP/FA | blend | 32MPa
[6 empty] | Normal | Class | GP/FA | blend | 40MPa
[6 empty] | ENVIROCRETE | 30% | 20MPa
[6 empty] | Normal | Class | GP/FA | blend | 50MPa
[6 empty] | Normal | Class | GP/GGBFS | blend | 20MPa
[6 empty] | Normal | Class | GP/GGBFS | blend | 25MPa
[6 empty] | ENVIROCRETE | 30% | 25MPa
[6 empty] | ENVIROCRETE | 30% | 32MPa
[6 empty] | ENVIROCRETE | 30% | 40MPa
[6 empty] | ENVIROCRETE | 30% | 50MPa
[6 empty] | ENVIROCRETE | 40% | 20MPa
[6 empty] | ENVIROCRETE | 40% | 25MPa
[6 empty] | ENVIROCRETE | 40% | 32MPa
[6 empty] | ENVIROCRETE | 40% | 40MPa
[6 empty] | ENVIROCRETE | 40% | 50MPa
[6 empty] | ENVIROCRETE | PLUS | 20MPa
[6 empty] | ENVIROCRETE | PLUS | 25MPa
[6 empty] | ENVIROCRETE | PLUS | 32MPa
[6 empty] | ENVIROCRETE | PLUS | 40MPa
[6 empty] | ENVIROCRETE | PLUS | 50MPa
[6 empty] | ENVISIA | 20MPa
[6 empty] | ENVISIA | 25MPa
[6 empty] | ENVISIA | 32MPa
[6 empty] | ENVISIA | 40MPa
[6 empty] | ENVISIA | 50MPa
[6 empty] | ENVISIA | 65MPa
[6 empty] | ENVISIA | 80MPa
[6 empty] | POST | TENSIONED | 40MPa | 22@3
[6 empty] | POST | TENSIONED | 40MPa | 22@4
[6 empty] | POST | TENSIONED | 40MPa | 22@5
[6 empty] | HIGH | SLUMP | 50MPa
[6 empty] | HIGH | SLUMP | 65MPa
[6 empty] | HIGH | SLUMP | 80MPa
[6 empty] | TREMIE | 40MPa
[6 empty] | TREMIE | 50MPa
[6 empty] | TREMIE | 65MPa
[6 empty] | SHOTCRETE | 40MPa | 10MM
[6 empty] | KERB | MACHINE | 25MPa | 10MM
[6 empty] | Normal | Class | GP/GGBFS | blend | 32MPa
[6 empty] | Normal | Class | GP/GGBFS | blend | 40MPa
[6 empty] | KERB | MACHINE | 32MPa | 10MM
[6 empty] | NO | FINES | 6:1
[6 empty] | STABILISED | SAND | 8:1
[6 empty] | STABILISED | SAND | 4:1
[6 empty] | Normal | Class | GP/GGBFS | blend | 50MPa
[6 empty] | TfNSW | B80 | 40MPa | 20MM | PUMP | B1 | EXPOSURE
[6 empty] | TfNSW | B80 | 40MPa | 20MM | PUMP | B2 | EXPOSURE
[6 empty] | TfNSW | B80 | 40MPa | 20MM | TREMIE | B2 | EXPOSURE
[6 empty] | TfNSW | B80 | 50MPa | 20MM | TREMIE | CFA | C1 |  |  | EXPOSURE
[6 empty] | TfNSW | B80 | 50MPa | 20MM | PUMP | B2 | EXPOSURE
[6 empty] | TfNSW | B80 | 50MPa | 20MM | TREMIE | B2 | EXPOSURE
[6 empty] | Normal | Class | GP | blend | 20MPa
[6 empty] | Normal | Class | GP | blend | 25MPa
[6 empty] | Normal | Class | GP | blend | 25MPa
[6 empty] | Normal | Class | GP | blend | 25MPa
[6 empty] | Normal | Class | GP | blend | 32MPa
[6 empty] | Normal | Class | GP | blend | 40MPa
[6 empty] | Normal | Class | GP | blend | 50MPa
[6 empty] | Normal | Class | GP/FA | blend | 20MPa
[6 empty] | Normal | Class | GP/FA | blend | 25MPa
[6 empty] | Normal | Class | GP/FA | blend | 32MPa
[6 empty] | Normal | Class | GP/FA | blend | 40MPa
[6 empty] | Normal | Class | GP/FA | blend | 50MPa
[6 empty] | Normal | Class | GP/GGBFS | blend | 20MPa
[6 empty] | Normal | Class | GP/GGBFS | blend | 25MPa
[6 empty] | Normal | Class | GP/GGBFS | blend | 32MPa
[6 empty] | Normal | Class | GP/GGBFS | blend | 40MPa
[6 empty] | Normal | Class | GP/GGBFS | blend | 50MPa
[6 empty] | Normal | Class | GP/GGBFS/FA | blend | 20MPa
[6 empty] | Normal | Class | GP/GGBFS/FA | blend | 25MPa
[6 empty] | Normal | Class | GP/GGBFS/FA | blend | 32MPa
[6 empty] | Normal | Class | GP/GGBFS | /FA | blend | 40MPa
[6 empty] | Normal | Class | GP/GGBFS/FA | blend | 50MPa
[6 empty] | ENVIROCRETE | 30% | 20MPa
[6 empty] | ENVIROCRETE | 30% | 25MPa
[6 empty] | ENVIROCRETE | 30% | 32MPa
[6 empty] | ENVIROCRETE | 30% | 40MPa
[6 empty] | ENVIROCRETE | 30% | 50MPa
[6 empty] | ENVIROCRETE | 40% | 20MPa
[6 empty] | ENVIROCRETE | 40% | 25MPa
[6 empty] | ENVIROCRETE | 40% | 32MPa
[6 empty] | ENVIROCRETE | 40% | 40MPa
[6 empty] | ENVIROCRETE | 40% | 50MPa
[6 empty] | ENVIROCRETE | PLUS | 20MPa
[6 empty] | ENVIROCRETE | PLUS | 25MPa
[6 empty] | ENVIROCRETE | PLUS | 50MPa
[6 empty] | ENVISIA | 20MPa
[6 empty] | ENVIROCRETE | PLUS | 32MPa
[6 empty] | ENVIROCRETE | PLUS | 40MPa
[6 empty] | ENVISIA | 25MPa
[6 empty] | ENVISIA | 32MPa
[6 empty] | HIGH | SLUMP | 80MPa
[6 empty] | TREMIE | 40MPa
[6 empty] | TREMIE | 50MPa
[6 empty] | ENVISIA | 40MPa
[6 empty] | TREMIE | 65MPa
[6 empty] | SHOTCRETE | 40MPa | 10MM
[6 empty] | ENVISIA | 50MPa
[6 empty] | ENVISIA | 65MPa
[6 empty] | ENVISIA | 80MPa
[6 empty] | POST | TENSIONED | 40MPa | 22@3
[6 empty] | KERB | MACHINE | 25MPa | 10MM
[6 empty] | POST | TENSIONED | 40MPa | 22@4
[6 empty] | POST | TENSIONED | 40MPa | 22@5
[6 empty] | HIGH | SLUMP | 50MPa
[6 empty] | HIGH | SLUMP | 65MPa
[6 empty] | KERB | MACHINE | 32MPa | 10MM
[6 empty] | NO | FINES | 6:1
[6 empty] | TfNSW | B80 | 40MPa | 20MM | TREMIE | B2 | EXPOSURE
[6 empty] | STABILISED | SAND | 4:1
[6 empty] | TfNSW | B80 | 50MPa | 20MM | TREMIE | CFA | C1 |  |  | EXPOSURE
[6 empty] | TfNSW | B80 | 50MPa | 20MM | PUMP | B2 | EXPOSURE
[6 empty] | TfNSW | B80 | 50MPa | 20MM | TREMIE | B2 | EXPOSURE
[6 empty] | TfNSW | R83 | 35MPa | 20MM | HAND/MACHINE | PLACED
[6 empty] | TfNSW | B80 | 40MPa | 20MM | PUMP | B1 | EXPOSURE
[6 empty] | TfNSW | B80 | 40MPa | 20MM | PUMP | B2 | EXPOSURE
[6 empty] | Normal | Class | GP | blend | 20MPa
[6 empty] | Normal | Class | GP | blend | 25MPa
[6 empty] | Normal | Class | GP | blend | 32MPa
[6 empty] | Normal | Class | GP | blend | 40MPa
[6 empty] | Normal | Class | GP | blend | 50MPa
[6 empty] | Normal | Class | GP/FA | blend | 20MPa
[6 empty] | Normal | Class | GP/FA | blend | 25MPa
[6 empty] | Normal | Class | GP/FA | blend | 32MPa
[6 empty] | Normal | Class | GP/FA | blend | 40MPa
[6 empty] | KERB | MACHINE | 25MPa | 10MM
[6 empty] | Normal | Class | GP/FA | blend | 50MPa
[6 empty] | Normal | Class | GP/GGBFS | blend | 20MPa
[6 empty] | Normal | Class | GP/GGBFS | blend | 25MPa
[6 empty] | Normal | Class | GP/GGBFS | blend | 32MPa
[6 empty] | Normal | Class | GP/GGBFS | blend | 40MPa
[6 empty] | Normal | Class | GP/GGBFS | blend | 50MPa
[6 empty] | Normal | Class | GP/GGBFS/FA | blend | 20MPa
[6 empty] | Normal | Class | GP/GGBFS/FA | blend | 25MPa
[6 empty] | KERB | MACHINE | 32MPa | 10MM
[6 empty] | NO | FINES | 6:1
[6 empty] | STABILISED | SAND | 8:1
[6 empty] | STABILISED | SAND | 4:1
[6 empty] | TfNSW | B80 | 40MPa | 20MM | PUMP | B1 | EXPOSURE
[6 empty] | Normal | Class | GP/GGBFS/FA | blend | 32MPa
[6 empty] | Normal | Class | GP/GGBFS | /FA | blend | 40MPa
[6 empty] | Normal | Class | GP/GGBFS/FA | blend | 50MPa
[6 empty] | ENVIROCRETE | 30% | 20MPa
[6 empty] | TfNSW | B80 | 40MPa | 20MM | PUMP | B2 | EXPOSURE
[6 empty] | TfNSW | B80 | 40MPa | 20MM | TREMIE | B2 | EXPOSURE
[6 empty] | TfNSW | B80 | 50MPa | 20MM | TREMIE | CFA | C1 |  |  | EXPOSURE
[6 empty] | TfNSW | B80 | 50MPA | 20MM | TREMIE | B2 | EXPOSURE
[6 empty] | TfNSW | R83 | 35MPa | 20MM | HAND/MACHINE | PLACED
[6 empty] | ENVIROCRETE | 30% | 25MPa
[6 empty] | ENVIROCRETE | 30% | 32MPa
[6 empty] | ENVIROCRETE | 30% | 40MPa
[6 empty] | ENVIROCRETE | 30% | 50MPa
[6 empty] | ENVIROCRETE | 40% | 20MPa
[6 empty] | ENVIROCRETE | 40% | 25MPa
[6 empty] | ENVIROCRETE | 40% | 32MPa
[6 empty] | ENVIROCRETE | 40% | 40MPa
[6 empty] | ENVIROCRETE | 40% | 50MPa
[6 empty] | ENVIROCRETE | PLUS | 20MPa
[6 empty] | ENVIROCRETE | PLUS | 25MPa
[6 empty] | ENVIROCRETE | PLUS | 32MPa
[6 empty] | ENVIROCRETE | PLUS | 40MPa
[6 empty] | ENVIROCRETE | PLUS | 50MPa
[6 empty] | ENVISIA | 20MPa
[6 empty] | ENVISIA | 25MPa
[6 empty] | ENVISIA | 32MPa
[6 empty] | ENVISIA | 40MPa
[6 empty] | ENVISIA | 50MPa
[6 empty] | ENVISIA | 65MPa
[6 empty] | ENVISIA | 80MPa
[6 empty] | POST | TENSIONED | 40MPa | 22@3
[6 empty] | POST | TENSIONED | 40MPa | 22@4
[6 empty] | POST | TENSIONED | 40MPa | 22@5
[6 empty] | HIGH | SLUMP | 50MPa
[6 empty] | HIGH | SLUMP | 65MPa
[6 empty] | HIGH | SLUMP | 80MPa
[6 empty] | TREMIE | 40MPa
[6 empty] | TREMIE | 50MPa
[6 empty] | TREMIE | 65MPa
[6 empty] | SHOTCRETE | 40MPa | 10MM
[6 empty] | Normal | Class | GP | blend | 20MPa
[6 empty] | ENVISIA | ENVISIA2 | ENVISIA3 | ENVISIA4 | Normal | ENVISIA5 | Normal6 | Normal63 | Normal62 | Normal7 | Kerb | Normal8 | Kerb9 | Kerb10 | TfNSW/RMS | TfNSW/RMS11 | TfNSW | TfNSW/RMS12 | TfNSW/RMS123 | TfNSW/RMS122 | TfNSW/RMS13 | Stabilized | Stabilized14 | Stabilized15 | No | No16 | Boral | Boral17 | Boral18 | Normal19 | Normal20 | Normal21 | ENVISIA22 | Normal23 | ENVISIA24 | HIGH | HIGH25 | ENVISIA26 | ENVISIA27 | VICROADS | VICROADS28 | Normal29 | Normal30 | Normal31 | ENVISIA32 | Normal33 | Normal34 | ENVISIA35 | ENVISIA36 | ENVISIA37 | HIGH38 | HIGH39 | VICROADS40 | VICROADS41 | Normal42 | Normal43 | Normal44 | Normal45 | Normal46 | Normal47 | Normal48 | Normal49 | Normal50 | Normal51 | Normal52 | Normal53 | Normal54 | Normal55 | Normal56 | ENVIROCRETE | ENVIROCRETE57 | ENVIROCRETE58 | ENVIROCRETE59 | ENVIROCRETE60 | ENVIROCRETE61 | ENVIROCRETE62 | ENVIROCRETE63 | ENVISIA64 | POST | ENVIROCRETE65 | ENVIROCRETE66 | ENVIROCRETE67 | ENVIROCRETE68 | ENVIROCRETE69 | ENVIROCRETE70 | ENVIROCRETE71 | ENVISIA72 | ENVISIA73 | POST74 | POST75 | HIGH76 | HIGH77 | ENVISIA78 | ENVISIA79 | ENVISIA80 | ENVISIA81 | HIGH82 | TREMIE | TREMIE83 | TREMIE84 | SHOTCRETE | KERB85 | KERB86 | NO87 | STABILISED | STABILISED88 | STABILISED89 | TfNSW90 | TfNSW91 | TfNSW92 | TfNSW93 | TfNSW94 | TfNSW95 | Normal96 | Normal97 | Normal98 | Normal99 | Normal100 | Normal101 | Normal102 | Normal103 | Normal104 | Normal105 | ENVIROCRETE106 | Normal107 | Normal108 | Normal109 | ENVIROCRETE110 | ENVIROCRETE111 | ENVIROCRETE112 | ENVIROCRETE113 | ENVIROCRETE114 | ENVIROCRETE115 | ENVIROCRETE116 | ENVIROCRETE117 | ENVIROCRETE118 | ENVIROCRETE119 | ENVIROCRETE120 | ENVIROCRETE121 | ENVIROCRETE122 | ENVIROCRETE123 | ENVISIA124 | ENVISIA125 | ENVISIA126 | ENVISIA127 | ENVISIA128 | ENVISIA129 | ENVISIA130 | POST131 | POST132 | POST133 | HIGH134 | HIGH135 | HIGH136 | TREMIE137 | TREMIE138 | TREMIE139 | SHOTCRETE140 | KERB141 | Normal142 | Normal143 | KERB144 | NO145 | STABILISED146 | STABILISED147 | Normal148 | TfNSW149 | TfNSW150 | TfNSW151 | TfNSW152 | TfNSW153 | TfNSW154 | Normal155 | Normal156 | Normal157 | Normal158 | Normal159 | Normal160 | Normal161 | Normal162 | Normal163 | Normal164 | Normal165 | Normal166 | Normal167 | Normal168 | Normal169 | Normal170 | Normal171 | Normal172 | Normal173 | Normal174 | Normal175 | Normal176 | ENVIROCRETE177 | ENVIROCRETE178 | ENVIROCRETE179 | ENVIROCRETE180 | ENVIROCRETE181 | ENVIROCRETE182 | ENVIROCRETE183 | ENVIROCRETE184 | ENVIROCRETE185 | ENVIROCRETE186 | ENVIROCRETE187 | ENVIROCRETE188 | ENVIROCRETE189 | ENVISIA190 | ENVIROCRETE191 | ENVIROCRETE192 | ENVISIA193 | ENVISIA194 | HIGH195 | TREMIE196 | TREMIE197 | ENVISIA198 | TREMIE199 | SHOTCRETE200 | ENVISIA201 | ENVISIA202 | ENVISIA203 | POST204 | KERB205 | POST206 | POST207 | HIGH208 | HIGH209 | KERB210 | NO211 | TfNSW212 | STABILISED213 | TfNSW214 | TfNSW215 | TfNSW216 | TfNSW217 | TfNSW218 | TfNSW219 | Normal220 | Normal221 | Normal222 | Normal223 | Normal224 | Normal225 | Normal226 | Normal227 | Normal228 | KERB229 | Normal230 | Normal231 | Normal232 | Normal233 | Normal234 | Normal235 | Normal236 | Normal237 | KERB238 | NO239 | STABILISED240 | STABILISED241 | TfNSW242 | Normal243 | Normal244 | Normal245 | ENVIROCRETE246 | TfNSW247 | TfNSW248 | TfNSW249 | TfNSW250 | TfNSW251 | ENVIROCRETE252 | ENVIROCRETE253 | ENVIROCRETE254 | ENVIROCRETE255 | ENVIROCRETE256 | ENVIROCRETE257 | ENVIROCRETE258 | ENVIROCRETE259 | ENVIROCRETE260 | ENVIROCRETE261 | ENVIROCRETE262 | ENVIROCRETE263 | ENVIROCRETE264 | ENVIROCRETE265 | ENVISIA266 | ENVISIA267 | ENVISIA268 | ENVISIA269 | ENVISIA270 | ENVISIA271 | ENVISIA272 | POST273 | POST274 | POST275 | HIGH276 | HIGH277 | HIGH278 | TREMIE279 | TREMIE280 | TREMIE281 | SHOTCRETE282 | Normal283
[6 empty] | S20 | S25 | S32 | S40 | Class | S50 | Class |  |  | Class | Machine, | Class | Machine, | Machine, | B80 | B80 | /RMS | R83 |  |  | R83 | sand | sand | sand | Fines | Fines | NSW/ACT | Northern | Northern | Class | Class | Class | 50MPa | Class | 25MPa | STRENGTH | STRENGTH | 32MPa | 40MPa | VR400 | VR450 | Class | Class | Class | 25MPa | Class | Class | 32MPa | 50MPa | 40MPa | STRENGTH | STRENGTH | VR400 | VR450 | Class | Class | Class | Class | Class | Class | Class | Class | Class | Class | Class | Class | Class | Class | Class | 30% | 30% | 30% | 30% | 30% | 40% | 40% | 40% | 80MPa | TENSIONED | 40% | 40% | PLUS | PLUS | PLUS | PLUS | PLUS | 20MPa | 25MPa | TENSIONED | TENSIONED | SLUMP | SLUMP | 32MPa | 40MPa | 50MPa | 65MPa | SLUMP | 40MPa | 50MPa | 65MPa | 40MPa | MACHINE | MACHINE | FINES | SAND | SAND | SAND | B80 | B80 | B80 | B80 | B80 | R83 | Class | Class | Class | Class | Class | Class | Class | Class | Class | Class | 30% | Class | Class | Class | 30% | 30% | 30% | 30% | 40% | 40% | 40% | 40% | 40% | PLUS | PLUS | PLUS | PLUS | PLUS | 20MPa | 25MPa | 32MPa | 40MPa | 50MPa | 65MPa | 80MPa | TENSIONED | TENSIONED | TENSIONED | SLUMP | SLUMP | SLUMP | 40MPa | 50MPa | 65MPa | 40MPa | MACHINE | Class | Class | MACHINE | FINES | SAND | SAND | Class | B80 | B80 | B80 | B80 | B80 | B80 | Class | Class | Class | Class | Class | Class | Class | Class | Class | Class | Class | Class | Class | Class | Class | Class | Class | Class | Class | Class | Class | Class | 30% | 30% | 30% | 30% | 30% | 40% | 40% | 40% | 40% | 40% | PLUS | PLUS | PLUS | 20MPa | PLUS | PLUS | 25MPa | 32MPa | SLUMP | 40MPa | 50MPa | 40MPa | 65MPa | 40MPa | 50MPa | 65MPa | 80MPa | TENSIONED | MACHINE | TENSIONED | TENSIONED | SLUMP | SLUMP | MACHINE | FINES | B80 | SAND | B80 | B80 | B80 | R83 | B80 | B80 | Class | Class | Class | Class | Class | Class | Class | Class | Class | MACHINE | Class | Class | Class | Class | Class | Class | Class | Class | MACHINE | FINES | SAND | SAND | B80 | Class | Class | Class | 30% | B80 | B80 | B80 | B80 | R83 | 30% | 30% | 30% | 30% | 40% | 40% | 40% | 40% | 40% | PLUS | PLUS | PLUS | PLUS | PLUS | 20MPa | 25MPa | 32MPa | 40MPa | 50MPa | 65MPa | 80MPa | TENSIONED | TENSIONED | TENSIONED | SLUMP | SLUMP | SLUMP | 40MPa | 50MPa | 65MPa | 40MPa | Class
[10 empty] | 25MPa |  | 20MPa |  |  | 40MPa | 25MPa | 32MPa | 32MPa | 40MPa | 20/10mm, | 20/10mm, | B80 | 35MPa- |  |  | 40MPa | 4:1 | 8:1 | 14:1 | 5:1 | 6:1 | Pre-mix | Territory | Territory | GP | GP | GP |  | GP |  | 50MPa | 65MPa |  |  | 40MPa | 50MPa | GP | GP | GP |  | GP | GP |  |  |  | 50MPa | 65MPa | 40MPa | 50MPa | GP | GP | GP | GP | GP | GP/FA | GP/FA | GP/FA | GP/FA | GP/FA | GP/GGBFS | GP/GGBFS | GP/GGBFS | GP/GGBFS | GP/GGBFS | 20MPa | 25MPa | 32MPa | 40MPa | 50MPa | 20MPa | 25MPa | 32MPa |  | 40MPa | 40MPa | 50MPa | 20MPa | 25MPa | 32MPa | 40MPa | 50MPa |  |  | 40MPa | 40MPa | 50MPa | 65MPa |  |  |  |  | 80MPa |  |  |  | 10MM | 25MPa | 32MPa | 6:1 | 14:1 | 8:1 | 4:1 | 40MPa | 40MPa | 40MPa | 50MPa | 50MPa | 35MPa | GP | GP | GP | GP | GP | GP | GP/FA | GP/FA | GP/FA | GP/FA | 20MPa | GP/FA | GP/GGBFS | GP/GGBFS | 25MPa | 32MPa | 40MPa | 50MPa | 20MPa | 25MPa | 32MPa | 40MPa | 50MPa | 20MPa | 25MPa | 32MPa | 40MPa | 50MPa | [7 empty] | 40MPa | 40MPa | 40MPa | 50MPa | 65MPa | 80MPa |  |  |  | 10MM | 25MPa | GP/GGBFS | GP/GGBFS | 32MPa | 6:1 | 8:1 | 4:1 | GP/GGBFS | 40MPa | 40MPa | 40MPa | 50MPa | 50MPa | 50MPa | GP | GP | GP | GP | GP | GP | GP | GP/FA | GP/FA | GP/FA | GP/FA | GP/FA | GP/GGBFS | GP/GGBFS | GP/GGBFS | GP/GGBFS | GP/GGBFS | GP/GGBFS/FA | GP/GGBFS/FA | GP/GGBFS/FA | GP/GGBFS | GP/GGBFS/FA | 20MPa | 25MPa | 32MPa | 40MPa | 50MPa | 20MPa | 25MPa | 32MPa | 40MPa | 50MPa | 20MPa | 25MPa | 50MPa |  | 32MPa | 40MPa |  |  | 80MPa |  |  |  |  | 10MM |  |  |  | 40MPa | 25MPa | 40MPa | 40MPa | 50MPa | 65MPa | 32MPa | 6:1 | 40MPa | 4:1 | 50MPa | 50MPa | 50MPa | 35MPa | 40MPa | 40MPa | GP | GP | GP | GP | GP | GP/FA | GP/FA | GP/FA | GP/FA | 25MPa | GP/FA | GP/GGBFS | GP/GGBFS | GP/GGBFS | GP/GGBFS | GP/GGBFS | GP/GGBFS/FA | GP/GGBFS/FA | 32MPa | 6:1 | 8:1 | 4:1 | 40MPa | GP/GGBFS/FA | GP/GGBFS | GP/GGBFS/FA | 20MPa | 40MPa | 40MPa | 50MPa | 50MPA | 35MPa | 25MPa | 32MPa | 40MPa | 50MPa | 20MPa | 25MPa | 32MPa | 40MPa | 50MPa | 20MPa | 25MPa | 32MPa | 40MPa | 50MPa | [7 empty] | 40MPa | 40MPa | 40MPa | 50MPa | 65MPa | 80MPa |  |  |  | 10MM | GP
[10 empty] | 20/10mm |  | 20/10mm |  |  | 20/10mm | 10mm | 20/10mm | 10mm | 10mm | Pump, | Pump | 20/10mm, | 20mm |  |  | - |  |  |  | 20mm | 20mm | Concrete | Region | Region | blend | blend | blend |  | blend | [5 empty] | 20MM | 20MM | blend | blend | blend |  | blend | blend | [5 empty] | 20MM | 20MM | blend | blend | blend | blend | blend | blend | blend | blend | blend | blend | blend | blend | blend | blend | blend | [9 empty] | 22@3 | [9 empty] | 22@4 | 22@5 | [11 empty] | 10MM | 10MM |  |  |  |  | 20MM | 20MM | 20MM | 20MM | 20MM | 20MM | blend | blend | blend | blend | blend | blend | blend | blend | blend | blend |  | blend | blend | blend | [21 empty] | 22@3 | 22@4 | 22@5 | [7 empty] | 10MM | blend | blend | 10MM |  |  |  | blend | 20MM | 20MM | 20MM | 20MM | 20MM | 20MM | blend | blend | blend | blend | blend | blend | blend | blend | blend | blend | blend | blend | blend | blend | blend | blend | blend | blend | blend | blend | /FA | blend | [27 empty] | 22@3 | 10MM | 22@4 | 22@5 |  |  | 10MM |  | 20MM |  | 20MM | 20MM | 20MM | 20MM | 20MM | 20MM | blend | blend | blend | blend | blend | blend | blend | blend | blend | 10MM | blend | blend | blend | blend | blend | blend | blend | blend | 10MM |  |  |  | 20MM | blend | /FA | blend |  | 20MM | 20MM | 20MM | 20MM | 20MM | [21 empty] | 22@3 | 22@4 | 22@5 | [7 empty] | blend
[20 empty] | B1 | and | Tremie, | Hand |  |  | 20mm | [5 empty] | EPD | Pre-mix | Pre-mix | 25MPa | 32MPa | 40MPa |  | 50MPa | [5 empty] | PUMP | TREMIE | 20MPa | 25MPa | 32MPa |  | 40MPa | 50MPa | [5 empty] | PUMP | TREMIE | 20MPa | 25MPa | 32MPa | 40MPa | 50MPa | 20MPa | 25MPa | 32MPa | 40MPa | 50MPa | 20MPa | 25MPa | 32MPa | 40MPa | 50MPa | [38 empty] | PUMP | PUMP | TREMIE | TREMIE | TREMIE | HAND/MACHINE | 20MPa | 25MPa | 25MPa | 32MPa | 40MPa | 50MPa | 20MPa | 25MPa | 32MPa | 40MPa |  | 50MPa | 20MPa | 25MPa | [32 empty] | 32MPa | 40MPa |  |  |  |  | 50MPa | PUMP | PUMP | TREMIE | TREMIE | PUMP | TREMIE | 20MPa | 25MPa | 25MPa | 25MPa | 32MPa | 40MPa | 50MPa | 20MPa | 25MPa | 32MPa | 40MPa | 50MPa | 20MPa | 25MPa | 32MPa | 40MPa | 50MPa | 20MPa | 25MPa | 32MPa | blend | 50MPa | [35 empty] | TREMIE |  | TREMIE | PUMP | TREMIE | HAND/MACHINE | PUMP | PUMP | 20MPa | 25MPa | 32MPa | 40MPa | 50MPa | 20MPa | 25MPa | 32MPa | 40MPa |  | 50MPa | 20MPa | 25MPa | 32MPa | 40MPa | 50MPa | 20MPa | 25MPa |  |  |  |  | PUMP | 32MPa | blend | 50MPa |  | PUMP | TREMIE | TREMIE | TREMIE | HAND/MACHINE | [31 empty] | 20MPa
[20 empty] | Exposure | Tremie, | B2 | / |  |  | Hand | [6 empty] | Concrete | Concrete | [10 empty] | B1 | B2 | [11 empty] | B1 | B2 | [53 empty] | B1 | B2 | B2 | CFA | B2 | PLACED | [52 empty] | TfNSW149: B1; TfNSW150: B2; TfNSW151: B2; TfNSW152: CFA; TfNSW153: B2; TfNSW154: B2; Normal175: 40MPa | [35 empty] | B2 |  | CFA | B2 | B2 | PLACED | B1 | B2 | [22 empty] | B1 |  | 40MPa |  |  | B2 | B2 | CFA | B2 | PLACED
[21 empty] | B2 | and | Machine |  |  | / | [6 empty] | EPD | EPD | [10 empty] | EXPOSURE | / | [11 empty] | EXPOSURE | / | [53 empty] | EXPOSURE | EXPOSURE | EXPOSURE | C1 | EXPOSURE | [53 empty] | TfNSW149: EXPOSURE; TfNSW150: EXPOSURE; TfNSW151: EXPOSURE; TfNSW152: C1; TfNSW153: EXPOSURE; TfNSW154: EXPOSURE | [35 empty] | EXPOSURE |  | C1 | EXPOSURE | EXPOSURE |  | EXPOSURE | EXPOSURE | [22 empty] | EXPOSURE |  |  |  |  | EXPOSURE | EXPOSURE | C1 | EXPOSURE
[21 empty] | Exposure | CFA | placed |  |  | Machine | [19 empty] | CFA | [12 empty] | CFA | [56 empty] | EXPOSURE | [54 empty] | TfNSW152: EXPOSURE | [37 empty] | EXPOSURE | [34 empty] | EXPOSURE
[22 empty] | C1 |  |  |  | placed | [19 empty] | C1 | [12 empty] | C1
[22 empty] | Exposure | [23 empty] | EXPOSURE | [12 empty] | EXPOSURE

## Boral_extract (hidden)
Company | Product | GWT | GWPf | GWPb | from | to | Registration number | version | location | unit | product mass | ref | Table name | Material name | Notes
Darwin Region
ENVISIA^{®} 20 MPa | ENVISIA^{®} 25 MPa | ENVISIA^{®} 32 MPa | ENVISIA^{®} 40 MPa | Column5 | ENVISIA^{®} 50 MPa | ENVISIA^{®} 65 MPa
226 | 243 | 273 | 319 |  | 406 | 415
ENVIROCRETE^{®} PLUS 20 MPa | ENVIROCRETE^{®} PLUS 25 MPa | ENVIROCRETE^{®} PLUS 32 MPa | ENVIROCRETE^{®} PLUS 40 MPa |  | ENVIROCRETE^{®} PLUS 50 MPa
248 | 267 | 300 | 351 |  | 445
ENVIROCRETE^{®} 20 MPa | ENVIROCRETE^{®} 25 MPa | ENVIROCRETE^{®} 32 MPa | ENVIROCRETE^{®} 40 MPa |  | ENVIROCRETE^{®} 50 MPa
257 | 277 | 312 | 372 |  | 436
ENVIROCRETE^{®} SPECIAL CLASS GP 15 MPa | ENVIROCRETE^{®} BLOCKFILL 20 MPa | ENVIROCRETE^{®} BLOCKFILL 25 MPa | ENVIROCRETE^{®} BLOCKFILL 32 MPa
238 | 264 | 282 | 317
ENVIROCRETE^{®} EASY PLACE 20 MPa | ENVIROCRETE^{®} EASY PLACE 25 MPa | ENVIROCRETE^{®} EASY PLACE 32 MPa | ENVIROCRETE^{®} EASY PLACE 40 MPa |  | ENVIROCRETE^{®} HIGH SLUMP 50 MPa | ENVIROCRETE^{®} HIGH SLUMP 65 MPa
260 | 279 | 311 | 372 |  | 466 | 471
ENVIROCRETE^{®} | ENVIROCRETE^{®} | ENVIROCRETE^{®} KERB | ENVIROCRETE^{®} |  | ENVIROCRETE^{®}
TREMIE | TREMIE | MACHINE | GROUT |  | SHOTCRETE
40 MPa | 50 MPa | 320kg / m^{3} | 400kg / m | 3 | 32 MPa
379 | 470 | 314 | 262 |  | 357
NORMAL GP BLEND 20 MPa | NORMAL GP BLEND 25 MPa | NORMAL GP BLEND 32 MPa | NORMAL GP BLEND 40 MPa |  | NORMAL GP BLEND 50 MPa
293 | 315 | 357 | 428 |  | 617
SPECIAL CLASS GP 15 MPa | BLOCKFILL 20 MPa | BLOCKFILL 25 MPa | BLOCKFILL 32 MPa
271 | 342 | 362 | 434
EASY PLACE 20 MPa | EASY PLACE 25 MPa | EASY PLACE 32 MPa | EASY PLACE 40 MPa |  | HIGH SLUMP 50 MPa | HIGH SLUMP 65 MPa
321 | 337 | 369 | 443 |  | 623 | 635
TREMIE 40 MPa | TREMIE 50 MPa | KERB MACHINE 320kg / m^{3} | GROUT 400kg / m^{3} |  | SHOTCRETE 32 MPa
526 | 611 | 392 | 470 |  | 406
POST TENSIONED 40 MPa 22@3 | POST TENSIONED 40 MPa 22@4 | POST TENSIONED 40 MPa 22@5 | SPECIAL CLASS LOW HEAT S50 |  | SPECIAL CLASS LOW HEAT S55 | SPECIAL CLASS LOW HEAT S65
470 | 460 | 438 | 304 |  | 304 | 319
STABILISED SAND 3% | STABILISED SAND 5% | STABILISED SAND 7% | STABILISED SAND 10% |  | STABILISED SAND 20% | NO FINES 6:1
109 | 131 | 179 | 236 |  | 418 | 286
ENVISIA®20 MPa | ENVISIA®25 MPa | ENVISIA®32 MPa | ENVISIA®40 MPa | ENVISIA®50 MPa | ENVISIA®65 MPa
226 | 243 | 273 | 319 | 406 | 415
ENVIROCRETE® PLUS 20 MPa | ENVIROCRETE® PLUS 25 MPa | ENVIROCRETE® PLUS 32 MPa | ENVIROCRETE® PLUS 40 MPa | ENVIROCRETE® PLUS 50 MPa
248 | 267 | 300 | 351 | 445
ENVIROCRETE® 20 MPa | ENVIROCRETE® 25 MPa | ENVIROCRETE® 32 MPa | ENVIROCRETE® 40 MPa | ENVIROCRETE® 50 MPa
257 | 277 | 312 | 372 | 436
ENVIROCRETE® SPECIAL CLASS GP 15 MPa | ENVIROCRETE® BLOCKFILL 20 MPa | ENVIROCRETE® BLOCKFILL 25 MPa | ENVIROCRETE® BLOCKFILL 32 MPa
238 | 264 | 282 | 317
ENVIROCRETE® EASY PLACE 20 MPa | ENVIROCRETE® EASY PLACE 25 MPa | ENVIROCRETE® EASY PLACE 32 MPa | ENVIROCRETE® EASY PLACE 40 MPa | ENVIROCRETE® HIGH SLUMP 50 MPa | ENVIROCRETE® HIGH SLUMP 65 MPa
260 | 279 | 311 | 372 | 466 | 471
ENVIROCRETE® | ENVIROCRETE® | ENVIROCRETE® KERB | ENVIROCRETE® | ENVIROCRETE®
TREMIE | TREMIE | MACHINE | GROUT | SHOTCRETE
40 MPa | 50 MPa | 320kg / m^{3} | 400kg / m | 32 MPa
379 | 470 | 314 | 262 | 357
NORMAL GP BLEND 20 MPa | NORMAL GP BLEND 25 MPa | NORMAL GP BLEND 32 MPa | NORMAL GP BLEND 40 MPa | NORMAL GP BLEND 50 MPa
293 | 315 | 357 | 428 | 617
SPECIAL CLASS GP 15 MPa | BLOCKFILL 20 MPa | BLOCKFILL 25 MPa | BLOCKFILL 32 MPa
271 | 342 | 362 | 434
EASY PLACE 20 MPa | EASY PLACE 25 MPa | EASY PLACE 32 MPa | EASY PLACE 40 MPa | HIGH SLUMP 50 MPa | HIGH SLUMP 65 MPa
321 | 337 | 369 | 443 | 623 | 635
TREMIE 40 MPa | TREMIE 50 MPa | KERB MACHINE 320kg / m^{3} | GROUT 400kg / m^{3} | SHOTCRETE 32 MPa
526 | 611 | 392 | 470 | 406
POST TENSIONED 40 MPa 22@3 | POST TENSIONED 40 MPa 22@4 | POST TENSIONED 40 MPa 22@5 | SPECIAL CLASS LOW HEAT S50 | SPECIAL CLASS LOW HEAT S55 | SPECIAL CLASS LOW HEAT S65
470 | 460 | 438 | 304 | 304 | 319
STABILISED SAND 3% | STABILISED SAND 5% | STABILISED SAND 7% | STABILISED SAND 10% | STABILISED SAND 20% | NO FINES 6:1
109 | 131 | 179 | 236 | 418 | 286
ENVISIA®20 MPa | 226
ENVISIA®25 MPa | 243
ENVISIA®32 MPa | 273
ENVISIA®40 MPa | 319
ENVISIA®50 MPa | 406
ENVISIA®65 MPa | 415
ENVIROCRETE® PLUS 20 MPa | 248
ENVIROCRETE® PLUS 25 MPa | 267
ENVIROCRETE® PLUS 32 MPa | 300
ENVIROCRETE® PLUS 40 MPa | 351
ENVIROCRETE® PLUS 50 MPa | 445

## Boral_Conc._correct_old (hidden)
| Error Type | Type of material | Manufacturer | Plant | Strength (MPa) | Name | Product name | Strength MPa | Description | Program | Verifier | Plant locations | Expiry | GWP (A1-A3) kgCO2e | Declared unit | Updated in EC3
| W | ReadyMix | Boral | 18 Concrete Plants in Sydney NSW region (? Plant) |  | ENVISIA S20 | ENVISIA S20 |  | Boral is the largest integrated construction... | EPD International AB | Life Cycle Logic Pty Ltd | ? Plants | Aug 30 2025 | 313 | 1 m3 | Mar 04 2023 | OpenBox
| W | ReadyMix | Boral | 18 Concrete Plants in Sydney NSW region (? Plant) |  | ENVISIA S25 | ENVISIA S25 |  | Boral is the largest integrated construction... | EPD International AB | Life Cycle Logic Pty Ltd | ? Plants | Aug 30 2025 | 199 | 1 m3 | Mar 04 2023 | OpenBox
| W | ReadyMix | Boral | 18 Concrete Plants in Sydney NSW region (? Plant) |  | ENVISIA S32 | ENVISIA S32 |  | Boral is the largest integrated construction... | EPD International AB | Life Cycle Logic Pty Ltd | ? Plants | Aug 30 2025 | 220 | 1 m3 | Mar 04 2023 | OpenBox
| W | ReadyMix | Boral | 18 Concrete Plants in Sydney NSW region (? Plant) |  | ENVISIA S40 | ENVISIA S40 |  | Boral is the largest integrated construction... | EPD International AB | Life Cycle Logic Pty Ltd | ? Plants | Aug 30 2025 | 261 | 1 m3 | Mar 04 2023 | OpenBox
| W | ReadyMix | Boral | 18 Concrete Plants in Sydney NSW region (? Plant) |  | Normal Class 25MPa 20/10mm | Normal Class 25MPa 20/10mm |  | Boral is the largest integrated construction... | EPD International AB | Life Cycle Logic Pty Ltd | ? Plants | 46113 | 174 | 1 m3 | Mar 04 2023 | OpenBox
| W | ReadyMix | Boral | 18 Concrete Plants in Sydney NSW region (? Plant) |  | ENVISIA S50 | ENVISIA S50 |  | Boral is the largest integrated construction... | EPD International AB | Life Cycle Logic Pty Ltd | ? Plants | Aug 30 2025 | 308 | 1 m3 | Mar 04 2023 | OpenBox
| W | ReadyMix | Boral | 18 Concrete Plants in Sydney NSW region (? Plant) |  | Normal Class 20MPa 20/10mm | Normal Class 20MPa 20/10mm |  | Boral is the largest integrated construction... | EPD International AB | Life Cycle Logic Pty Ltd | ? Plants | 46113 | 159 | 1 m3 | Mar 04 2023 | OpenBox
| W | ReadyMix | Boral | 18 Concrete Plants in Sydney NSW region (? Plant) |  | Normal Class 40MPa 20/10mm | Normal Class 40MPa 20/10mm |  | Boral is the largest integrated construction... | EPD International AB | Life Cycle Logic Pty Ltd | ? Plants | 46113 | 245 | 1 m3 | Mar 04 2023 | OpenBox
| W | ReadyMix | Boral | 18 Concrete Plants in Sydney NSW region (? Plant) |  | Kerb Machine, 25 MPa 10mm | Kerb Machine, 25 MPa 10mm |  | Boral is the largest integrated construction... | EPD International AB | Life Cycle Logic Pty Ltd | ? Plants | Aug 30 2025 | 255 | 1 m3 | Mar 04 2023 | OpenBox
| W | ReadyMix | Boral | 18 Concrete Plants in Sydney NSW region (? Plant) |  | Normal Class 32MPa 20/10mm | Normal Class 32MPa 20/10mm |  | Boral is the largest integrated construction... | EPD International AB | Life Cycle Logic Pty Ltd | ? Plants | 46113 | 207 | 1 m3 | Mar 04 2023 | OpenBox
| W | ReadyMix | Boral | 18 Concrete Plants in Sydney NSW region (? Plant) |  | Kerb Machine, 32 MPa 10mm | Kerb Machine, 32 MPa 10mm |  | Boral is the largest integrated construction... | EPD International AB | Life Cycle Logic Pty Ltd | ? Plants | Aug 30 2025 | 286 | 1 m3 | Mar 04 2023 | OpenBox
| W | ReadyMix | Boral | 18 Concrete Plants in Sydney NSW region (? Plant) |  | Kerb Machine, 40 MPa 10mm | Kerb Machine, 40 MPa 10mm |  | Boral is the largest integrated construction... | EPD International AB | Life Cycle Logic Pty Ltd | ? Plants | Aug 30 2025 | 308 | 1 m3 | Mar 04 2023 | OpenBox
| W | ReadyMix | Boral | 18 Concrete Plants in Sydney NSW region (? Plant) |  | TfNSW/RMS B80 20/10mm, Pump, B1 Exposure | TfNSW/RMS B80 20/10mm, Pump, B1 Exposure |  | Boral is the largest integrated construction... | EPD International AB | Life Cycle Logic Pty Ltd | ? Plants | Aug 30 2025 | 313 | 1 m3 | Mar 04 2023 | OpenBox
| W | ReadyMix | Boral | 18 Concrete Plants in Sydney NSW region (? Plant) |  | TfNSW/RMS B80 20/10mm, Pump and Tremie, B2 Exposure | TfNSW/RMS B80 20/10mm, Pump and Tremie, B2 Exposure |  | Boral is the largest integrated construction... | EPD International AB | Life Cycle Logic Pty Ltd | ? Plants | Aug 30 2025 | 233 | 1 m3 | Mar 04 2023 | OpenBox
| W | ReadyMix | Boral | 18 Concrete Plants in Sydney NSW region (? Plant) |  | TfNSW /RMS B80 20/10mm, Tremie, B2 and CFA C1 Exposure | TfNSW /RMS B80 20/10mm, Tremie, B2 and CFA C1 Exposure |  | Boral is the largest integrated construction... | EPD International AB | Life Cycle Logic Pty Ltd | ? Plants | Aug 30 2025 | 244 | 1 m3 | Mar 04 2023 | OpenBox
| W | ReadyMix | Boral | 18 Concrete Plants in Sydney NSW region (? Plant) |  | TfNSW/RMS R83 35 MPa- 20mm Hand / Machine placed | TfNSW/RMS R83 35 MPa- 20mm Hand / Machine placed |  | Boral is the largest integrated construction... | EPD International AB | Life Cycle Logic Pty Ltd | ? Plants | Aug 30 2025 | 287 | 1 m3 | Mar 04 2023 | OpenBox
| W | ReadyMix | Boral | 18 Concrete Plants in Sydney NSW region (? Plant) |  | TfNSW/RMS R83 40 MPa - 20mm Hand / Machine placed | TfNSW/RMS R83 40 MPa - 20mm Hand / Machine placed |  | Boral is the largest integrated construction... | EPD International AB | Life Cycle Logic Pty Ltd | ? Plants | Aug 30 2025 | 318 | 1 m3 | Mar 04 2023 | OpenBox
| E | ReadyMix | Boral | 18 Concrete Plants in Sydney NSW region (? Plant) |  | Stabilized sand 4:1 | Stabilized sand 4:1 |  | Boral is the largest integrated construction... | EPD International AB | Life Cycle Logic Pty Ltd | ? Plants | Aug 30 2025 | 170 | 1 m3 | Jun 07 2022 | OpenBox
| E | ReadyMix | Boral | 18 Concrete Plants in Sydney NSW region (? Plant) |  | Stabilized sand 8:1 | Stabilized sand 8:1 |  | Boral is the largest integrated construction... | EPD International AB | Life Cycle Logic Pty Ltd | ? Plants | Aug 30 2025 | 92 | 1 m3 | Jun 07 2022 | OpenBox
| E | ReadyMix | Boral | 18 Concrete Plants in Sydney NSW region (? Plant) |  | Stabilized sand 14:1 | Stabilized sand 14:1 |  | Boral is the largest integrated construction... | EPD International AB | Life Cycle Logic Pty Ltd | ? Plants | Aug 30 2025 | 58 | 1 m3 | Jun 07 2022 | OpenBox
| E | ReadyMix | Boral | 18 Concrete Plants in Sydney NSW region (? Plant) |  | No Fines 5:1 20mm | No Fines 5:1 20mm |  | Boral is the largest integrated construction... | EPD International AB | Life Cycle Logic Pty Ltd | ? Plants | Aug 30 2025 | 293 | 1 m3 | Jun 07 2022 | OpenBox
| E | ReadyMix | Boral | 18 Concrete Plants in Sydney NSW region (? Plant) |  | No Fines 6:1 20mm | No Fines 6:1 20mm |  | Boral is the largest integrated construction... | EPD International AB | Life Cycle Logic Pty Ltd | ? Plants | Aug 30 2025 | 249 | 1 m3 | Jun 07 2022 | OpenBox
| E | ReadyMix | Boral | Asphalt plants (? Plant) |  | Boral NSW/ACT Pre-mix Concrete EPD | Boral NSW/ACT Pre-mix Concrete EPD |  |  | EPD Australasia | Life Cycle Logic Pty Ltd | 11 Plants | Apr 01 2026 | 313 | 1 m3 | Jul 18 2023 | OpenBox
| F | ReadyMix | Boral | Asphalt plants (? Plant) |  | Boral Northern Territory Region Pre-mix Concrete EPD | Boral Northern Territory Region Pre-mix Concrete EPD |  |  | EPD Australasia | Life Cycle Logic Pty Ltd | 11 Plants | Apr 20 2028 | 12.2 | 1 m3 | Jul 18 2023 | OpenBox
| F | ReadyMix | Boral | Asphalt plants (? Plant) |  | Boral Northern Territory Region Pre-mix Concrete EPD | Boral Northern Territory Region Pre-mix Concrete EPD |  |  | EPD Australasia | Life Cycle Logic Pty Ltd | 11 Plants | Apr 20 2028 | 12.2 | 1 m3 | Jun 17 2023 | OpenBox
| W | ReadyMix | Boral | Boral Concrete Hobart |  | Boral Pre-mix Concrete - Normal Class GP blend 25MPa | Normal Class GP blend 25MPa |  | Boral is the largest integrated construction... | IBU | Life Cycle Logic Pty Ltd | AU | May 01 2026 | 279 | 1 m3 | Mar 04 2023 | OpenBox
| W | ReadyMix | Boral | Boral Concrete Hobart |  | Boral Pre-mix Concrete - Normal Class GP blend 32MPa | Normal Class GP blend 32MPa |  | Boral is the largest integrated construction... | IBU | Life Cycle Logic Pty Ltd | AU | May 01 2026 | 308 | 1 m3 | Mar 04 2023 | OpenBox
| W | ReadyMix | Boral | Boral Concrete Hobart |  | Boral Pre-mix Concrete - Normal Class GP blend 40MPa | Normal Class GP blend 40MPa |  | Boral is the largest integrated construction... | IBU | Life Cycle Logic Pty Ltd | AU | May 01 2026 | 382 | 1 m3 | Mar 04 2023 | OpenBox
| W | ReadyMix | Boral | Boral Concrete Hobart |  | Boral Pre-mix Concrete - ENVISIA 50 MPa | ENVISIA 50 MPa |  | Boral is the largest integrated construction... | IBU | Life Cycle Logic Pty Ltd | AU | May 01 2026 | 399 | 1 m3 | Mar 04 2023 | OpenBox
| W | ReadyMix | Boral | Boral Concrete Hobart |  | Boral Pre-mix Concrete - Normal Class GP blend 50MPa | Normal Class GP blend 50MPa |  | Boral is the largest integrated construction... | IBU | Life Cycle Logic Pty Ltd | AU | May 01 2026 | 498 | 1 m3 | Mar 04 2023 | OpenBox
| W | ReadyMix | Boral | Boral Concrete Hobart |  | Boral Pre-mix Concrete - ENVISIA 25 MPa | ENVISIA 25 MPa |  | Boral is the largest integrated construction... | IBU | Life Cycle Logic Pty Ltd | AU | May 01 2026 | 257 | 1 m3 | Mar 04 2023 | OpenBox
| W | ReadyMix | Boral | Boral Concrete Hobart |  | Boral Pre-mix Concrete - HIGH STRENGTH 50 MPa | HIGH STRENGTH 50 MPa |  | Boral is the largest integrated construction... | IBU | Life Cycle Logic Pty Ltd | AU | May 01 2026 | 498 | 1 m3 | Mar 04 2023 | OpenBox
| W | ReadyMix | Boral | Boral Concrete Hobart |  | Boral Pre-mix Concrete - HIGH STRENGTH 65 MPa | HIGH STRENGTH 65 MPa |  | Boral is the largest integrated construction... | IBU | Life Cycle Logic Pty Ltd | AU | May 01 2026 | 608 | 1 m3 | Mar 04 2023 | OpenBox
| W | ReadyMix | Boral | Boral Concrete Hobart |  | Boral Pre-mix Concrete - ENVISIA 32 MPa | ENVISIA 32 MPa |  | Boral is the largest integrated construction... | IBU | Life Cycle Logic Pty Ltd | AU | May 01 2026 | 276 | 1 m3 | Mar 04 2023 | OpenBox
| W | ReadyMix | Boral | Boral Concrete Hobart |  | Boral Pre-mix Concrete - ENVISIA 40 MPa | ENVISIA 40 MPa |  | Boral is the largest integrated construction... | IBU | Life Cycle Logic Pty Ltd | AU | May 01 2026 | 340 | 1 m3 | Mar 04 2023 | OpenBox
| W | ReadyMix | Boral | Boral Concrete Hobart |  | Boral Pre-mix Concrete - VICROADS VR400 40 MPa 20MM PUMP B1 EXPOSURE | VICROADS VR400 40 MPa 20MM PUMP B1 EXPOSURE |  | Boral is the largest integrated construction... | IBU | Life Cycle Logic Pty Ltd | AU | May 01 2026 | 455 | 1 m3 | Mar 04 2023 | OpenBox
| W | ReadyMix | Boral | Boral Concrete Hobart |  | Boral Pre-mix Concrete - VICROADS VR450 50 MPa 20MM TREMIE B2 / CFA C1 EXPOSURE | VICROADS VR450 50 MPa 20MM TREMIE B2 / CFA C1 EXPOSURE |  | Boral is the largest integrated construction... | IBU | Life Cycle Logic Pty Ltd | AU | May 01 2026 | 513 | 1 m3 | Mar 04 2023 | OpenBox
| W | ReadyMix | Boral | Boral Concrete Hobart |  | Boral Pre-mix Concrete - Normal Class GP blend 20MPa | Normal Class GP blend 20MPa |  | Boral is the largest integrated construction... | EPD International AB | Life Cycle Logic Pty Ltd | AU | May 01 2026 | 265 | 1 m3 | Mar 04 2023 | OpenBox
| W | ReadyMix | Boral | Boral Concrete Launceston |  | Boral Pre-mix Concrete - Normal Class GP blend 25MPa | Normal Class GP blend 25MPa |  | Boral is the largest integrated construction... | EPD Australasia | Life Cycle Logic Pty Ltd | AU | May 01 2026 | 278 | 1 m3 | Mar 04 2023 | OpenBox
| W | ReadyMix | Boral | Boral Concrete Launceston |  | Boral Pre-mix Concrete - Normal Class GP blend 32MPa | Normal Class GP blend 32MPa |  | Boral is the largest integrated construction... | EPD Australasia | Life Cycle Logic Pty Ltd | AU | May 01 2026 | 306 | 1 m3 | Mar 04 2023 | OpenBox
| W | ReadyMix | Boral | Boral Concrete Launceston |  | Boral Pre-mix Concrete - ENVISIA 25 MPa | ENVISIA 25 MPa |  | Boral is the largest integrated construction... | EPD Australasia | Life Cycle Logic Pty Ltd | AU | May 01 2026 | 251 | 1 m3 | Mar 04 2023 | OpenBox
| W | ReadyMix | Boral | Boral Concrete Launceston |  | Boral Pre-mix Concrete - Normal Class GP blend 40MPa | Normal Class GP blend 40MPa |  | Boral is the largest integrated construction... | EPD Australasia | Life Cycle Logic Pty Ltd | AU | May 01 2026 | 372 | 1 m3 | Mar 04 2023 | OpenBox
| W | ReadyMix | Boral | Boral Concrete Launceston |  | Boral Pre-mix Concrete - Normal Class GP blend 50MPa | Normal Class GP blend 50MPa |  | Boral is the largest integrated construction... | EPD Australasia | Life Cycle Logic Pty Ltd | AU | May 01 2026 | 490 | 1 m3 | Mar 04 2023 | OpenBox
| W | ReadyMix | Boral | Boral Concrete Launceston |  | Boral Pre-mix Concrete - ENVISIA 32 MPa | ENVISIA 32 MPa |  | Boral is the largest integrated construction... | EPD Australasia | Life Cycle Logic Pty Ltd | AU | May 01 2026 | 268 | 1 m3 | Mar 04 2023 | OpenBox
| W | ReadyMix | Boral | Boral Concrete Launceston |  | Boral Pre-mix Concrete - ENVISIA 50 MPa | ENVISIA 50 MPa |  | Boral is the largest integrated construction... | EPD Australasia | Life Cycle Logic Pty Ltd | AU | May 01 2026 | 386 | 1 m3 | Mar 04 2023 | OpenBox
| W | ReadyMix | Boral | Boral Concrete Launceston |  | Boral Pre-mix Concrete - ENVISIA 40 MPa | ENVISIA 40 MPa |  | Boral is the largest integrated construction... | EPD Australasia | Life Cycle Logic Pty Ltd | AU | May 01 2026 | 330 | 1 m3 | Mar 04 2023 | OpenBox
| W | ReadyMix | Boral | Boral Concrete Launceston |  | Boral Pre-mix Concrete - HIGH STRENGTH 50 MPa | HIGH STRENGTH 50 MPa |  | Boral is the largest integrated construction... | EPD Australasia | Life Cycle Logic Pty Ltd | AU | May 01 2026 | 490 | 1 m3 | Mar 04 2023 | OpenBox
| W | ReadyMix | Boral | Boral Concrete Launceston |  | Boral Pre-mix Concrete - HIGH STRENGTH 65 MPa | HIGH STRENGTH 65 MPa |  | Boral is the largest integrated construction... | EPD Australasia | Life Cycle Logic Pty Ltd | AU | May 01 2026 | 593 | 1 m3 | Mar 04 2023 | OpenBox
| W | ReadyMix | Boral | Boral Concrete Launceston |  | Boral Pre-mix Concrete - VICROADS VR400 40 MPa 20MM PUMP B1 EXPOSURE | VICROADS VR400 40 MPa 20MM PUMP B1 EXPOSURE |  | Boral is the largest integrated construction... | EPD Australasia | Life Cycle Logic Pty Ltd | AU | May 01 2026 | 407 | 1 m3 | Mar 04 2023 | OpenBox
| W | ReadyMix | Boral | Boral Concrete Launceston |  | Boral Pre-mix Concrete - VICROADS VR450 50 MPa 20MM TREMIE B2 / CFA C1 EXPOSURE | VICROADS VR450 50 MPa 20MM TREMIE B2 / CFA C1 EXPOSURE |  | Boral is the largest integrated construction... | EPD Australasia | Life Cycle Logic Pty Ltd | AU | May 01 2026 | 473 | 1 m3 | Mar 04 2023 | OpenBox
| W | ReadyMix | Boral | Boral Concrete Launceston |  | Boral Pre-mix Concrete - Normal Class GP blend 20MPa | Normal Class GP blend 20MPa |  | Boral is the largest integrated construction... | EPD Australasia | Life Cycle Logic Pty Ltd | AU | May 01 2026 | 265 | 1 m3 | Mar 04 2023 | OpenBox
| W | ReadyMix | Boral | Canberra |  | Boral Pre-mix Concrete - Normal Class GP blend 25MPa | Normal Class GP blend 25MPa |  | Boral is the largest integrated construction... | EPD Australasia | Life Cycle Logic Pty Ltd | AU | 46113 | 288 | 1 m3 | Mar 04 2023 | OpenBox
| W | ReadyMix | Boral | Canberra |  | Boral Pre-mix Concrete - Normal Class GP blend 32MPa | Normal Class GP blend 32MPa |  | Boral is the largest integrated construction... | EPD Australasia | Life Cycle Logic Pty Ltd | AU | 46113 | 314 | 1 m3 | Mar 04 2023 | OpenBox
| W | ReadyMix | Boral | Canberra |  | Boral Pre-mix Concrete - Normal Class GP blend 40MPa | Normal Class GP blend 40MPa |  | Boral is the largest integrated construction... | EPD Australasia | Life Cycle Logic Pty Ltd | AU | 46113 | 358 | 1 m3 | Mar 04 2023 | OpenBox
| W | ReadyMix | Boral | Canberra |  | Boral Pre-mix Concrete - Normal Class GP blend 50MPa | Normal Class GP blend 50MPa |  | Boral is the largest integrated construction... | EPD Australasia | Life Cycle Logic Pty Ltd | AU | 46113 | 454 | 1 m3 | Mar 04 2023 | OpenBox
| W | ReadyMix | Boral | Canberra |  | Boral Pre-mix Concrete - Normal Class GP/FA blend 20 MPa | Normal Class GP/FA blend 20 MPa |  | Boral is the largest integrated construction... | EPD Australasia | Life Cycle Logic Pty Ltd | AU | 46113 | 210 | 1 m3 | Mar 04 2023 | OpenBox
| W | ReadyMix | Boral | Canberra |  | Boral Pre-mix Concrete - Normal Class GP/FA blend 25 MPa | Normal Class GP/FA blend 25 MPa |  | Boral is the largest integrated construction... | EPD Australasia | Life Cycle Logic Pty Ltd | AU | 46113 | 231 | 1 m3 | Mar 04 2023 | OpenBox
| W | ReadyMix | Boral | Canberra |  | Boral Pre-mix Concrete - Normal Class GP/FA blend 32 MPa | Normal Class GP/FA blend 32 MPa |  | Boral is the largest integrated construction... | EPD Australasia | Life Cycle Logic Pty Ltd | AU | 46113 | 262 | 1 m3 | Mar 04 2023 | OpenBox
| W | ReadyMix | Boral | Canberra |  | Boral Pre-mix Concrete - Normal Class GP/FA blend 40 MPa | Normal Class GP/FA blend 40 MPa |  | Boral is the largest integrated construction... | EPD Australasia | Life Cycle Logic Pty Ltd | AU | 46113 | 336 | 1 m3 | Mar 04 2023 | OpenBox
| W | ReadyMix | Boral | Canberra |  | Boral Pre-mix Concrete - Normal Class GP/FA blend 50 MPa | Normal Class GP/FA blend 50 MPa |  | Boral is the largest integrated construction... | EPD Australasia | Life Cycle Logic Pty Ltd | AU | 46113 | 424 | 1 m3 | Mar 04 2023 | OpenBox
| W | ReadyMix | Boral | Canberra |  | Boral Pre-mix Concrete - Normal Class GP/GGBFS blend 20 MPa | Normal Class GP/GGBFS blend 20 MPa |  | Boral is the largest integrated construction... | EPD Australasia | Life Cycle Logic Pty Ltd | AU | 46113 | 194 | 1 m3 | Mar 04 2023 | OpenBox
| W | ReadyMix | Boral | Canberra |  | Boral Pre-mix Concrete - Normal Class GP/GGBFS blend 25 MPa | Normal Class GP/GGBFS blend 25 MPa |  | Boral is the largest integrated construction... | EPD Australasia | Life Cycle Logic Pty Ltd | AU | 46113 | 206 | 1 m3 | Mar 04 2023 | OpenBox
| W | ReadyMix | Boral | Canberra |  | Boral Pre-mix Concrete - Normal Class GP/GGBFS blend 32 MPa | Normal Class GP/GGBFS blend 32 MPa |  | Boral is the largest integrated construction... | EPD Australasia | Life Cycle Logic Pty Ltd | AU | 46113 | 224 | 1 m3 | Mar 04 2023 | OpenBox
| W | ReadyMix | Boral | Canberra |  | Boral Pre-mix Concrete - Normal Class GP/GGBFS blend 40 MPa | Normal Class GP/GGBFS blend 40 MPa |  | Boral is the largest integrated construction... | EPD Australasia | Life Cycle Logic Pty Ltd | AU | 46113 | 254 | 1 m3 | Mar 04 2023 | OpenBox
| W | ReadyMix | Boral | Canberra |  | Boral Pre-mix Concrete - Normal Class GP/GGBFS blend 50 MPa | Normal Class GP/GGBFS blend 50 MPa |  | Boral is the largest integrated construction... | EPD Australasia | Life Cycle Logic Pty Ltd | AU | 46113 | 321 | 1 m3 | Mar 04 2023 | OpenBox
| W | ReadyMix | Boral | Canberra |  | Boral Pre-mix Concrete - ENVIROCRETE 30% 20 MPa | ENVIROCRETE 30% 20 MPa |  | Boral is the largest integrated construction... | EPD Australasia | Life Cycle Logic Pty Ltd | AU | May 15 2026 | 210 | 1 m3 | Mar 04 2023 | OpenBox
| W | ReadyMix | Boral | Canberra |  | Boral Pre-mix Concrete - ENVIROCRETE 30% 25 MPa | ENVIROCRETE 30% 25 MPa |  | Boral is the largest integrated construction... | EPD Australasia | Life Cycle Logic Pty Ltd | AU | May 15 2026 | 231 | 1 m3 | Mar 04 2023 | OpenBox
| W | ReadyMix | Boral | Canberra |  | Boral Pre-mix Concrete - ENVIROCRETE 30% 32 MPa | ENVIROCRETE 30% 32 MPa |  | Boral is the largest integrated construction... | EPD Australasia | Life Cycle Logic Pty Ltd | AU | May 15 2026 | 262 | 1 m3 | Mar 04 2023 | OpenBox
| W | ReadyMix | Boral | Canberra |  | Boral Pre-mix Concrete - ENVIROCRETE 30% 40 MPa | ENVIROCRETE 30% 40 MPa |  | Boral is the largest integrated construction... | EPD Australasia | Life Cycle Logic Pty Ltd | AU | May 15 2026 | 316 | 1 m3 | Mar 04 2023 | OpenBox
| W | ReadyMix | Boral | Canberra |  | Boral Pre-mix Concrete - ENVIROCRETE 30% 50 MPa | ENVIROCRETE 30% 50 MPa |  | Boral is the largest integrated construction... | EPD Australasia | Life Cycle Logic Pty Ltd | AU | May 15 2026 | 397 | 1 m3 | Mar 04 2023 | OpenBox
| W | ReadyMix | Boral | Canberra |  | Boral Pre-mix Concrete - ENVIROCRETE 40% 20 MPa | ENVIROCRETE 40% 20 MPa |  | Boral is the largest integrated construction... | EPD Australasia | Life Cycle Logic Pty Ltd | AU | May 15 2026 | 193 | 1 m3 | Mar 04 2023 | OpenBox
| W | ReadyMix | Boral | Canberra |  | Boral Pre-mix Concrete - ENVIROCRETE 40% 25 MPa | ENVIROCRETE 40% 25 MPa |  | Boral is the largest integrated construction... | EPD Australasia | Life Cycle Logic Pty Ltd | AU | May 15 2026 | 210 | 1 m3 | Mar 04 2023 | OpenBox
| W | ReadyMix | Boral | Canberra |  | Boral Pre-mix Concrete - ENVIROCRETE 40% 32 MPa | ENVIROCRETE 40% 32 MPa |  | Boral is the largest integrated construction... | EPD Australasia | Life Cycle Logic Pty Ltd | AU | May 15 2026 | 240 | 1 m3 | Mar 04 2023 | OpenBox
| W | ReadyMix | Boral | Canberra |  | Boral Pre-mix Concrete - ENVISIA 80MPa | ENVISIA 80MPa |  | Boral is the largest integrated construction... | EPD Australasia | Life Cycle Logic Pty Ltd | AU | May 15 2026 | 433 | 1 m3 | Mar 04 2023 | OpenBox
| W | ReadyMix | Boral | Canberra |  | Boral Pre-mix Concrete - POST TENSIONED 40MPa 22@3 | POST TENSIONED 40MPa 22@3 |  | Boral is the largest integrated construction... | EPD Australasia | Life Cycle Logic Pty Ltd | AU | May 15 2026 | 373 | 1 m3 | Mar 04 2023 | OpenBox
| W | ReadyMix | Boral | Canberra |  | Boral Pre-mix Concrete - ENVIROCRETE 40% 40 MPa | ENVIROCRETE 40% 40 MPa |  | Boral is the largest integrated construction... | EPD Australasia | Life Cycle Logic Pty Ltd | AU | May 15 2026 | 286 | 1 m3 | Mar 04 2023 | OpenBox
| W | ReadyMix | Boral | Canberra |  | Boral Pre-mix Concrete - ENVIROCRETE 40% 50 MPa | ENVIROCRETE 40% 50 MPa |  | Boral is the largest integrated construction... | EPD Australasia | Life Cycle Logic Pty Ltd | AU | May 15 2026 | 355 | 1 m3 | Mar 04 2023 | OpenBox
| W | ReadyMix | Boral | Canberra |  | Boral Pre-mix Concrete - ENVIROCRETE PLUS 20MPa | ENVIROCRETE PLUS 20MPa |  | Boral is the largest integrated construction... | EPD Australasia | Life Cycle Logic Pty Ltd | AU | May 15 2026 | 186 | 1 m3 | Mar 04 2023 | OpenBox
| W | ReadyMix | Boral | Canberra |  | Boral Pre-mix Concrete - ENVIROCRETE PLUS 25MPa | ENVIROCRETE PLUS 25MPa |  | Boral is the largest integrated construction... | EPD Australasia | Life Cycle Logic Pty Ltd | AU | May 15 2026 | 202 | 1 m3 | Mar 04 2023 | OpenBox
| W | ReadyMix | Boral | Canberra |  | Boral Pre-mix Concrete - ENVIROCRETE PLUS 32MPa | ENVIROCRETE PLUS 32MPa |  | Boral is the largest integrated construction... | EPD Australasia | Life Cycle Logic Pty Ltd | AU | May 15 2026 | 228 | 1 m3 | Mar 04 2023 | OpenBox
| W | ReadyMix | Boral | Canberra |  | Boral Pre-mix Concrete - ENVIROCRETE PLUS 40MPa | ENVIROCRETE PLUS 40MPa |  | Boral is the largest integrated construction... | EPD Australasia | Life Cycle Logic Pty Ltd | AU | May 15 2026 | 271 | 1 m3 | Mar 04 2023 | OpenBox
| W | ReadyMix | Boral | Canberra |  | Boral Pre-mix Concrete - ENVIROCRETE PLUS 50MPa | ENVIROCRETE PLUS 50MPa |  | Boral is the largest integrated construction... | EPD Australasia | Life Cycle Logic Pty Ltd | AU | May 15 2026 | 341 | 1 m3 | Mar 04 2023 | OpenBox
| W | ReadyMix | Boral | Canberra |  | Boral Pre-mix Concrete - ENVISIA 20MPa | ENVISIA 20MPa |  | Boral is the largest integrated construction... | EPD Australasia | Life Cycle Logic Pty Ltd | AU | May 15 2026 | 177 | 1 m3 | Mar 04 2023 | OpenBox
| W | ReadyMix | Boral | Canberra |  | Boral Pre-mix Concrete - ENVISIA 25MPa | ENVISIA 25MPa |  | Boral is the largest integrated construction... | EPD Australasia | Life Cycle Logic Pty Ltd | AU | May 15 2026 | 184 | 1 m3 | Mar 04 2023 | OpenBox
| W | ReadyMix | Boral | Canberra |  | Boral Pre-mix Concrete - POST TENSIONED 40MPa 22@4 | POST TENSIONED 40MPa 22@4 |  | Boral is the largest integrated construction... | EPD Australasia | Life Cycle Logic Pty Ltd | AU | May 15 2026 | 371 | 1 m3 | Mar 04 2023 | OpenBox
| W | ReadyMix | Boral | Canberra |  | Boral Pre-mix Concrete - POST TENSIONED 40MPa 22@5 | POST TENSIONED 40MPa 22@5 |  | Boral is the largest integrated construction... | EPD Australasia | Life Cycle Logic Pty Ltd | AU | May 15 2026 | 372 | 1 m3 | Mar 04 2023 | OpenBox
| W | ReadyMix | Boral | Canberra |  | Boral Pre-mix Concrete - HIGH SLUMP 50MPa | HIGH SLUMP 50MPa |  | Boral is the largest integrated construction... | EPD Australasia | Life Cycle Logic Pty Ltd | AU | May 15 2026 | 436 | 1 m3 | Mar 04 2023 | OpenBox
| W | ReadyMix | Boral | Canberra |  | Boral Pre-mix Concrete - HIGH SLUMP 65MPa | HIGH SLUMP 65MPa |  | Boral is the largest integrated construction... | EPD Australasia | Life Cycle Logic Pty Ltd | AU | May 15 2026 | 492 | 1 m3 | Mar 04 2023 | OpenBox
| W | ReadyMix | Boral | Canberra |  | Boral Pre-mix Concrete - ENVISIA 32MPa | ENVISIA 32MPa |  | Boral is the largest integrated construction... | EPD Australasia | Life Cycle Logic Pty Ltd | AU | May 15 2026 | 197 | 1 m3 | Mar 04 2023 | OpenBox
| W | ReadyMix | Boral | Canberra |  | Boral Pre-mix Concrete - ENVISIA 40MPa | ENVISIA 40MPa |  | Boral is the largest integrated construction... | EPD Australasia | Life Cycle Logic Pty Ltd | AU | May 15 2026 | 251 | 1 m3 | Mar 04 2023 | OpenBox
| W | ReadyMix | Boral | Canberra |  | Boral Pre-mix Concrete - ENVISIA 50MPa | ENVISIA 50MPa |  | Boral is the largest integrated construction... | EPD Australasia | Life Cycle Logic Pty Ltd | AU | May 15 2026 | 327 | 1 m3 | Mar 04 2023 | OpenBox
| W | ReadyMix | Boral | Canberra |  | Boral Pre-mix Concrete - ENVISIA 65MPa | ENVISIA 65MPa |  | Boral is the largest integrated construction... | EPD Australasia | Life Cycle Logic Pty Ltd | AU | May 15 2026 | 333 | 1 m3 | Mar 04 2023 | OpenBox
| W | ReadyMix | Boral | Canberra |  | Boral Pre-mix Concrete - HIGH SLUMP 80MPa | HIGH SLUMP 80MPa |  | Boral is the largest integrated construction... | EPD Australasia | Life Cycle Logic Pty Ltd | AU | May 15 2026 | 520 | 1 m3 | Mar 04 2023 | OpenBox
| W | ReadyMix | Boral | Canberra |  | Boral Pre-mix Concrete - TREMIE 40MPa | TREMIE 40MPa |  | Boral is the largest integrated construction... | EPD Australasia | Life Cycle Logic Pty Ltd | AU | May 15 2026 | 314 | 1 m3 | Mar 04 2023 | OpenBox
| W | ReadyMix | Boral | Canberra |  | Boral Pre-mix Concrete - TREMIE 50MPa | TREMIE 50MPa |  | Boral is the largest integrated construction... | EPD Australasia | Life Cycle Logic Pty Ltd | AU | May 15 2026 | 387 | 1 m3 | Mar 04 2023 | OpenBox
| W | ReadyMix | Boral | Canberra |  | Boral Pre-mix Concrete - TREMIE 65MPa | TREMIE 65MPa |  | Boral is the largest integrated construction... | EPD Australasia | Life Cycle Logic Pty Ltd | AU | May 15 2026 | 477 | 1 m3 | Mar 04 2023 | OpenBox
| W | ReadyMix | Boral | Canberra |  | Boral Pre-mix Concrete - SHOTCRETE 40MPa 10MM | SHOTCRETE 40MPa 10MM |  | Boral is the largest integrated construction... | EPD Australasia | Life Cycle Logic Pty Ltd | AU | May 15 2026 | 363 | 1 m3 | Mar 04 2023 | OpenBox
| W | ReadyMix | Boral | Canberra |  | Boral Pre-mix Concrete - KERB MACHINE 25MPa 10MM | KERB MACHINE 25MPa 10MM |  | Boral is the largest integrated construction... | EPD Australasia | Life Cycle Logic Pty Ltd | AU | May 15 2026 | 259 | 1 m3 | Mar 04 2023 | OpenBox
| W | ReadyMix | Boral | Canberra |  | Boral Pre-mix Concrete - KERB MACHINE 32MPa 10MM | KERB MACHINE 32MPa 10MM |  | Boral is the largest integrated construction... | EPD Australasia | Life Cycle Logic Pty Ltd | AU | May 15 2026 | 295 | 1 m3 | Mar 04 2023 | OpenBox
| W | ReadyMix | Boral | Canberra |  | Boral Pre-mix Concrete - NO FINES 6:1 | NO FINES 6:1 |  | Boral is the largest integrated construction... | EPD Australasia | Life Cycle Logic Pty Ltd | AU | May 15 2026 | 237 | 1 m3 | Mar 04 2023 | OpenBox
| W | ReadyMix | Boral | Canberra |  | Boral Pre-mix Concrete - STABILISED SAND 14:1 | STABILISED SAND 14:1 |  | Boral is the largest integrated construction... | EPD Australasia | Life Cycle Logic Pty Ltd | AU | May 15 2026 | 117 | 1 m3 | Mar 04 2023 | OpenBox
| W | ReadyMix | Boral | Canberra |  | Boral Pre-mix Concrete - STABILISED SAND 8:1 | STABILISED SAND 8:1 |  | Boral is the largest integrated construction... | EPD Australasia | Life Cycle Logic Pty Ltd | AU | May 15 2026 | 188 | 1 m3 | Mar 04 2023 | OpenBox
| W | ReadyMix | Boral | Canberra |  | Boral Pre-mix Concrete - STABILISED SAND 4:1 | STABILISED SAND 4:1 |  | Boral is the largest integrated construction... | EPD Australasia | Life Cycle Logic Pty Ltd | AU | May 15 2026 | 318 | 1 m3 | Mar 04 2023 | OpenBox
| W | ReadyMix | Boral | Canberra |  | Boral Pre-mix Concrete - TfNSW B80 40MPa 20MM PUMP B1 EXPOSURE | TfNSW B80 40MPa 20MM PUMP B1 EXPOSURE |  | Boral is the largest integrated construction... | EPD Australasia | Life Cycle Logic Pty Ltd | AU | May 15 2026 | 320 | 1 m3 | Mar 04 2023 | OpenBox
| W | ReadyMix | Boral | Canberra |  | Boral Pre-mix Concrete - TfNSW B80 40MPa 20MM PUMP B2 EXPOSURE | TfNSW B80 40MPa 20MM PUMP B2 EXPOSURE |  | Boral is the largest integrated construction... | EPD Australasia | Life Cycle Logic Pty Ltd | AU | May 15 2026 | 327 | 1 m3 | Mar 04 2023 | OpenBox
| W | ReadyMix | Boral | Canberra |  | Boral Pre-mix Concrete - TfNSW B80 40MPa 20MM TREMIE B2 EXPOSURE | TfNSW B80 40MPa 20MM TREMIE B2 EXPOSURE |  | Boral is the largest integrated construction... | EPD Australasia | Life Cycle Logic Pty Ltd | AU | May 15 2026 | 336 | 1 m3 | Mar 04 2023 | OpenBox
| W | ReadyMix | Boral | Canberra |  | Boral Pre-mix Concrete - TfNSW B80 50MPa 20MM TREMIE CFA C1 EXPOSURE | TfNSW B80 50MPa 20MM TREMIE CFA C1 EXPOSURE |  | Boral is the largest integrated construction... | EPD Australasia | Life Cycle Logic Pty Ltd | AU | May 15 2026 | 358 | 1 m3 | Mar 04 2023 | OpenBox
| W | ReadyMix | Boral | Canberra |  | Boral Pre-mix Concrete - TfNSW B80 50MPa 20MM TREMIE B2 EXPOSURE | TfNSW B80 50MPa 20MM TREMIE B2 EXPOSURE |  | Boral is the largest integrated construction... | EPD Australasia | Life Cycle Logic Pty Ltd | AU | May 15 2026 | 415 | 1 m3 | Mar 04 2023 | OpenBox
| W | ReadyMix | Boral | Canberra |  | Boral Pre-mix Concrete - TfNSW R83 35MPa 20MM HAND/MACHINE PLACED | TfNSW R83 35MPa 20MM HAND/MACHINE PLACED |  | Boral is the largest integrated construction... | EPD Australasia | Life Cycle Logic Pty Ltd | AU | May 15 2026 | 294 | 1 m3 | Mar 04 2023 | OpenBox
| W | ReadyMix | Boral | Canberra |  | Boral Pre-mix Concrete - Normal Class GP blend 20MPa | Normal Class GP blend 20MPa |  | Boral is the largest integrated construction... | EPD Australasia | Life Cycle Logic Pty Ltd | AU | 46113 | 270 | 1 m3 | Mar 04 2023 | OpenBox
| W | ReadyMix | Boral | Canberra |  | Boral Pre-mix Concrete - Normal Class GP blend 25MPa | Normal Class GP blend 25MPa |  | Boral is the largest integrated construction... | EPD Australasia | Life Cycle Logic Pty Ltd | AU | 46113 | 288 | 1 m3 | Mar 04 2023 | OpenBox
| W | ReadyMix | Boral | Newcastle |  | Boral Pre-mix Concrete - Normal Class GP blend 25MPa | Normal Class GP blend 25MPa |  | Boral is the largest integrated construction... | EPD Australasia | Life Cycle Logic Pty Ltd | AU | 46113 | 280 | 1 m3 | Mar 04 2023 | OpenBox
| W | ReadyMix | Boral | Newcastle |  | Boral Pre-mix Concrete - Normal Class GP blend 32MPa | Normal Class GP blend 32MPa |  | Boral is the largest integrated construction... | EPD Australasia | Life Cycle Logic Pty Ltd | AU | 46113 | 306 | 1 m3 | Mar 04 2023 | OpenBox
| W | ReadyMix | Boral | Newcastle |  | Boral Pre-mix Concrete - Normal Class GP blend 40MPa | Normal Class GP blend 40MPa |  | Boral is the largest integrated construction... | EPD Australasia | Life Cycle Logic Pty Ltd | AU | 46113 | 349 | 1 m3 | Mar 04 2023 | OpenBox
| W | ReadyMix | Boral | Newcastle |  | Boral Pre-mix Concrete - Normal Class GP blend 50MPa | Normal Class GP blend 50MPa |  | Boral is the largest integrated construction... | EPD Australasia | Life Cycle Logic Pty Ltd | AU | 46113 | 444 | 1 m3 | Mar 04 2023 | OpenBox
| W | ReadyMix | Boral | Newcastle |  | Boral Pre-mix Concrete - Normal Class GP/FA blend 20 MPa | Normal Class GP/FA blend 20 MPa |  | Boral is the largest integrated construction... | EPD Australasia | Life Cycle Logic Pty Ltd | AU | 46113 | 199 | 1 m3 | Mar 04 2023 | OpenBox
| W | ReadyMix | Boral | Newcastle |  | Boral Pre-mix Concrete - Normal Class GP/FA blend 25 MPa | Normal Class GP/FA blend 25 MPa |  | Boral is the largest integrated construction... | EPD Australasia | Life Cycle Logic Pty Ltd | AU | 46113 | 220 | 1 m3 | Mar 04 2023 | OpenBox
| W | ReadyMix | Boral | Newcastle |  | Boral Pre-mix Concrete - Normal Class GP/FA blend 32 MPa | Normal Class GP/FA blend 32 MPa |  | Boral is the largest integrated construction... | EPD Australasia | Life Cycle Logic Pty Ltd | AU | 46113 | 250 | 1 m3 | Mar 04 2023 | OpenBox
| W | ReadyMix | Boral | Newcastle |  | Boral Pre-mix Concrete - Normal Class GP/FA blend 40 MPa | Normal Class GP/FA blend 40 MPa |  | Boral is the largest integrated construction... | EPD Australasia | Life Cycle Logic Pty Ltd | AU | 46113 | 324 | 1 m3 | Mar 04 2023 | OpenBox
| W | ReadyMix | Boral | Newcastle |  | Boral Pre-mix Concrete - ENVIROCRETE 30% 20 MPa | ENVIROCRETE 30% 20 MPa |  | Boral is the largest integrated construction... | EPD Australasia | Life Cycle Logic Pty Ltd | AU | May 15 2026 | 199 | 1 m3 | Mar 04 2023 | OpenBox
| W | ReadyMix | Boral | Newcastle |  | Boral Pre-mix Concrete - Normal Class GP/FA blend 50 MPa | Normal Class GP/FA blend 50 MPa |  | Boral is the largest integrated construction... | EPD Australasia | Life Cycle Logic Pty Ltd | AU | 46113 | 410 | 1 m3 | Mar 04 2023 | OpenBox
| W | ReadyMix | Boral | Newcastle |  | Boral Pre-mix Concrete - Normal Class GP/GGBFS blend 20 MPa | Normal Class GP/GGBFS blend 20 MPa |  | Boral is the largest integrated construction... | EPD Australasia | Life Cycle Logic Pty Ltd | AU | 46113 | 188 | 1 m3 | Mar 04 2023 | OpenBox
| W | ReadyMix | Boral | Newcastle |  | Boral Pre-mix Concrete - Normal Class GP/GGBFS blend 25 MPa | Normal Class GP/GGBFS blend 25 MPa |  | Boral is the largest integrated construction... | EPD Australasia | Life Cycle Logic Pty Ltd | AU | 46113 | 200 | 1 m3 | Mar 04 2023 | OpenBox
| W | ReadyMix | Boral | Newcastle |  | Boral Pre-mix Concrete - ENVIROCRETE 30% 25 MPa | ENVIROCRETE 30% 25 MPa |  | Boral is the largest integrated construction... | EPD Australasia | Life Cycle Logic Pty Ltd | AU | May 15 2026 | 220 | 1 m3 | Mar 04 2023 | OpenBox
| W | ReadyMix | Boral | Newcastle |  | Boral Pre-mix Concrete - ENVIROCRETE 30% 32 MPa | ENVIROCRETE 30% 32 MPa |  | Boral is the largest integrated construction... | EPD Australasia | Life Cycle Logic Pty Ltd | AU | May 15 2026 | 250 | 1 m3 | Mar 04 2023 | OpenBox
| W | ReadyMix | Boral | Newcastle |  | Boral Pre-mix Concrete - ENVIROCRETE 30% 40 MPa | ENVIROCRETE 30% 40 MPa |  | Boral is the largest integrated construction... | EPD Australasia | Life Cycle Logic Pty Ltd | AU | May 15 2026 | 304 | 1 m3 | Mar 04 2023 | OpenBox
| W | ReadyMix | Boral | Newcastle |  | Boral Pre-mix Concrete - ENVIROCRETE 30% 50 MPa | ENVIROCRETE 30% 50 MPa |  | Boral is the largest integrated construction... | EPD Australasia | Life Cycle Logic Pty Ltd | AU | May 15 2026 | 385 | 1 m3 | Mar 04 2023 | OpenBox
| W | ReadyMix | Boral | Newcastle |  | Boral Pre-mix Concrete - ENVIROCRETE 40% 20 MPa | ENVIROCRETE 40% 20 MPa |  | Boral is the largest integrated construction... | EPD Australasia | Life Cycle Logic Pty Ltd | AU | May 15 2026 | 183 | 1 m3 | Mar 04 2023 | OpenBox
| W | ReadyMix | Boral | Newcastle |  | Boral Pre-mix Concrete - ENVIROCRETE 40% 25 MPa | ENVIROCRETE 40% 25 MPa |  | Boral is the largest integrated construction... | EPD Australasia | Life Cycle Logic Pty Ltd | AU | May 15 2026 | 200 | 1 m3 | Mar 04 2023 | OpenBox
| W | ReadyMix | Boral | Newcastle |  | Boral Pre-mix Concrete - ENVIROCRETE 40% 32 MPa | ENVIROCRETE 40% 32 MPa |  | Boral is the largest integrated construction... | EPD Australasia | Life Cycle Logic Pty Ltd | AU | May 15 2026 | 232 | 1 m3 | Mar 04 2023 | OpenBox
| W | ReadyMix | Boral | Newcastle |  | Boral Pre-mix Concrete - ENVIROCRETE 40% 40 MPa | ENVIROCRETE 40% 40 MPa |  | Boral is the largest integrated construction... | EPD Australasia | Life Cycle Logic Pty Ltd | AU | May 15 2026 | 276 | 1 m3 | Mar 04 2023 | OpenBox
| W | ReadyMix | Boral | Newcastle |  | Boral Pre-mix Concrete - ENVIROCRETE 40% 50 MPa | ENVIROCRETE 40% 50 MPa |  | Boral is the largest integrated construction... | EPD Australasia | Life Cycle Logic Pty Ltd | AU | May 15 2026 | 345 | 1 m3 | Mar 04 2023 | OpenBox
| W | ReadyMix | Boral | Newcastle |  | Boral Pre-mix Concrete - ENVIROCRETE PLUS 20MPa | ENVIROCRETE PLUS 20MPa |  | Boral is the largest integrated construction... | EPD Australasia | Life Cycle Logic Pty Ltd | AU | May 15 2026 | 179 | 1 m3 | Mar 04 2023 | OpenBox
| W | ReadyMix | Boral | Newcastle |  | Boral Pre-mix Concrete - ENVIROCRETE PLUS 25MPa | ENVIROCRETE PLUS 25MPa |  | Boral is the largest integrated construction... | EPD Australasia | Life Cycle Logic Pty Ltd | AU | May 15 2026 | 194 | 1 m3 | Mar 04 2023 | OpenBox
| W | ReadyMix | Boral | Newcastle |  | Boral Pre-mix Concrete - ENVIROCRETE PLUS 32MPa | ENVIROCRETE PLUS 32MPa |  | Boral is the largest integrated construction... | EPD Australasia | Life Cycle Logic Pty Ltd | AU | May 15 2026 | 220 | 1 m3 | Mar 04 2023 | OpenBox
| W | ReadyMix | Boral | Newcastle |  | Boral Pre-mix Concrete - ENVIROCRETE PLUS 40MPa | ENVIROCRETE PLUS 40MPa |  | Boral is the largest integrated construction... | EPD Australasia | Life Cycle Logic Pty Ltd | AU | May 15 2026 | 265 | 1 m3 | Mar 04 2023 | OpenBox
| W | ReadyMix | Boral | Newcastle |  | Boral Pre-mix Concrete - ENVIROCRETE PLUS 50MPa | ENVIROCRETE PLUS 50MPa |  | Boral is the largest integrated construction... | EPD Australasia | Life Cycle Logic Pty Ltd | AU | May 15 2026 | 333 | 1 m3 | Mar 04 2023 | OpenBox
| W | ReadyMix | Boral | Newcastle |  | Boral Pre-mix Concrete - ENVISIA 20MPa | ENVISIA 20MPa |  | Boral is the largest integrated construction... | EPD Australasia | Life Cycle Logic Pty Ltd | AU | May 15 2026 | 176 | 1 m3 | Mar 04 2023 | OpenBox
| W | ReadyMix | Boral | Newcastle |  | Boral Pre-mix Concrete - ENVISIA 25MPa | ENVISIA 25MPa |  | Boral is the largest integrated construction... | EPD Australasia | Life Cycle Logic Pty Ltd | AU | May 15 2026 | 184 | 1 m3 | Mar 04 2023 | OpenBox
| W | ReadyMix | Boral | Newcastle |  | Boral Pre-mix Concrete - ENVISIA 32MPa | ENVISIA 32MPa |  | Boral is the largest integrated construction... | EPD Australasia | Life Cycle Logic Pty Ltd | AU | May 15 2026 | 198 | 1 m3 | Mar 04 2023 | OpenBox
| W | ReadyMix | Boral | Newcastle |  | Boral Pre-mix Concrete - ENVISIA 40MPa | ENVISIA 40MPa |  | Boral is the largest integrated construction... | EPD Australasia | Life Cycle Logic Pty Ltd | AU | May 15 2026 | 249 | 1 m3 | Mar 04 2023 | OpenBox
| W | ReadyMix | Boral | Newcastle |  | Boral Pre-mix Concrete - ENVISIA 50MPa | ENVISIA 50MPa |  | Boral is the largest integrated construction... | EPD Australasia | Life Cycle Logic Pty Ltd | AU | May 15 2026 | 324 | 1 m3 | Mar 04 2023 | OpenBox
| W | ReadyMix | Boral | Newcastle |  | Boral Pre-mix Concrete - ENVISIA 65MPa | ENVISIA 65MPa |  | Boral is the largest integrated construction... | EPD Australasia | Life Cycle Logic Pty Ltd | AU | May 15 2026 | 343 | 1 m3 | Mar 04 2023 | OpenBox
| W | ReadyMix | Boral | Newcastle |  | Boral Pre-mix Concrete - ENVISIA 80MPa | ENVISIA 80MPa |  | Boral is the largest integrated construction... | EPD Australasia | Life Cycle Logic Pty Ltd | AU | May 15 2026 | 422 | 1 m3 | Mar 04 2023 | OpenBox
| W | ReadyMix | Boral | Newcastle |  | Boral Pre-mix Concrete - POST TENSIONED 40MPa 22@3 | POST TENSIONED 40MPa 22@3 |  | Boral is the largest integrated construction... | EPD Australasia | Life Cycle Logic Pty Ltd | AU | May 15 2026 | 335 | 1 m3 | Mar 04 2023 | OpenBox
| W | ReadyMix | Boral | Newcastle |  | Boral Pre-mix Concrete - POST TENSIONED 40MPa 22@4 | POST TENSIONED 40MPa 22@4 |  | Boral is the largest integrated construction... | EPD Australasia | Life Cycle Logic Pty Ltd | AU | May 15 2026 | 323 | 1 m3 | Mar 04 2023 | OpenBox
| W | ReadyMix | Boral | Newcastle |  | Boral Pre-mix Concrete - POST TENSIONED 40MPa 22@5 | POST TENSIONED 40MPa 22@5 |  | Boral is the largest integrated construction... | EPD Australasia | Life Cycle Logic Pty Ltd | AU | May 15 2026 | 315 | 1 m3 | Mar 04 2023 | OpenBox
| W | ReadyMix | Boral | Newcastle |  | Boral Pre-mix Concrete - HIGH SLUMP 50MPa | HIGH SLUMP 50MPa |  | Boral is the largest integrated construction... | EPD Australasia | Life Cycle Logic Pty Ltd | AU | May 15 2026 | 427 | 1 m3 | Mar 04 2023 | OpenBox
| W | ReadyMix | Boral | Newcastle |  | Boral Pre-mix Concrete - HIGH SLUMP 65MPa | HIGH SLUMP 65MPa |  | Boral is the largest integrated construction... | EPD Australasia | Life Cycle Logic Pty Ltd | AU | May 15 2026 | 472 | 1 m3 | Mar 04 2023 | OpenBox
| W | ReadyMix | Boral | Newcastle |  | Boral Pre-mix Concrete - HIGH SLUMP 80MPa | HIGH SLUMP 80MPa |  | Boral is the largest integrated construction... | EPD Australasia | Life Cycle Logic Pty Ltd | AU | May 15 2026 | 485 | 1 m3 | Mar 04 2023 | OpenBox
| W | ReadyMix | Boral | Newcastle |  | Boral Pre-mix Concrete - TREMIE 40MPa | TREMIE 40MPa |  | Boral is the largest integrated construction... | EPD Australasia | Life Cycle Logic Pty Ltd | AU | May 15 2026 | 258 | 1 m3 | Mar 04 2023 | OpenBox
| W | ReadyMix | Boral | Newcastle |  | Boral Pre-mix Concrete - TREMIE 50MPa | TREMIE 50MPa |  | Boral is the largest integrated construction... | EPD Australasia | Life Cycle Logic Pty Ltd | AU | May 15 2026 | 335 | 1 m3 | Mar 04 2023 | OpenBox
| W | ReadyMix | Boral | Newcastle |  | Boral Pre-mix Concrete - TREMIE 65MPa | TREMIE 65MPa |  | Boral is the largest integrated construction... | EPD Australasia | Life Cycle Logic Pty Ltd | AU | May 15 2026 | 379 | 1 m3 | Mar 04 2023 | OpenBox
| W | ReadyMix | Boral | Newcastle |  | Boral Pre-mix Concrete - SHOTCRETE 40MPa 10MM | SHOTCRETE 40MPa 10MM |  | Boral is the largest integrated construction... | EPD Australasia | Life Cycle Logic Pty Ltd | AU | May 15 2026 | 309 | 1 m3 | Mar 04 2023 | OpenBox
| W | ReadyMix | Boral | Newcastle |  | Boral Pre-mix Concrete - KERB MACHINE 25MPa 10MM | KERB MACHINE 25MPa 10MM |  | Boral is the largest integrated construction... | EPD Australasia | Life Cycle Logic Pty Ltd | AU | May 15 2026 | 252 | 1 m3 | Mar 04 2023 | OpenBox
| W | ReadyMix | Boral | Newcastle |  | Boral Pre-mix Concrete - Normal Class GP/GGBFS blend 32 MPa | Normal Class GP/GGBFS blend 32 MPa |  | Boral is the largest integrated construction... | EPD Australasia | Life Cycle Logic Pty Ltd | AU | 46113 | 218 | 1 m3 | Mar 04 2023 | OpenBox
| W | ReadyMix | Boral | Newcastle |  | Boral Pre-mix Concrete - Normal Class GP/GGBFS blend 40 MPa | Normal Class GP/GGBFS blend 40 MPa |  | Boral is the largest integrated construction... | EPD Australasia | Life Cycle Logic Pty Ltd | AU | 46113 | 247 | 1 m3 | Mar 04 2023 | OpenBox
| W | ReadyMix | Boral | Newcastle |  | Boral Pre-mix Concrete - KERB MACHINE 32MPa 10MM | KERB MACHINE 32MPa 10MM |  | Boral is the largest integrated construction... | EPD Australasia | Life Cycle Logic Pty Ltd | AU | May 15 2026 | 287 | 1 m3 | Mar 04 2023 | OpenBox
| W | ReadyMix | Boral | Newcastle |  | Boral Pre-mix Concrete - NO FINES 6:1 | NO FINES 6:1 |  | Boral is the largest integrated construction... | EPD Australasia | Life Cycle Logic Pty Ltd | AU | May 15 2026 | 193 | 1 m3 | Mar 04 2023 | OpenBox
| W | ReadyMix | Boral | Newcastle |  | Boral Pre-mix Concrete - STABILISED SAND 8:1 | STABILISED SAND 8:1 |  | Boral is the largest integrated construction... | EPD Australasia | Life Cycle Logic Pty Ltd | AU | May 15 2026 | 123 | 1 m3 | Mar 04 2023 | OpenBox
| W | ReadyMix | Boral | Newcastle |  | Boral Pre-mix Concrete - STABILISED SAND 4:1 | STABILISED SAND 4:1 |  | Boral is the largest integrated construction... | EPD Australasia | Life Cycle Logic Pty Ltd | AU | May 15 2026 | 210 | 1 m3 | Mar 04 2023 | OpenBox
| W | ReadyMix | Boral | Newcastle |  | Boral Pre-mix Concrete - Normal Class GP/GGBFS blend 50 MPa | Normal Class GP/GGBFS blend 50 MPa |  | Boral is the largest integrated construction... | EPD Australasia | Life Cycle Logic Pty Ltd | AU | 46113 | 313 | 1 m3 | Mar 04 2023 | OpenBox
| W | ReadyMix | Boral | Newcastle |  | Boral Pre-mix Concrete - TfNSW B80 40MPa 20MM PUMP B1 EXPOSURE | TfNSW B80 40MPa 20MM PUMP B1 EXPOSURE |  | Boral is the largest integrated construction... | EPD Australasia | Life Cycle Logic Pty Ltd | AU | May 15 2026 | 308 | 1 m3 | Mar 04 2023 | OpenBox
| W | ReadyMix | Boral | Newcastle |  | Boral Pre-mix Concrete - TfNSW B80 40MPa 20MM PUMP B2 EXPOSURE | TfNSW B80 40MPa 20MM PUMP B2 EXPOSURE |  | Boral is the largest integrated construction... | EPD Australasia | Life Cycle Logic Pty Ltd | AU | May 15 2026 | 314 | 1 m3 | Mar 04 2023 | OpenBox
| W | ReadyMix | Boral | Newcastle |  | Boral Pre-mix Concrete - TfNSW B80 40MPa 20MM TREMIE B2 EXPOSURE | TfNSW B80 40MPa 20MM TREMIE B2 EXPOSURE |  | Boral is the largest integrated construction... | EPD Australasia | Life Cycle Logic Pty Ltd | AU | May 15 2026 | 322 | 1 m3 | Mar 04 2023 | OpenBox
| W | ReadyMix | Boral | Newcastle |  | Boral Pre-mix Concrete - TfNSW B80 50MPa 20MM TREMIE CFA C1 EXPOSURE | TfNSW B80 50MPa 20MM TREMIE CFA C1 EXPOSURE |  | Boral is the largest integrated construction... | EPD Australasia | Life Cycle Logic Pty Ltd | AU | May 15 2026 | 341 | 1 m3 | Mar 04 2023 | OpenBox
| W | ReadyMix | Boral | Newcastle |  | Boral Pre-mix Concrete - TfNSW B80 50MPa 20MM PUMP B2 EXPOSURE | TfNSW B80 50MPa 20MM PUMP B2 EXPOSURE |  | Boral is the largest integrated construction... | EPD Australasia | Life Cycle Logic Pty Ltd | AU | May 15 2026 | 426 | 1 m3 | Mar 04 2023 | OpenBox
| W | ReadyMix | Boral | Newcastle |  | Boral Pre-mix Concrete - TfNSW B80 50MPa 20MM TREMIE B2 EXPOSURE | TfNSW B80 50MPa 20MM TREMIE B2 EXPOSURE |  | Boral is the largest integrated construction... | EPD Australasia | Life Cycle Logic Pty Ltd | AU | May 15 2026 | 101 | 1 m3 | Mar 04 2023 | OpenBox
| W | ReadyMix | Boral | Newcastle |  | Boral Pre-mix Concrete - Normal Class GP blend 20MPa | Normal Class GP blend 20MPa |  | Boral is the largest integrated construction... | EPD Australasia | Life Cycle Logic Pty Ltd | AU | 46113 | 263 | 1 m3 | Mar 04 2023 | OpenBox
| W | ReadyMix | Boral | Sydney |  | Boral Pre-mix Concrete - Normal Class GP blend 25MPa | Normal Class GP blend 25MPa |  | Boral is the largest integrated construction... | EPD Australasia | Life Cycle Logic Pty Ltd | AU | 46113 | 288 | 1 m3 | Mar 04 2023 | OpenBox
| W | ReadyMix | Boral | Sydney |  | Boral Pre-mix Concrete - Normal Class GP blend 25MPa | Normal Class GP blend 25MPa |  | Boral is the largest integrated construction... | EPD Australasia | Life Cycle Logic Pty Ltd | AU | 46113 | 288 | 1 m3 | Mar 04 2023 | OpenBox
| W | ReadyMix | Boral | Sydney |  | Boral Pre-mix Concrete - Normal Class GP blend 25MPa | Normal Class GP blend 25MPa |  | Boral is the largest integrated construction... | EPD Australasia | Life Cycle Logic Pty Ltd | AU | 46113 | 288 | 1 m3 | Mar 04 2023 | OpenBox
| W | ReadyMix | Boral | Sydney |  | Boral Pre-mix Concrete - Normal Class GP blend 32MPa | Normal Class GP blend 32MPa |  | Boral is the largest integrated construction... | EPD Australasia | Life Cycle Logic Pty Ltd | AU | 46113 | 314 | 1 m3 | Mar 04 2023 | OpenBox
| W | ReadyMix | Boral | Sydney |  | Boral Pre-mix Concrete - Normal Class GP blend 40MPa | Normal Class GP blend 40MPa |  | Boral is the largest integrated construction... | EPD Australasia | Life Cycle Logic Pty Ltd | AU | 46113 | 357 | 1 m3 | Mar 04 2023 | OpenBox
| W | ReadyMix | Boral | Sydney |  | Boral Pre-mix Concrete - Normal Class GP blend 50MPa | Normal Class GP blend 50MPa |  | Boral is the largest integrated construction... | EPD Australasia | Life Cycle Logic Pty Ltd | AU | 46113 | 454 | 1 m3 | Mar 04 2023 | OpenBox
| W | ReadyMix | Boral | Sydney |  | Boral Pre-mix Concrete - Normal Class GP/FA blend 20 MPa | Normal Class GP/FA blend 20 MPa |  | Boral is the largest integrated construction... | EPD Australasia | Life Cycle Logic Pty Ltd | AU | 46113 | 209 | 1 m3 | Mar 04 2023 | OpenBox
| W | ReadyMix | Boral | Sydney |  | Boral Pre-mix Concrete - Normal Class GP/FA blend 25 MPa | Normal Class GP/FA blend 25 MPa |  | Boral is the largest integrated construction... | EPD Australasia | Life Cycle Logic Pty Ltd | AU | 46113 | 230 | 1 m3 | Mar 04 2023 | OpenBox
| W | ReadyMix | Boral | Sydney |  | Boral Pre-mix Concrete - Normal Class GP/FA blend 32 MPa | Normal Class GP/FA blend 32 MPa |  | Boral is the largest integrated construction... | EPD Australasia | Life Cycle Logic Pty Ltd | AU | 46113 | 260 | 1 m3 | Mar 04 2023 | OpenBox
| W | ReadyMix | Boral | Sydney |  | Boral Pre-mix Concrete - Normal Class GP/FA blend 40 MPa | Normal Class GP/FA blend 40 MPa |  | Boral is the largest integrated construction... | EPD Australasia | Life Cycle Logic Pty Ltd | AU | 46113 | 333 | 1 m3 | Mar 04 2023 | OpenBox
| W | ReadyMix | Boral | Sydney |  | Boral Pre-mix Concrete - Normal Class GP/FA blend 50 MPa | Normal Class GP/FA blend 50 MPa |  | Boral is the largest integrated construction... | EPD Australasia | Life Cycle Logic Pty Ltd | AU | 46113 | 421 | 1 m3 | Mar 04 2023 | OpenBox
| W | ReadyMix | Boral | Sydney |  | Boral Pre-mix Concrete - Normal Class GP/GGBFS blend 20 MPa | Normal Class GP/GGBFS blend 20 MPa |  | Boral is the largest integrated construction... | EPD Australasia | Life Cycle Logic Pty Ltd | AU | 46113 | 192 | 1 m3 | Mar 04 2023 | OpenBox
| W | ReadyMix | Boral | Sydney |  | Boral Pre-mix Concrete - Normal Class GP/GGBFS blend 25 MPa | Normal Class GP/GGBFS blend 25 MPa |  | Boral is the largest integrated construction... | EPD Australasia | Life Cycle Logic Pty Ltd | AU | 46113 | 204 | 1 m3 | Mar 04 2023 | OpenBox
| W | ReadyMix | Boral | Sydney |  | Boral Pre-mix Concrete - Normal Class GP/GGBFS blend 32 MPa | Normal Class GP/GGBFS blend 32 MPa |  | Boral is the largest integrated construction... | EPD Australasia | Life Cycle Logic Pty Ltd | AU | 46113 | 221 | 1 m3 | Mar 04 2023 | OpenBox
| W | ReadyMix | Boral | Sydney |  | Boral Pre-mix Concrete - Normal Class GP/GGBFS blend 40 MPa | Normal Class GP/GGBFS blend 40 MPa |  | Boral is the largest integrated construction... | EPD Australasia | Life Cycle Logic Pty Ltd | AU | 46113 | 250 | 1 m3 | Mar 04 2023 | OpenBox
| W | ReadyMix | Boral | Sydney |  | Boral Pre-mix Concrete - Normal Class GP/GGBFS blend 50 MPa | Normal Class GP/GGBFS blend 50 MPa |  | Boral is the largest integrated construction... | EPD Australasia | Life Cycle Logic Pty Ltd | AU | 46113 | 316 | 1 m3 | Mar 04 2023 | OpenBox
| W | ReadyMix | Boral | Sydney |  | Boral Pre-mix Concrete - Normal Class GP/GGBFS/FA blend 20 MPa | Normal Class GP/GGBFS/FA blend 20 MPa |  | Boral is the largest integrated construction... | EPD Australasia | Life Cycle Logic Pty Ltd | AU | 46113 | 159 | 1 m3 | Mar 04 2023 | OpenBox
| W | ReadyMix | Boral | Sydney |  | Boral Pre-mix Concrete - Normal Class GP/GGBFS/FA blend 25 MPa | Normal Class GP/GGBFS/FA blend 25 MPa |  | Boral is the largest integrated construction... | EPD Australasia | Life Cycle Logic Pty Ltd | AU | 46113 | 175 | 1 m3 | Mar 04 2023 | OpenBox
| W | ReadyMix | Boral | Sydney |  | Boral Pre-mix Concrete - Normal Class GP/GGBFS/FA blend 32 MPa | Normal Class GP/GGBFS/FA blend 32 MPa |  | Boral is the largest integrated construction... | EPD Australasia | Life Cycle Logic Pty Ltd | AU | 46113 | 207 | 1 m3 | Mar 04 2023 | OpenBox
| W | ReadyMix | Boral | Sydney |  | Boral Pre-mix Concrete - Normal Class GP/GGBFS /FA blend 40 MPa | Normal Class GP/GGBFS /FA blend 40 MPa |  | Boral is the largest integrated construction... | EPD Australasia | Life Cycle Logic Pty Ltd | AU | 46113 | 246 | 1 m3 | Mar 04 2023 | OpenBox
| W | ReadyMix | Boral | Sydney |  | Boral Pre-mix Concrete - Normal Class GP/GGBFS/FA blend 50 MPa | Normal Class GP/GGBFS/FA blend 50 MPa |  | Boral is the largest integrated construction... | EPD Australasia | Life Cycle Logic Pty Ltd | AU | 46113 | 378 | 1 m3 | Mar 04 2023 | OpenBox
| W | ReadyMix | Boral | Sydney |  | Boral Pre-mix Concrete - ENVIROCRETE 30% 20 MPa | ENVIROCRETE 30% 20 MPa |  | Boral is the largest integrated construction... | EPD Australasia | Life Cycle Logic Pty Ltd | AU | May 15 2026 | 209 | 1 m3 | Mar 04 2023 | OpenBox
| W | ReadyMix | Boral | Sydney |  | Boral Pre-mix Concrete - ENVIROCRETE 30% 25 MPa | ENVIROCRETE 30% 25 MPa |  | Boral is the largest integrated construction... | EPD Australasia | Life Cycle Logic Pty Ltd | AU | May 15 2026 | 230 | 1 m3 | Mar 04 2023 | OpenBox
| W | ReadyMix | Boral | Sydney |  | Boral Pre-mix Concrete - ENVIROCRETE 30% 32 MPa | ENVIROCRETE 30% 32 MPa |  | Boral is the largest integrated construction... | EPD Australasia | Life Cycle Logic Pty Ltd | AU | May 15 2026 | 260 | 1 m3 | Mar 04 2023 | OpenBox
| W | ReadyMix | Boral | Sydney |  | Boral Pre-mix Concrete - ENVIROCRETE 30% 40 MPa | ENVIROCRETE 30% 40 MPa |  | Boral is the largest integrated construction... | EPD Australasia | Life Cycle Logic Pty Ltd | AU | May 15 2026 | 312 | 1 m3 | Mar 04 2023 | OpenBox
| W | ReadyMix | Boral | Sydney |  | Boral Pre-mix Concrete - ENVIROCRETE 30% 50 MPa | ENVIROCRETE 30% 50 MPa |  | Boral is the largest integrated construction... | EPD Australasia | Life Cycle Logic Pty Ltd | AU | May 15 2026 | 393 | 1 m3 | Mar 04 2023 | OpenBox
| W | ReadyMix | Boral | Sydney |  | Boral Pre-mix Concrete - ENVIROCRETE 40% 20 MPa | ENVIROCRETE 40% 20 MPa |  | Boral is the largest integrated construction... | EPD Australasia | Life Cycle Logic Pty Ltd | AU | May 15 2026 | 191 | 1 m3 | Mar 04 2023 | OpenBox
| W | ReadyMix | Boral | Sydney |  | Boral Pre-mix Concrete - ENVIROCRETE 40% 25 MPa | ENVIROCRETE 40% 25 MPa |  | Boral is the largest integrated construction... | EPD Australasia | Life Cycle Logic Pty Ltd | AU | May 15 2026 | 209 | 1 m3 | Mar 04 2023 | OpenBox
| W | ReadyMix | Boral | Sydney |  | Boral Pre-mix Concrete - ENVIROCRETE 40% 32 MPa | ENVIROCRETE 40% 32 MPa |  | Boral is the largest integrated construction... | EPD Australasia | Life Cycle Logic Pty Ltd | AU | May 15 2026 | 238 | 1 m3 | Mar 04 2023 | OpenBox
| W | ReadyMix | Boral | Sydney |  | Boral Pre-mix Concrete - ENVIROCRETE 40% 40 MPa | ENVIROCRETE 40% 40 MPa |  | Boral is the largest integrated construction... | EPD Australasia | Life Cycle Logic Pty Ltd | AU | May 15 2026 | 282 | 1 m3 | Mar 04 2023 | OpenBox
| W | ReadyMix | Boral | Sydney |  | Boral Pre-mix Concrete - ENVIROCRETE 40% 50 MPa | ENVIROCRETE 40% 50 MPa |  | Boral is the largest integrated construction... | EPD Australasia | Life Cycle Logic Pty Ltd | AU | May 15 2026 | 348 | 1 m3 | Mar 04 2023 | OpenBox
| W | ReadyMix | Boral | Sydney |  | Boral Pre-mix Concrete - ENVIROCRETE PLUS 20MPa | ENVIROCRETE PLUS 20MPa |  | Boral is the largest integrated construction... | EPD Australasia | Life Cycle Logic Pty Ltd | AU | May 15 2026 | 186 | 1 m3 | Mar 04 2023 | OpenBox
| W | ReadyMix | Boral | Sydney |  | Boral Pre-mix Concrete - ENVIROCRETE PLUS 25MPa | ENVIROCRETE PLUS 25MPa |  | Boral is the largest integrated construction... | EPD Australasia | Life Cycle Logic Pty Ltd | AU | May 15 2026 | 202 | 1 m3 | Mar 04 2023 | OpenBox
| W | ReadyMix | Boral | Sydney |  | Boral Pre-mix Concrete - ENVIROCRETE PLUS 50MPa | ENVIROCRETE PLUS 50MPa |  | Boral is the largest integrated construction... | EPD Australasia | Life Cycle Logic Pty Ltd | AU | May 15 2026 | 337 | 1 m3 | Mar 04 2023 | OpenBox
| W | ReadyMix | Boral | Sydney |  | Boral Pre-mix Concrete - ENVISIA 20MPa | ENVISIA 20MPa |  | Boral is the largest integrated construction... | EPD Australasia | Life Cycle Logic Pty Ltd | AU | May 15 2026 | 176 | 1 m3 | Mar 04 2023 | OpenBox
| W | ReadyMix | Boral | Sydney |  | Boral Pre-mix Concrete - ENVIROCRETE PLUS 32MPa | ENVIROCRETE PLUS 32MPa |  | Boral is the largest integrated construction... | EPD Australasia | Life Cycle Logic Pty Ltd | AU | May 15 2026 | 229 | 1 m3 | Mar 04 2023 | OpenBox
| W | ReadyMix | Boral | Sydney |  | Boral Pre-mix Concrete - ENVIROCRETE PLUS 40MPa | ENVIROCRETE PLUS 40MPa |  | Boral is the largest integrated construction... | EPD Australasia | Life Cycle Logic Pty Ltd | AU | May 15 2026 | 272 | 1 m3 | Mar 04 2023 | OpenBox
| W | ReadyMix | Boral | Sydney |  | Boral Pre-mix Concrete - ENVISIA 25MPa | ENVISIA 25MPa |  | Boral is the largest integrated construction... | EPD Australasia | Life Cycle Logic Pty Ltd | AU | May 15 2026 | 184 | 1 m3 | Mar 04 2023 | OpenBox
| W | ReadyMix | Boral | Sydney |  | Boral Pre-mix Concrete - ENVISIA 32MPa | ENVISIA 32MPa |  | Boral is the largest integrated construction... | EPD Australasia | Life Cycle Logic Pty Ltd | AU | May 15 2026 | 198 | 1 m3 | Mar 04 2023 | OpenBox
| W | ReadyMix | Boral | Sydney |  | Boral Pre-mix Concrete - HIGH SLUMP 80MPa | HIGH SLUMP 80MPa |  | Boral is the largest integrated construction... | EPD Australasia | Life Cycle Logic Pty Ltd | AU | May 15 2026 | 385 | 1 m3 | Mar 04 2023 | OpenBox
| W | ReadyMix | Boral | Sydney |  | Boral Pre-mix Concrete - TREMIE 40MPa | TREMIE 40MPa |  | Boral is the largest integrated construction... | EPD Australasia | Life Cycle Logic Pty Ltd | AU | May 15 2026 | 258 | 1 m3 | Mar 04 2023 | OpenBox
| W | ReadyMix | Boral | Sydney |  | Boral Pre-mix Concrete - TREMIE 50MPa | TREMIE 50MPa |  | Boral is the largest integrated construction... | EPD Australasia | Life Cycle Logic Pty Ltd | AU | May 15 2026 | 335 | 1 m3 | Mar 04 2023 | OpenBox
| W | ReadyMix | Boral | Sydney |  | Boral Pre-mix Concrete - ENVISIA 40MPa | ENVISIA 40MPa |  | Boral is the largest integrated construction... | EPD Australasia | Life Cycle Logic Pty Ltd | AU | May 15 2026 | 249 | 1 m3 | Mar 04 2023 | OpenBox
| W | ReadyMix | Boral | Sydney |  | Boral Pre-mix Concrete - TREMIE 65MPa | TREMIE 65MPa |  | Boral is the largest integrated construction... | EPD Australasia | Life Cycle Logic Pty Ltd | AU | May 15 2026 | 379 | 1 m3 | Mar 04 2023 | OpenBox
| W | ReadyMix | Boral | Sydney |  | Boral Pre-mix Concrete - SHOTCRETE 40MPa 10MM | SHOTCRETE 40MPa 10MM |  | Boral is the largest integrated construction... | EPD Australasia | Life Cycle Logic Pty Ltd | AU | May 15 2026 | 309 | 1 m3 | Mar 04 2023 | OpenBox
| W | ReadyMix | Boral | Sydney |  | Boral Pre-mix Concrete - ENVISIA 50MPa | ENVISIA 50MPa |  | Boral is the largest integrated construction... | EPD Australasia | Life Cycle Logic Pty Ltd | AU | May 15 2026 | 324 | 1 m3 | Mar 04 2023 | OpenBox
| W | ReadyMix | Boral | Sydney |  | Boral Pre-mix Concrete - ENVISIA 65MPa | ENVISIA 65MPa |  | Boral is the largest integrated construction... | EPD Australasia | Life Cycle Logic Pty Ltd | AU | May 15 2026 | 343 | 1 m3 | Mar 04 2023 | OpenBox
| W | ReadyMix | Boral | Sydney |  | Boral Pre-mix Concrete - ENVISIA 80MPa | ENVISIA 80MPa |  | Boral is the largest integrated construction... | EPD Australasia | Life Cycle Logic Pty Ltd | AU | May 15 2026 | 422 | 1 m3 | Mar 04 2023 | OpenBox
| W | ReadyMix | Boral | Sydney |  | Boral Pre-mix Concrete - POST TENSIONED 40MPa 22@3 | POST TENSIONED 40MPa 22@3 |  | Boral is the largest integrated construction... | EPD Australasia | Life Cycle Logic Pty Ltd | AU | May 15 2026 | 342 | 1 m3 | Mar 04 2023 | OpenBox
| W | ReadyMix | Boral | Sydney |  | Boral Pre-mix Concrete - KERB MACHINE 25MPa 10MM | KERB MACHINE 25MPa 10MM |  | Boral is the largest integrated construction... | EPD Australasia | Life Cycle Logic Pty Ltd | AU | May 15 2026 | 252 | 1 m3 | Mar 04 2023 | OpenBox
| W | ReadyMix | Boral | Sydney |  | Boral Pre-mix Concrete - POST TENSIONED 40MPa 22@4 | POST TENSIONED 40MPa 22@4 |  | Boral is the largest integrated construction... | EPD Australasia | Life Cycle Logic Pty Ltd | AU | May 15 2026 | 335 | 1 m3 | Mar 04 2023 | OpenBox
| W | ReadyMix | Boral | Sydney |  | Boral Pre-mix Concrete - POST TENSIONED 40MPa 22@5 | POST TENSIONED 40MPa 22@5 |  | Boral is the largest integrated construction... | EPD Australasia | Life Cycle Logic Pty Ltd | AU | May 15 2026 | 325 | 1 m3 | Mar 04 2023 | OpenBox
| W | ReadyMix | Boral | Sydney |  | Boral Pre-mix Concrete - HIGH SLUMP 50MPa | HIGH SLUMP 50MPa |  | Boral is the largest integrated construction... | EPD Australasia | Life Cycle Logic Pty Ltd | AU | May 15 2026 | 328 | 1 m3 | Mar 04 2023 | OpenBox
| W | ReadyMix | Boral | Sydney |  | Boral Pre-mix Concrete - HIGH SLUMP 65MPa | HIGH SLUMP 65MPa |  | Boral is the largest integrated construction... | EPD Australasia | Life Cycle Logic Pty Ltd | AU | May 15 2026 | 379 | 1 m3 | Mar 04 2023 | OpenBox
| W | ReadyMix | Boral | Sydney |  | Boral Pre-mix Concrete - KERB MACHINE 32MPa 10MM | KERB MACHINE 32MPa 10MM |  | Boral is the largest integrated construction... | EPD Australasia | Life Cycle Logic Pty Ltd | AU | May 15 2026 | 287 | 1 m3 | Mar 04 2023 | OpenBox
9 | W | ReadyMix | Boral | Sydney |  | Boral Pre-mix Concrete - NO FINES 6:1 | NO FINES 6:1 |  | Boral is the largest integrated construction... | EPD Australasia | Life Cycle Logic Pty Ltd | AU | May 15 2026 | 250 | 1 m3 | Mar 04 2023 | OpenBox
| W | ReadyMix | Boral | Sydney |  | Boral Pre-mix Concrete - TfNSW B80 40MPa 20MM TREMIE B2 EXPOSURE | TfNSW B80 40MPa 20MM TREMIE B2 EXPOSURE |  | Boral is the largest integrated construction... | EPD Australasia | Life Cycle Logic Pty Ltd | AU | May 15 2026 | 235 | 1 m3 | Mar 04 2023 | OpenBox
| W | ReadyMix | Boral | Sydney |  | Boral Pre-mix Concrete - STABILISED SAND 4:1 | STABILISED SAND 4:1 |  | Boral is the largest integrated construction... | EPD Australasia | Life Cycle Logic Pty Ltd | AU | May 15 2026 | 172 | 1 m3 | Mar 04 2023 | OpenBox
| W | ReadyMix | Boral | Sydney |  | Boral Pre-mix Concrete - TfNSW B80 50MPa 20MM TREMIE CFA C1 EXPOSURE | TfNSW B80 50MPa 20MM TREMIE CFA C1 EXPOSURE |  | Boral is the largest integrated construction... | EPD Australasia | Life Cycle Logic Pty Ltd | AU | May 15 2026 | 248 | 1 m3 | Mar 04 2023 | OpenBox
| W | ReadyMix | Boral | Sydney |  | Boral Pre-mix Concrete - TfNSW B80 50MPa 20MM PUMP B2 EXPOSURE | TfNSW B80 50MPa 20MM PUMP B2 EXPOSURE |  | Boral is the largest integrated construction... | EPD Australasia | Life Cycle Logic Pty Ltd | AU | May 15 2026 | 239 | 1 m3 | Mar 04 2023 | OpenBox
| W | ReadyMix | Boral | Sydney |  | Boral Pre-mix Concrete - TfNSW B80 50MPa 20MM TREMIE B2 EXPOSURE | TfNSW B80 50MPa 20MM TREMIE B2 EXPOSURE |  | Boral is the largest integrated construction... | EPD Australasia | Life Cycle Logic Pty Ltd | AU | May 15 2026 | 233 | 1 m3 | Mar 04 2023 | OpenBox
| W | ReadyMix | Boral | Sydney |  | Boral Pre-mix Concrete - TfNSW R83 35MPa 20MM HAND/MACHINE PLACED | TfNSW R83 35MPa 20MM HAND/MACHINE PLACED |  | Boral is the largest integrated construction... | EPD Australasia | Life Cycle Logic Pty Ltd | AU | May 15 2026 | 289 | 1 m3 | Mar 04 2023 | OpenBox
| W | ReadyMix | Boral | Sydney |  | Boral Pre-mix Concrete - TfNSW B80 40MPa 20MM PUMP B1 EXPOSURE | TfNSW B80 40MPa 20MM PUMP B1 EXPOSURE |  | Boral is the largest integrated construction... | EPD Australasia | Life Cycle Logic Pty Ltd | AU | May 15 2026 | 313 | 1 m3 | Mar 04 2023 | OpenBox
| W | ReadyMix | Boral | Sydney |  | Boral Pre-mix Concrete - TfNSW B80 40MPa 20MM PUMP B2 EXPOSURE | TfNSW B80 40MPa 20MM PUMP B2 EXPOSURE |  | Boral is the largest integrated construction... | EPD Australasia | Life Cycle Logic Pty Ltd | AU | May 15 2026 | 231 | 1 m3 | Mar 04 2023 | OpenBox
| W | ReadyMix | Boral | Sydney |  | Boral Pre-mix Concrete - Normal Class GP blend 20MPa | Normal Class GP blend 20MPa |  | Boral is the largest integrated construction... | EPD International AB | Life Cycle Logic Pty Ltd | AU | 46113 | 271 | 1 m3 | Mar 04 2023 | OpenBox
| W | ReadyMix | Boral | Wollongong |  | Boral Pre-mix Concrete - Normal Class GP blend 25MPa | Normal Class GP blend 25MPa |  | Boral is the largest integrated construction... | EPD Australasia | Life Cycle Logic Pty Ltd | AU | 46113 | 285 | 1 m3 | Mar 04 2023 | OpenBox
| W | ReadyMix | Boral | Wollongong |  | Boral Pre-mix Concrete - Normal Class GP blend 32MPa | Normal Class GP blend 32MPa |  | Boral is the largest integrated construction... | EPD Australasia | Life Cycle Logic Pty Ltd | AU | 46113 | 310 | 1 m3 | Mar 04 2023 | OpenBox
| W | ReadyMix | Boral | Wollongong |  | Boral Pre-mix Concrete - Normal Class GP blend 40MPa | Normal Class GP blend 40MPa |  | Boral is the largest integrated construction... | EPD Australasia | Life Cycle Logic Pty Ltd | AU | 46113 | 354 | 1 m3 | Mar 04 2023 | OpenBox
| W | ReadyMix | Boral | Wollongong |  | Boral Pre-mix Concrete - Normal Class GP blend 50MPa | Normal Class GP blend 50MPa |  | Boral is the largest integrated construction... | EPD Australasia | Life Cycle Logic Pty Ltd | AU | 46113 | 449 | 1 m3 | Mar 04 2023 | OpenBox
| W | ReadyMix | Boral | Wollongong |  | Boral Pre-mix Concrete - Normal Class GP/FA blend 20 MPa | Normal Class GP/FA blend 20 MPa |  | Boral is the largest integrated construction... | EPD Australasia | Life Cycle Logic Pty Ltd | AU | 46113 | 205 | 1 m3 | Mar 04 2023 | OpenBox
| W | ReadyMix | Boral | Wollongong |  | Boral Pre-mix Concrete - Normal Class GP/FA blend 25 MPa | Normal Class GP/FA blend 25 MPa |  | Boral is the largest integrated construction... | EPD Australasia | Life Cycle Logic Pty Ltd | AU | 46113 | 227 | 1 m3 | Mar 04 2023 | OpenBox
| W | ReadyMix | Boral | Wollongong |  | Boral Pre-mix Concrete - Normal Class GP/FA blend 32 MPa | Normal Class GP/FA blend 32 MPa |  | Boral is the largest integrated construction... | EPD Australasia | Life Cycle Logic Pty Ltd | AU | 46113 | 257 | 1 m3 | Mar 04 2023 | OpenBox
| W | ReadyMix | Boral | Wollongong |  | Boral Pre-mix Concrete - Normal Class GP/FA blend 40 MPa | Normal Class GP/FA blend 40 MPa |  | Boral is the largest integrated construction... | EPD Australasia | Life Cycle Logic Pty Ltd | AU | 46113 | 330 | 1 m3 | Mar 04 2023 | OpenBox
| W | ReadyMix | Boral | Wollongong |  | Boral Pre-mix Concrete - KERB MACHINE 25MPa 10MM | KERB MACHINE 25MPa 10MM |  | Boral is the largest integrated construction... | EPD Australasia | Life Cycle Logic Pty Ltd | AU | May 15 2026 | 254 | 1 m3 | Mar 04 2023 | OpenBox
| W | ReadyMix | Boral | Wollongong |  | Boral Pre-mix Concrete - Normal Class GP/FA blend 50 MPa | Normal Class GP/FA blend 50 MPa |  | Boral is the largest integrated construction... | EPD Australasia | Life Cycle Logic Pty Ltd | AU | 46113 | 417 | 1 m3 | Mar 04 2023 | OpenBox
| W | ReadyMix | Boral | Wollongong |  | Boral Pre-mix Concrete - Normal Class GP/GGBFS blend 20 MPa | Normal Class GP/GGBFS blend 20 MPa |  | Boral is the largest integrated construction... | EPD Australasia | Life Cycle Logic Pty Ltd | AU | 46113 | 188 | 1 m3 | Mar 04 2023 | OpenBox
| W | ReadyMix | Boral | Wollongong |  | Boral Pre-mix Concrete - Normal Class GP/GGBFS blend 25 MPa | Normal Class GP/GGBFS blend 25 MPa |  | Boral is the largest integrated construction... | EPD Australasia | Life Cycle Logic Pty Ltd | AU | 46113 | 199 | 1 m3 | Mar 04 2023 | OpenBox
| W | ReadyMix | Boral | Wollongong |  | Boral Pre-mix Concrete - Normal Class GP/GGBFS blend 32 MPa | Normal Class GP/GGBFS blend 32 MPa |  | Boral is the largest integrated construction... | EPD Australasia | Life Cycle Logic Pty Ltd | AU | 46113 | 216 | 1 m3 | Mar 04 2023 | OpenBox
| W | ReadyMix | Boral | Wollongong |  | Boral Pre-mix Concrete - Normal Class GP/GGBFS blend 40 MPa | Normal Class GP/GGBFS blend 40 MPa |  | Boral is the largest integrated construction... | EPD Australasia | Life Cycle Logic Pty Ltd | AU | 46113 | 245 | 1 m3 | Mar 04 2023 | OpenBox
| W | ReadyMix | Boral | Wollongong |  | Boral Pre-mix Concrete - Normal Class GP/GGBFS blend 50 MPa | Normal Class GP/GGBFS blend 50 MPa |  | Boral is the largest integrated construction... | EPD Australasia | Life Cycle Logic Pty Ltd | AU | 46113 | 309 | 1 m3 | Mar 04 2023 | OpenBox
| W | ReadyMix | Boral | Wollongong |  | Boral Pre-mix Concrete - Normal Class GP/GGBFS/FA blend 20 MPa | Normal Class GP/GGBFS/FA blend 20 MPa |  | Boral is the largest integrated construction... | EPD Australasia | Life Cycle Logic Pty Ltd | AU | 46113 | 148 | 1 m3 | Mar 04 2023 | OpenBox
| W | ReadyMix | Boral | Wollongong |  | Boral Pre-mix Concrete - Normal Class GP/GGBFS/FA blend 25 MPa | Normal Class GP/GGBFS/FA blend 25 MPa |  | Boral is the largest integrated construction... | EPD Australasia | Life Cycle Logic Pty Ltd | AU | 46113 | 162 | 1 m3 | Mar 04 2023 | OpenBox
| W | ReadyMix | Boral | Wollongong |  | Boral Pre-mix Concrete - KERB MACHINE 32MPa 10MM | KERB MACHINE 32MPa 10MM |  | Boral is the largest integrated construction... | EPD Australasia | Life Cycle Logic Pty Ltd | AU | May 15 2026 | 288 | 1 m3 | Mar 04 2023 | OpenBox
| W | ReadyMix | Boral | Wollongong |  | Boral Pre-mix Concrete - NO FINES 6:1 | NO FINES 6:1 |  | Boral is the largest integrated construction... | EPD Australasia | Life Cycle Logic Pty Ltd | AU | May 15 2026 | 235 | 1 m3 | Mar 04 2023 | OpenBox
| W | ReadyMix | Boral | Wollongong |  | Boral Pre-mix Concrete - STABILISED SAND 8:1 | STABILISED SAND 8:1 |  | Boral is the largest integrated construction... | EPD Australasia | Life Cycle Logic Pty Ltd | AU | May 15 2026 | 185 | 1 m3 | Mar 04 2023 | OpenBox
| W | ReadyMix | Boral | Wollongong |  | Boral Pre-mix Concrete - STABILISED SAND 4:1 | STABILISED SAND 4:1 |  | Boral is the largest integrated construction... | EPD Australasia | Life Cycle Logic Pty Ltd | AU | May 15 2026 | 314 | 1 m3 | Mar 04 2023 | OpenBox
| W | ReadyMix | Boral | Wollongong |  | Boral Pre-mix Concrete - TfNSW B80 40MPa 20MM PUMP B1 EXPOSURE | TfNSW B80 40MPa 20MM PUMP B1 EXPOSURE |  | Boral is the largest integrated construction... | EPD Australasia | Life Cycle Logic Pty Ltd | AU | May 15 2026 | 313 | 1 m3 | Mar 04 2023 | OpenBox
| W | ReadyMix | Boral | Wollongong |  | Boral Pre-mix Concrete - Normal Class GP/GGBFS/FA blend 32 MPa | Normal Class GP/GGBFS/FA blend 32 MPa |  | Boral is the largest integrated construction... | EPD Australasia | Life Cycle Logic Pty Ltd | AU | 46113 | 185 | 1 m3 | Mar 04 2023 | OpenBox
| W | ReadyMix | Boral | Wollongong |  | Boral Pre-mix Concrete - Normal Class GP/GGBFS /FA blend 40 MPa | Normal Class GP/GGBFS /FA blend 40 MPa |  | Boral is the largest integrated construction... | EPD Australasia | Life Cycle Logic Pty Ltd | AU | 46113 | 256 | 1 m3 | Mar 04 2023 | OpenBox
| W | ReadyMix | Boral | Wollongong |  | Boral Pre-mix Concrete - Normal Class GP/GGBFS/FA blend 50 MPa | Normal Class GP/GGBFS/FA blend 50 MPa |  | Boral is the largest integrated construction... | EPD Australasia | Life Cycle Logic Pty Ltd | AU | 46113 | 376 | 1 m3 | Mar 04 2023 | OpenBox
| W | ReadyMix | Boral | Wollongong |  | Boral Pre-mix Concrete - ENVIROCRETE 30% 20 MPa | ENVIROCRETE 30% 20 MPa |  | Boral is the largest integrated construction... | EPD Australasia | Life Cycle Logic Pty Ltd | AU | May 15 2026 | 205 | 1 m3 | Mar 04 2023 | OpenBox
| W | ReadyMix | Boral | Wollongong |  | Boral Pre-mix Concrete - TfNSW B80 40MPa 20MM PUMP B2 EXPOSURE | TfNSW B80 40MPa 20MM PUMP B2 EXPOSURE |  | Boral is the largest integrated construction... | EPD Australasia | Life Cycle Logic Pty Ltd | AU | May 15 2026 | 320 | 1 m3 | Mar 04 2023 | OpenBox
| W | ReadyMix | Boral | Wollongong |  | Boral Pre-mix Concrete - TfNSW B80 40MPa 20MM TREMIE B2 EXPOSURE | TfNSW B80 40MPa 20MM TREMIE B2 EXPOSURE |  | Boral is the largest integrated construction... | EPD Australasia | Life Cycle Logic Pty Ltd | AU | May 15 2026 | 329 | 1 m3 | Mar 04 2023 | OpenBox
| W | ReadyMix | Boral | Wollongong |  | Boral Pre-mix Concrete - TfNSW B80 50MPa 20MM TREMIE CFA C1 EXPOSURE | TfNSW B80 50MPa 20MM TREMIE CFA C1 EXPOSURE |  | Boral is the largest integrated construction... | EPD Australasia | Life Cycle Logic Pty Ltd | AU | May 15 2026 | 349 | 1 m3 | Mar 04 2023 | OpenBox
| W | ReadyMix | Boral | Wollongong |  | Boral Pre-mix Concrete - TfNSW B80 50MPA 20MM TREMIE B2 EXPOSURE | TfNSW B80 50MPA 20MM TREMIE B2 EXPOSURE |  | Boral is the largest integrated construction... | EPD Australasia | Life Cycle Logic Pty Ltd | AU | May 15 2026 | 408 | 1 m3 | Mar 04 2023 | OpenBox
| W | ReadyMix | Boral | Wollongong |  | Boral Pre-mix Concrete - TfNSW R83 35MPa 20MM HAND/MACHINE PLACED | TfNSW R83 35MPa 20MM HAND/MACHINE PLACED |  | Boral is the largest integrated construction... | EPD Australasia | Life Cycle Logic Pty Ltd | AU | May 15 2026 | 287 | 1 m3 | Mar 04 2023 | OpenBox
| W | ReadyMix | Boral | Wollongong |  | Boral Pre-mix Concrete - ENVIROCRETE 30% 25 MPa | ENVIROCRETE 30% 25 MPa |  | Boral is the largest integrated construction... | EPD Australasia | Life Cycle Logic Pty Ltd | AU | May 15 2026 | 227 | 1 m3 | Mar 04 2023 | OpenBox
| W | ReadyMix | Boral | Wollongong |  | Boral Pre-mix Concrete - ENVIROCRETE 30% 32 MPa | ENVIROCRETE 30% 32 MPa |  | Boral is the largest integrated construction... | EPD Australasia | Life Cycle Logic Pty Ltd | AU | May 15 2026 | 257 | 1 m3 | Mar 04 2023 | OpenBox
| W | ReadyMix | Boral | Wollongong |  | Boral Pre-mix Concrete - ENVIROCRETE 30% 40 MPa | ENVIROCRETE 30% 40 MPa |  | Boral is the largest integrated construction... | EPD Australasia | Life Cycle Logic Pty Ltd | AU | May 15 2026 | 310 | 1 m3 | Mar 04 2023 | OpenBox
| W | ReadyMix | Boral | Wollongong |  | Boral Pre-mix Concrete - ENVIROCRETE 30% 50 MPa | ENVIROCRETE 30% 50 MPa |  | Boral is the largest integrated construction... | EPD Australasia | Life Cycle Logic Pty Ltd | AU | May 15 2026 | 388 | 1 m3 | Mar 04 2023 | OpenBox
| W | ReadyMix | Boral | Wollongong |  | Boral Pre-mix Concrete - ENVIROCRETE 40% 20 MPa | ENVIROCRETE 40% 20 MPa |  | Boral is the largest integrated construction... | EPD Australasia | Life Cycle Logic Pty Ltd | AU | May 15 2026 | 186 | 1 m3 | Mar 04 2023 | OpenBox
| W | ReadyMix | Boral | Wollongong |  | Boral Pre-mix Concrete - ENVIROCRETE 40% 25 MPa | ENVIROCRETE 40% 25 MPa |  | Boral is the largest integrated construction... | EPD Australasia | Life Cycle Logic Pty Ltd | AU | May 15 2026 | 203 | 1 m3 | Mar 04 2023 | OpenBox
| W | ReadyMix | Boral | Wollongong |  | Boral Pre-mix Concrete - ENVIROCRETE 40% 32 MPa | ENVIROCRETE 40% 32 MPa |  | Boral is the largest integrated construction... | EPD Australasia | Life Cycle Logic Pty Ltd | AU | May 15 2026 | 233 | 1 m3 | Mar 04 2023 | OpenBox
| W | ReadyMix | Boral | Wollongong |  | Boral Pre-mix Concrete - ENVIROCRETE 40% 40 MPa | ENVIROCRETE 40% 40 MPa |  | Boral is the largest integrated construction... | EPD Australasia | Life Cycle Logic Pty Ltd | AU | May 15 2026 | 278 | 1 m3 | Mar 04 2023 | OpenBox
| W | ReadyMix | Boral | Wollongong |  | Boral Pre-mix Concrete - ENVIROCRETE 40% 50 MPa | ENVIROCRETE 40% 50 MPa |  | Boral is the largest integrated construction... | EPD Australasia | Life Cycle Logic Pty Ltd | AU | May 15 2026 | 345 | 1 m3 | Mar 04 2023 | OpenBox
| W | ReadyMix | Boral | Wollongong |  | Boral Pre-mix Concrete - ENVIROCRETE PLUS 20MPa | ENVIROCRETE PLUS 20MPa |  | Boral is the largest integrated construction... | EPD Australasia | Life Cycle Logic Pty Ltd | AU | May 15 2026 | 181 | 1 m3 | Mar 04 2023 | OpenBox
| W | ReadyMix | Boral | Wollongong |  | Boral Pre-mix Concrete - ENVIROCRETE PLUS 25MPa | ENVIROCRETE PLUS 25MPa |  | Boral is the largest integrated construction... | EPD Australasia | Life Cycle Logic Pty Ltd | AU | May 15 2026 | 198 | 1 m3 | Mar 04 2023 | OpenBox
| W | ReadyMix | Boral | Wollongong |  | Boral Pre-mix Concrete - ENVIROCRETE PLUS 32MPa | ENVIROCRETE PLUS 32MPa |  | Boral is the largest integrated construction... | EPD Australasia | Life Cycle Logic Pty Ltd | AU | May 15 2026 | 224 | 1 m3 | Mar 04 2023 | OpenBox
| W | ReadyMix | Boral | Wollongong |  | Boral Pre-mix Concrete - ENVIROCRETE PLUS 40MPa | ENVIROCRETE PLUS 40MPa |  | Boral is the largest integrated construction... | EPD Australasia | Life Cycle Logic Pty Ltd | AU | May 15 2026 | 268 | 1 m3 | Mar 04 2023 | OpenBox
| W | ReadyMix | Boral | Wollongong |  | Boral Pre-mix Concrete - ENVIROCRETE PLUS 50MPa | ENVIROCRETE PLUS 50MPa |  | Boral is the largest integrated construction... | EPD Australasia | Life Cycle Logic Pty Ltd | AU | May 15 2026 | 334 | 1 m3 | Mar 04 2023 | OpenBox
| W | ReadyMix | Boral | Wollongong |  | Boral Pre-mix Concrete - ENVISIA 20MPa | ENVISIA 20MPa |  | Boral is the largest integrated construction... | EPD Australasia | Life Cycle Logic Pty Ltd | AU | May 15 2026 | 173 | 1 m3 | Mar 04 2023 | OpenBox
| W | ReadyMix | Boral | Wollongong |  | Boral Pre-mix Concrete - ENVISIA 25MPa | ENVISIA 25MPa |  | Boral is the largest integrated construction... | EPD Australasia | Life Cycle Logic Pty Ltd | AU | May 15 2026 | 180 | 1 m3 | Mar 04 2023 | OpenBox
| W | ReadyMix | Boral | Wollongong |  | Boral Pre-mix Concrete - ENVISIA 32MPa | ENVISIA 32MPa |  | Boral is the largest integrated construction... | EPD Australasia | Life Cycle Logic Pty Ltd | AU | May 15 2026 | 193 | 1 m3 | Mar 04 2023 | OpenBox
| W | ReadyMix | Boral | Wollongong |  | Boral Pre-mix Concrete - ENVISIA 40MPa | ENVISIA 40MPa |  | Boral is the largest integrated construction... | EPD Australasia | Life Cycle Logic Pty Ltd | AU | May 15 2026 | 247 | 1 m3 | Mar 04 2023 | OpenBox
| W | ReadyMix | Boral | Wollongong |  | Boral Pre-mix Concrete - ENVISIA 50MPa | ENVISIA 50MPa |  | Boral is the largest integrated construction... | EPD Australasia | Life Cycle Logic Pty Ltd | AU | May 15 2026 | 321 | 1 m3 | Mar 04 2023 | OpenBox
| W | ReadyMix | Boral | Wollongong |  | Boral Pre-mix Concrete - ENVISIA 65MPa | ENVISIA 65MPa |  | Boral is the largest integrated construction... | EPD Australasia | Life Cycle Logic Pty Ltd | AU | May 15 2026 | 327 | 1 m3 | Mar 04 2023 | OpenBox
| W | ReadyMix | Boral | Wollongong |  | Boral Pre-mix Concrete - ENVISIA 80MPa | ENVISIA 80MPa |  | Boral is the largest integrated construction... | EPD Australasia | Life Cycle Logic Pty Ltd | AU | May 15 2026 | 426 | 1 m3 | Mar 04 2023 | OpenBox
| W | ReadyMix | Boral | Wollongong |  | Boral Pre-mix Concrete - POST TENSIONED 40MPa 22@3 | POST TENSIONED 40MPa 22@3 |  | Boral is the largest integrated construction... | EPD Australasia | Life Cycle Logic Pty Ltd | AU | May 15 2026 | 339 | 1 m3 | Mar 04 2023 | OpenBox
| W | ReadyMix | Boral | Wollongong |  | Boral Pre-mix Concrete - POST TENSIONED 40MPa 22@4 | POST TENSIONED 40MPa 22@4 |  | Boral is the largest integrated construction... | EPD Australasia | Life Cycle Logic Pty Ltd | AU | May 15 2026 | 330 | 1 m3 | Mar 04 2023 | OpenBox
| W | ReadyMix | Boral | Wollongong |  | Boral Pre-mix Concrete - POST TENSIONED 40MPa 22@5 | POST TENSIONED 40MPa 22@5 |  | Boral is the largest integrated construction... | EPD Australasia | Life Cycle Logic Pty Ltd | AU | May 15 2026 | 321 | 1 m3 | Mar 04 2023 | OpenBox
| W | ReadyMix | Boral | Wollongong |  | Boral Pre-mix Concrete - HIGH SLUMP 50MPa | HIGH SLUMP 50MPa |  | Boral is the largest integrated construction... | EPD Australasia | Life Cycle Logic Pty Ltd | AU | May 15 2026 | 429 | 1 m3 | Mar 04 2023 | OpenBox
| W | ReadyMix | Boral | Wollongong |  | Boral Pre-mix Concrete - HIGH SLUMP 65MPa | HIGH SLUMP 65MPa |  | Boral is the largest integrated construction... | EPD Australasia | Life Cycle Logic Pty Ltd | AU | May 15 2026 | 499 | 1 m3 | Mar 04 2023 | OpenBox
| W | ReadyMix | Boral | Wollongong |  | Boral Pre-mix Concrete - HIGH SLUMP 80MPa | HIGH SLUMP 80MPa |  | Boral is the largest integrated construction... | EPD Australasia | Life Cycle Logic Pty Ltd | AU | May 15 2026 | 529 | 1 m3 | Mar 04 2023 | OpenBox
| W | ReadyMix | Boral | Wollongong |  | Boral Pre-mix Concrete - TREMIE 40MPa | TREMIE 40MPa |  | Boral is the largest integrated construction... | EPD Australasia | Life Cycle Logic Pty Ltd | AU | May 15 2026 | 309 | 1 m3 | Mar 04 2023 | OpenBox
| W | ReadyMix | Boral | Wollongong |  | Boral Pre-mix Concrete - TREMIE 50MPa | TREMIE 50MPa |  | Boral is the largest integrated construction... | EPD Australasia | Life Cycle Logic Pty Ltd | AU | May 15 2026 | 378 | 1 m3 | Mar 04 2023 | OpenBox
| W | ReadyMix | Boral | Wollongong |  | Boral Pre-mix Concrete - TREMIE 65MPa | TREMIE 65MPa |  | Boral is the largest integrated construction... | EPD Australasia | Life Cycle Logic Pty Ltd | AU | May 15 2026 | 471 | 1 m3 | Mar 04 2023 | OpenBox
| W | ReadyMix | Boral | Wollongong |  | Boral Pre-mix Concrete - SHOTCRETE 40MPa 10MM | SHOTCRETE 40MPa 10MM |  | Boral is the largest integrated construction... | EPD Australasia | Life Cycle Logic Pty Ltd | AU | May 15 2026 | 374 | 1 m3 | Mar 04 2023 | OpenBox
| W | ReadyMix | Boral | Wollongong |  | Boral Pre-mix Concrete - Normal Class GP blend 20MPa | Normal Class GP blend 20MPa |  | Boral is the largest integrated construction... | EPD Australasia | Life Cycle Logic Pty Ltd | AU | 46113 | 268 | 1 m3 | Mar 04 2023 | OpenBox
Text split
[6 empty] | ENVISIA S20 | ENVISIA | S20
[6 empty] | ENVISIA S25 | ENVISIA | S25
[6 empty] | ENVISIA S32 | ENVISIA | S32
[6 empty] | ENVISIA S40 | ENVISIA | S40
[6 empty] | Normal Class 25MPa 20/10mm | Normal | Class | 25MPa | 20/10mm | [9 empty] | 25MPa |  | 25 | Pa
[6 empty] | ENVISIA S50 | ENVISIA | S50 | [11 empty] | 0 |  | 0
[6 empty] | Normal Class 20MPa 20/10mm | Normal | Class | 20MPa | 20/10mm | [9 empty] | 20MPa |  | 20 | Pa
[6 empty] | Normal Class 40MPa 20/10mm | Normal | Class | 40MPa | 20/10mm | [9 empty] | 40MPa |  | 40 | Pa
[6 empty] | Kerb Machine, 25MPa 10mm | Kerb | Machine, | 25MPa | 10mm | [9 empty] | 25MPa |  | 25 | Pa
[6 empty] | Normal Class 32MPa 20/10mm | Normal | Class | 32MPa | 20/10mm | [9 empty] | 32MPa |  | 32 | Pa
[6 empty] | Kerb Machine, 32MPa 10mm | Kerb | Machine, | 32MPa | 10mm | [9 empty] | 32MPa |  | 32 | Pa
[6 empty] | Kerb Machine, 40MPa 10mm | Kerb | Machine, | 40MPa | 10mm | [9 empty] | 40MPa |  | 40 | Pa
[6 empty] | TfNSW/RMS B80 20/10mm, Pump, B1 Exposure | TfNSW/RMS | B80 | 20/10mm, | Pump, | B1 | Exposure | [7 empty] | 0 |  | 0
[6 empty] | TfNSW/RMS B80 20/10mm, Pump and Tremie, B2 Exposure | TfNSW/RMS | B80 | 20/10mm, | Pump | and | Tremie, | B2 | Exposure | [5 empty] | 0 |  | 0
[6 empty] | TfNSW /RMS B80 20/10mm, Tremie, B2 and CFA C1 Exposure | TfNSW | /RMS | B80 | 20/10mm, | Tremie, | B2 | and | CFA | C1 | Exposure |  |  |  | 0 |  | 0
[6 empty] | TfNSW/RMS R83 35MPa- 20mm Hand / Machine placed | TfNSW/RMS | R83 | 35MPa- | 20mm | Hand | / | Machine | placed | [5 empty] | 35MPa |  | 35 | Pa
[6 empty] | TfNSW/RMS R83 40MPa - 20mm Hand / Machine placed | TfNSW/RMS | R83 | 40MPa | - | 20mm | Hand | / | Machine | placed |  |  |  |  | 40MPa |  | 40 | Pa
[6 empty] | Stabilized sand 4:1 | Stabilized | sand | 4:1 | [12 empty] | #VALUE!
[6 empty] | Stabilized sand 8:1 | Stabilized | sand | 8:1 | [12 empty] | #VALUE!
[6 empty] | Stabilized sand 14:1 | Stabilized | sand | 14:1 | [12 empty] | #VALUE!
[6 empty] | No Fines 5:1 20mm | No | Fines | 5:1 | 20mm | [11 empty] | #VALUE!
[6 empty] | No Fines 6:1 20mm | No | Fines | 6:1 | 20mm | [11 empty] | #VALUE!
[6 empty] | Boral NSW/ACT Pre-mix Concrete EPD | Boral | NSW/ACT | Pre-mix | Concrete | EPD | [10 empty] | #VALUE!
[6 empty] | Boral Northern Territory Region Pre-mix Concrete EPD | Boral | Northern | Territory | Region | Pre-mix | Concrete | EPD | [8 empty] | #VALUE!
[6 empty] | Boral Northern Territory Region Pre-mix Concrete EPD | Boral | Northern | Territory | Region | Pre-mix | Concrete | EPD | [8 empty] | #VALUE!
[6 empty] | Normal Class GP blend 25MPa | Normal | Class | GP | blend | 25MPa | [8 empty] | 25MPa |  | 25 | Pa
[6 empty] | Normal Class GP blend 32MPa | Normal | Class | GP | blend | 32MPa | [8 empty] | 32MPa |  | 32 | Pa
[6 empty] | Normal Class GP blend 40MPa | Normal | Class | GP | blend | 40MPa | [8 empty] | 40MPa |  | 40 | Pa
[6 empty] | ENVISIA 50MPa | ENVISIA | 50MPa | [11 empty] | 50MPa |  | 50 | Pa
[6 empty] | Normal Class GP blend 50MPa | Normal | Class | GP | blend | 50MPa | [8 empty] | 50MPa |  | 50 | Pa
[6 empty] | ENVISIA 25MPa | ENVISIA | 25MPa | [13 empty] | #VALUE!
[6 empty] | HIGH STRENGTH 50MPa | HIGH | STRENGTH | 50MPa | [12 empty] | #VALUE!
[6 empty] | HIGH STRENGTH 65MPa | HIGH | STRENGTH | 65MPa | [12 empty] | #VALUE!
[6 empty] | ENVISIA 32MPa | ENVISIA | 32MPa | [13 empty] | #VALUE!
[6 empty] | ENVISIA 40MPa | ENVISIA | 40MPa | [13 empty] | #VALUE!
[6 empty] | VICROADS VR400 40MPa 20MM PUMP B1 EXPOSURE | VICROADS | VR400 | 40MPa | 20MM | PUMP | B1 | EXPOSURE | [8 empty] | #VALUE!
[6 empty] | VICROADS VR450 50MPa 20MM TREMIE B2 / CFA C1 EXPOSURE | VICROADS | VR450 | 50MPa | 20MM | TREMIE | B2 | / | CFA | C1 | EXPOSURE | [5 empty] | #VALUE!
[6 empty] | Normal Class GP blend 20MPa | Normal | Class | GP | blend | 20MPa | [8 empty] | 20MPa |  | 20 | Pa
[6 empty] | Normal Class GP blend 25MPa | Normal | Class | GP | blend | 25MPa | [8 empty] | 25MPa |  | 25 | Pa
[6 empty] | Normal Class GP blend 32MPa | Normal | Class | GP | blend | 32MPa | [8 empty] | 32MPa |  | 32 | Pa
[6 empty] | ENVISIA 25MPa | ENVISIA | 25MPa | [11 empty] | 25MPa |  | 25 | Pa
[6 empty] | Normal Class GP blend 40MPa | Normal | Class | GP | blend | 40MPa | [8 empty] | 40MPa |  | 40 | Pa
[6 empty] | Normal Class GP blend 50MPa | Normal | Class | GP | blend | 50MPa | [8 empty] | 50MPa |  | 50 | Pa
[6 empty] | ENVISIA 32MPa | ENVISIA | 32MPa | [13 empty] | #VALUE!
[6 empty] | ENVISIA 50MPa | ENVISIA | 50MPa | [13 empty] | #VALUE!
[6 empty] | ENVISIA 40MPa | ENVISIA | 40MPa | [13 empty] | #VALUE!
[6 empty] | HIGH STRENGTH 50MPa | HIGH | STRENGTH | 50MPa | [12 empty] | #VALUE!
[6 empty] | HIGH STRENGTH 65MPa | HIGH | STRENGTH | 65MPa | [12 empty] | #VALUE!
[6 empty] | VICROADS VR400 40MPa 20MM PUMP B1 EXPOSURE | VICROADS | VR400 | 40MPa | 20MM | PUMP | B1 | EXPOSURE | [8 empty] | #VALUE!
[6 empty] | VICROADS VR450 50MPa 20MM TREMIE B2 / CFA C1 EXPOSURE | VICROADS | VR450 | 50MPa | 20MM | TREMIE | B2 | / | CFA | C1 | EXPOSURE | [5 empty] | #VALUE!
[6 empty] | Normal Class GP blend 20MPa | Normal | Class | GP | blend | 20MPa | [10 empty] | #VALUE!
[6 empty] | Normal Class GP blend 25MPa | Normal | Class | GP | blend | 25MPa | [10 empty] | #VALUE!
[6 empty] | Normal Class GP blend 32MPa | Normal | Class | GP | blend | 32MPa | [10 empty] | #VALUE!
[6 empty] | Normal Class GP blend 40MPa | Normal | Class | GP | blend | 40MPa | [10 empty] | #VALUE!
[6 empty] | Normal Class GP blend 50MPa | Normal | Class | GP | blend | 50MPa | [10 empty] | #VALUE!
[6 empty] | Normal Class GP/FA blend 20MPa | Normal | Class | GP/FA | blend | 20MPa | [10 empty] | #VALUE!
[6 empty] | Normal Class GP/FA blend 25MPa | Normal | Class | GP/FA | blend | 25MPa | [10 empty] | #VALUE!
[6 empty] | Normal Class GP/FA blend 32MPa | Normal | Class | GP/FA | blend | 32MPa | [10 empty] | #VALUE!
[6 empty] | Normal Class GP/FA blend 40MPa | Normal | Class | GP/FA | blend | 40MPa | [10 empty] | #VALUE!
[6 empty] | Normal Class GP/FA blend 50MPa | Normal | Class | GP/FA | blend | 50MPa | [10 empty] | #VALUE!
[6 empty] | Normal Class GP/GGBFS blend 20MPa | Normal | Class | GP/GGBFS | blend | 20MPa | [10 empty] | #VALUE!
[6 empty] | Normal Class GP/GGBFS blend 25MPa | Normal | Class | GP/GGBFS | blend | 25MPa | [10 empty] | #VALUE!
[6 empty] | Normal Class GP/GGBFS blend 32MPa | Normal | Class | GP/GGBFS | blend | 32MPa | [10 empty] | #VALUE!
[6 empty] | Normal Class GP/GGBFS blend 40MPa | Normal | Class | GP/GGBFS | blend | 40MPa | [10 empty] | #VALUE!
[6 empty] | Normal Class GP/GGBFS blend 50MPa | Normal | Class | GP/GGBFS | blend | 50MPa | [10 empty] | #VALUE!
[6 empty] | ENVIROCRETE 30% 20MPa | ENVIROCRETE | 30% | 20MPa | [12 empty] | #VALUE!
[6 empty] | ENVIROCRETE 30% 25MPa | ENVIROCRETE | 30% | 25MPa | [12 empty] | #VALUE!
[6 empty] | ENVIROCRETE 30% 32MPa | ENVIROCRETE | 30% | 32MPa | [12 empty] | #VALUE!
[6 empty] | ENVIROCRETE 30% 40MPa | ENVIROCRETE | 30% | 40MPa | [12 empty] | #VALUE!
[6 empty] | ENVIROCRETE 30% 50MPa | ENVIROCRETE | 30% | 50MPa | [12 empty] | #VALUE!
[6 empty] | ENVIROCRETE 40% 20MPa | ENVIROCRETE | 40% | 20MPa | [12 empty] | #VALUE!
[6 empty] | ENVIROCRETE 40% 25MPa | ENVIROCRETE | 40% | 25MPa | [12 empty] | #VALUE!
[6 empty] | ENVIROCRETE 40% 32MPa | ENVIROCRETE | 40% | 32MPa | [12 empty] | #VALUE!
[6 empty] | ENVISIA 80MPa | ENVISIA | 80MPa | [13 empty] | #VALUE!
[6 empty] | POST TENSIONED 40MPa 22@3 | POST | TENSIONED | 40MPa | 22@3 | [11 empty] | #VALUE!
[6 empty] | ENVIROCRETE 40% 40MPa | ENVIROCRETE | 40% | 40MPa | [12 empty] | #VALUE!
[6 empty] | ENVIROCRETE 40% 50MPa | ENVIROCRETE | 40% | 50MPa | [12 empty] | #VALUE!
[6 empty] | ENVIROCRETE PLUS 20MPa | ENVIROCRETE | PLUS | 20MPa | [12 empty] | #VALUE!
[6 empty] | ENVIROCRETE PLUS 25MPa | ENVIROCRETE | PLUS | 25MPa | [12 empty] | #VALUE!
[6 empty] | ENVIROCRETE PLUS 32MPa | ENVIROCRETE | PLUS | 32MPa | [12 empty] | #VALUE!
[6 empty] | ENVIROCRETE PLUS 40MPa | ENVIROCRETE | PLUS | 40MPa | [12 empty] | #VALUE!
[6 empty] | ENVIROCRETE PLUS 50MPa | ENVIROCRETE | PLUS | 50MPa | [12 empty] | #VALUE!
[6 empty] | ENVISIA 20MPa | ENVISIA | 20MPa | [13 empty] | #VALUE!
[6 empty] | ENVISIA 25MPa | ENVISIA | 25MPa | [13 empty] | #VALUE!
[6 empty] | POST TENSIONED 40MPa 22@4 | POST | TENSIONED | 40MPa | 22@4 | [11 empty] | #VALUE!
[6 empty] | POST TENSIONED 40MPa 22@5 | POST | TENSIONED | 40MPa | 22@5 | [11 empty] | #VALUE!
[6 empty] | HIGH SLUMP 50MPa | HIGH | SLUMP | 50MPa | [12 empty] | #VALUE!
[6 empty] | HIGH SLUMP 65MPa | HIGH | SLUMP | 65MPa | [12 empty] | #VALUE!
[6 empty] | ENVISIA 32MPa | ENVISIA | 32MPa | [13 empty] | #VALUE!
[6 empty] | ENVISIA 40MPa | ENVISIA | 40MPa | [13 empty] | #VALUE!
[6 empty] | ENVISIA 50MPa | ENVISIA | 50MPa | [13 empty] | #VALUE!
[6 empty] | ENVISIA 65MPa | ENVISIA | 65MPa | [13 empty] | #VALUE!
[6 empty] | HIGH SLUMP 80MPa | HIGH | SLUMP | 80MPa | [12 empty] | #VALUE!
[6 empty] | TREMIE 40MPa | TREMIE | 40MPa | [13 empty] | #VALUE!
[6 empty] | TREMIE 50MPa | TREMIE | 50MPa | [13 empty] | #VALUE!
[6 empty] | TREMIE 65MPa | TREMIE | 65MPa | [13 empty] | #VALUE!
[6 empty] | SHOTCRETE 40MPa 10MM | SHOTCRETE | 40MPa | 10MM | [12 empty] | #VALUE!
[6 empty] | KERB MACHINE 25MPa 10MM | KERB | MACHINE | 25MPa | 10MM | [11 empty] | #VALUE!
[6 empty] | KERB MACHINE 32MPa 10MM | KERB | MACHINE | 32MPa | 10MM | [11 empty] | #VALUE!
[6 empty] | NO FINES 6:1 | NO | FINES | 6:1 | [12 empty] | #VALUE!
[6 empty] | STABILISED SAND 14:1 | STABILISED | SAND | 14:1 | [12 empty] | #VALUE!
[6 empty] | STABILISED SAND 8:1 | STABILISED | SAND | 8:1 | [12 empty] | #VALUE!
[6 empty] | STABILISED SAND 4:1 | STABILISED | SAND | 4:1 | [12 empty] | #VALUE!
[6 empty] | TfNSW B80 40MPa 20MM PUMP B1 EXPOSURE | TfNSW | B80 | 40MPa | 20MM | PUMP | B1 | EXPOSURE | [8 empty] | #VALUE!
[6 empty] | TfNSW B80 40MPa 20MM PUMP B2 EXPOSURE | TfNSW | B80 | 40MPa | 20MM | PUMP | B2 | EXPOSURE | [8 empty] | #VALUE!
[6 empty] | TfNSW B80 40MPa 20MM TREMIE B2 EXPOSURE | TfNSW | B80 | 40MPa | 20MM | TREMIE | B2 | EXPOSURE | [8 empty] | #VALUE!
[6 empty] | TfNSW B80 50MPa 20MM TREMIE CFA C1 EXPOSURE | TfNSW | B80 | 50MPa | 20MM | TREMIE | CFA | C1 | EXPOSURE | [7 empty] | #VALUE!
[6 empty] | TfNSW B80 50MPa 20MM TREMIE B2 EXPOSURE | TfNSW | B80 | 50MPa | 20MM | TREMIE | B2 | EXPOSURE | [8 empty] | #VALUE!
[6 empty] | TfNSW R83 35MPa 20MM HAND/MACHINE PLACED | TfNSW | R83 | 35MPa | 20MM | HAND/MACHINE | PLACED | [9 empty] | #VALUE!
[6 empty] | Normal Class GP blend 20MPa | Normal | Class | GP | blend | 20MPa | [10 empty] | #VALUE!
[6 empty] | Normal Class GP blend 25MPa | Normal | Class | GP | blend | 25MPa | [10 empty] | #VALUE!
[6 empty] | Normal Class GP blend 25MPa | Normal | Class | GP | blend | 25MPa | [10 empty] | #VALUE!
[6 empty] | Normal Class GP blend 32MPa | Normal | Class | GP | blend | 32MPa | [10 empty] | #VALUE!
[6 empty] | Normal Class GP blend 40MPa | Normal | Class | GP | blend | 40MPa | [10 empty] | #VALUE!
[6 empty] | Normal Class GP blend 50MPa | Normal | Class | GP | blend | 50MPa | [10 empty] | #VALUE!
[6 empty] | Normal Class GP/FA blend 20MPa | Normal | Class | GP/FA | blend | 20MPa | [10 empty] | #VALUE!
[6 empty] | Normal Class GP/FA blend 25MPa | Normal | Class | GP/FA | blend | 25MPa | [10 empty] | #VALUE!
[6 empty] | Normal Class GP/FA blend 32MPa | Normal | Class | GP/FA | blend | 32MPa | [10 empty] | #VALUE!
[6 empty] | Normal Class GP/FA blend 40MPa | Normal | Class | GP/FA | blend | 40MPa | [10 empty] | #VALUE!
[6 empty] | ENVIROCRETE 30% 20MPa | ENVIROCRETE | 30% | 20MPa | [12 empty] | #VALUE!
[6 empty] | Normal Class GP/FA blend 50MPa | Normal | Class | GP/FA | blend | 50MPa | [10 empty] | #VALUE!
[6 empty] | Normal Class GP/GGBFS blend 20MPa | Normal | Class | GP/GGBFS | blend | 20MPa | [10 empty] | #VALUE!
[6 empty] | Normal Class GP/GGBFS blend 25MPa | Normal | Class | GP/GGBFS | blend | 25MPa | [10 empty] | #VALUE!
[6 empty] | ENVIROCRETE 30% 25MPa | ENVIROCRETE | 30% | 25MPa | [12 empty] | #VALUE!
[6 empty] | ENVIROCRETE 30% 32MPa | ENVIROCRETE | 30% | 32MPa | [12 empty] | #VALUE!
[6 empty] | ENVIROCRETE 30% 40MPa | ENVIROCRETE | 30% | 40MPa | [12 empty] | #VALUE!
[6 empty] | ENVIROCRETE 30% 50MPa | ENVIROCRETE | 30% | 50MPa | [12 empty] | #VALUE!
[6 empty] | ENVIROCRETE 40% 20MPa | ENVIROCRETE | 40% | 20MPa | [12 empty] | #VALUE!
[6 empty] | ENVIROCRETE 40% 25MPa | ENVIROCRETE | 40% | 25MPa | [12 empty] | #VALUE!
[6 empty] | ENVIROCRETE 40% 32MPa | ENVIROCRETE | 40% | 32MPa | [12 empty] | #VALUE!
[6 empty] | ENVIROCRETE 40% 40MPa | ENVIROCRETE | 40% | 40MPa | [12 empty] | #VALUE!
[6 empty] | ENVIROCRETE 40% 50MPa | ENVIROCRETE | 40% | 50MPa | [12 empty] | #VALUE!
[6 empty] | ENVIROCRETE PLUS 20MPa | ENVIROCRETE | PLUS | 20MPa | [12 empty] | #VALUE!
[6 empty] | ENVIROCRETE PLUS 25MPa | ENVIROCRETE | PLUS | 25MPa | [12 empty] | #VALUE!
[6 empty] | ENVIROCRETE PLUS 32MPa | ENVIROCRETE | PLUS | 32MPa | [12 empty] | #VALUE!
[6 empty] | ENVIROCRETE PLUS 40MPa | ENVIROCRETE | PLUS | 40MPa | [12 empty] | #VALUE!
[6 empty] | ENVIROCRETE PLUS 50MPa | ENVIROCRETE | PLUS | 50MPa | [12 empty] | #VALUE!
[6 empty] | ENVISIA 20MPa | ENVISIA | 20MPa | [13 empty] | #VALUE!
[6 empty] | ENVISIA 25MPa | ENVISIA | 25MPa | [13 empty] | #VALUE!
[6 empty] | ENVISIA 32MPa | ENVISIA | 32MPa | [13 empty] | #VALUE!
[6 empty] | ENVISIA 40MPa | ENVISIA | 40MPa | [13 empty] | #VALUE!
[6 empty] | ENVISIA 50MPa | ENVISIA | 50MPa | [13 empty] | #VALUE!
[6 empty] | ENVISIA 65MPa | ENVISIA | 65MPa | [13 empty] | #VALUE!
[6 empty] | ENVISIA 80MPa | ENVISIA | 80MPa | [13 empty] | #VALUE!
[6 empty] | POST TENSIONED 40MPa 22@3 | POST | TENSIONED | 40MPa | 22@3 | [11 empty] | #VALUE!
[6 empty] | POST TENSIONED 40MPa 22@4 | POST | TENSIONED | 40MPa | 22@4 | [11 empty] | #VALUE!
[6 empty] | POST TENSIONED 40MPa 22@5 | POST | TENSIONED | 40MPa | 22@5 | [11 empty] | #VALUE!
[6 empty] | HIGH SLUMP 50MPa | HIGH | SLUMP | 50MPa | [12 empty] | #VALUE!
[6 empty] | HIGH SLUMP 65MPa | HIGH | SLUMP | 65MPa | [12 empty] | #VALUE!
[6 empty] | HIGH SLUMP 80MPa | HIGH | SLUMP | 80MPa | [12 empty] | #VALUE!
[6 empty] | TREMIE 40MPa | TREMIE | 40MPa | [13 empty] | #VALUE!
[6 empty] | TREMIE 50MPa | TREMIE | 50MPa | [13 empty] | #VALUE!
[6 empty] | TREMIE 65MPa | TREMIE | 65MPa | [13 empty] | #VALUE!
[6 empty] | SHOTCRETE 40MPa 10MM | SHOTCRETE | 40MPa | 10MM | [12 empty] | #VALUE!
[6 empty] | KERB MACHINE 25MPa 10MM | KERB | MACHINE | 25MPa | 10MM | [11 empty] | #VALUE!
[6 empty] | Normal Class GP/GGBFS blend 32MPa | Normal | Class | GP/GGBFS | blend | 32MPa | [10 empty] | #VALUE!
[6 empty] | Normal Class GP/GGBFS blend 40MPa | Normal | Class | GP/GGBFS | blend | 40MPa | [10 empty] | #VALUE!
[6 empty] | KERB MACHINE 32MPa 10MM | KERB | MACHINE | 32MPa | 10MM | [11 empty] | #VALUE!
[6 empty] | NO FINES 6:1 | NO | FINES | 6:1 | [12 empty] | #VALUE!
[6 empty] | STABILISED SAND 8:1 | STABILISED | SAND | 8:1 | [12 empty] | #VALUE!
[6 empty] | STABILISED SAND 4:1 | STABILISED | SAND | 4:1 | [12 empty] | #VALUE!
[6 empty] | Normal Class GP/GGBFS blend 50MPa | Normal | Class | GP/GGBFS | blend | 50MPa | [10 empty] | #VALUE!
[6 empty] | TfNSW B80 40MPa 20MM PUMP B1 EXPOSURE | TfNSW | B80 | 40MPa | 20MM | PUMP | B1 | EXPOSURE | [8 empty] | #VALUE!
[6 empty] | TfNSW B80 40MPa 20MM PUMP B2 EXPOSURE | TfNSW | B80 | 40MPa | 20MM | PUMP | B2 | EXPOSURE | [8 empty] | #VALUE!
[6 empty] | TfNSW B80 40MPa 20MM TREMIE B2 EXPOSURE | TfNSW | B80 | 40MPa | 20MM | TREMIE | B2 | EXPOSURE | [8 empty] | #VALUE!
[6 empty] | TfNSW B80 50MPa 20MM TREMIE CFA C1 EXPOSURE | TfNSW | B80 | 50MPa | 20MM | TREMIE | CFA | C1 | EXPOSURE | [7 empty] | #VALUE!
[6 empty] | TfNSW B80 50MPa 20MM PUMP B2 EXPOSURE | TfNSW | B80 | 50MPa | 20MM | PUMP | B2 | EXPOSURE | [8 empty] | #VALUE!
[6 empty] | TfNSW B80 50MPa 20MM TREMIE B2 EXPOSURE | TfNSW | B80 | 50MPa | 20MM | TREMIE | B2 | EXPOSURE | [8 empty] | #VALUE!
[6 empty] | Normal Class GP blend 20MPa | Normal | Class | GP | blend | 20MPa | [10 empty] | #VALUE!
[6 empty] | Normal Class GP blend 25MPa | Normal | Class | GP | blend | 25MPa | [10 empty] | #VALUE!
[6 empty] | Normal Class GP blend 25MPa | Normal | Class | GP | blend | 25MPa | [10 empty] | #VALUE!
[6 empty] | Normal Class GP blend 25MPa | Normal | Class | GP | blend | 25MPa | [10 empty] | #VALUE!
[6 empty] | Normal Class GP blend 32MPa | Normal | Class | GP | blend | 32MPa | [10 empty] | #VALUE!
[6 empty] | Normal Class GP blend 40MPa | Normal | Class | GP | blend | 40MPa | [10 empty] | #VALUE!
[6 empty] | Normal Class GP blend 50MPa | Normal | Class | GP | blend | 50MPa | [10 empty] | #VALUE!
[6 empty] | Normal Class GP/FA blend 20MPa | Normal | Class | GP/FA | blend | 20MPa | [10 empty] | #VALUE!
[6 empty] | Normal Class GP/FA blend 25MPa | Normal | Class | GP/FA | blend | 25MPa | [10 empty] | #VALUE!
[6 empty] | Normal Class GP/FA blend 32MPa | Normal | Class | GP/FA | blend | 32MPa | [10 empty] | #VALUE!
[6 empty] | Normal Class GP/FA blend 40MPa | Normal | Class | GP/FA | blend | 40MPa | [10 empty] | #VALUE!
[6 empty] | Normal Class GP/FA blend 50MPa | Normal | Class | GP/FA | blend | 50MPa | [10 empty] | #VALUE!
[6 empty] | Normal Class GP/GGBFS blend 20MPa | Normal | Class | GP/GGBFS | blend | 20MPa | [10 empty] | #VALUE!
[6 empty] | Normal Class GP/GGBFS blend 25MPa | Normal | Class | GP/GGBFS | blend | 25MPa | [10 empty] | #VALUE!
[6 empty] | Normal Class GP/GGBFS blend 32MPa | Normal | Class | GP/GGBFS | blend | 32MPa | [10 empty] | #VALUE!
[6 empty] | Normal Class GP/GGBFS blend 40MPa | Normal | Class | GP/GGBFS | blend | 40MPa | [10 empty] | #VALUE!
[6 empty] | Normal Class GP/GGBFS blend 50MPa | Normal | Class | GP/GGBFS | blend | 50MPa | [10 empty] | #VALUE!
[6 empty] | Normal Class GP/GGBFS/FA blend 20MPa | Normal | Class | GP/GGBFS/FA | blend | 20MPa | [10 empty] | #VALUE!
[6 empty] | Normal Class GP/GGBFS/FA blend 25MPa | Normal | Class | GP/GGBFS/FA | blend | 25MPa | [10 empty] | #VALUE!
[6 empty] | Normal Class GP/GGBFS/FA blend 32MPa | Normal | Class | GP/GGBFS/FA | blend | 32MPa | [10 empty] | #VALUE!
[6 empty] | Normal Class GP/GGBFS /FA blend 40MPa | Normal | Class | GP/GGBFS | /FA | blend | 40MPa | [9 empty] | #VALUE!
[6 empty] | Normal Class GP/GGBFS/FA blend 50MPa | Normal | Class | GP/GGBFS/FA | blend | 50MPa | [10 empty] | #VALUE!
[6 empty] | ENVIROCRETE 30% 20MPa | ENVIROCRETE | 30% | 20MPa | [12 empty] | #VALUE!
[6 empty] | ENVIROCRETE 30% 25MPa | ENVIROCRETE | 30% | 25MPa | [12 empty] | #VALUE!
[6 empty] | ENVIROCRETE 30% 32MPa | ENVIROCRETE | 30% | 32MPa | [12 empty] | #VALUE!
[6 empty] | ENVIROCRETE 30% 40MPa | ENVIROCRETE | 30% | 40MPa | [12 empty] | #VALUE!
[6 empty] | ENVIROCRETE 30% 50MPa | ENVIROCRETE | 30% | 50MPa | [12 empty] | #VALUE!
[6 empty] | ENVIROCRETE 40% 20MPa | ENVIROCRETE | 40% | 20MPa | [12 empty] | #VALUE!
[6 empty] | ENVIROCRETE 40% 25MPa | ENVIROCRETE | 40% | 25MPa | [12 empty] | #VALUE!
[6 empty] | ENVIROCRETE 40% 32MPa | ENVIROCRETE | 40% | 32MPa | [12 empty] | #VALUE!
[6 empty] | ENVIROCRETE 40% 40MPa | ENVIROCRETE | 40% | 40MPa | [12 empty] | #VALUE!
[6 empty] | ENVIROCRETE 40% 50MPa | ENVIROCRETE | 40% | 50MPa | [12 empty] | #VALUE!
[6 empty] | ENVIROCRETE PLUS 20MPa | ENVIROCRETE | PLUS | 20MPa | [12 empty] | #VALUE!
[6 empty] | ENVIROCRETE PLUS 25MPa | ENVIROCRETE | PLUS | 25MPa | [12 empty] | #VALUE!
[6 empty] | ENVIROCRETE PLUS 50MPa | ENVIROCRETE | PLUS | 50MPa | [12 empty] | #VALUE!
[6 empty] | ENVISIA 20MPa | ENVISIA | 20MPa | [13 empty] | #VALUE!
[6 empty] | ENVIROCRETE PLUS 32MPa | ENVIROCRETE | PLUS | 32MPa | [12 empty] | #VALUE!
[6 empty] | ENVIROCRETE PLUS 40MPa | ENVIROCRETE | PLUS | 40MPa | [12 empty] | #VALUE!
[6 empty] | ENVISIA 25MPa | ENVISIA | 25MPa | [13 empty] | #VALUE!
[6 empty] | ENVISIA 32MPa | ENVISIA | 32MPa | [13 empty] | #VALUE!
[6 empty] | HIGH SLUMP 80MPa | HIGH | SLUMP | 80MPa | [12 empty] | #VALUE!
[6 empty] | TREMIE 40MPa | TREMIE | 40MPa | [13 empty] | #VALUE!
[6 empty] | TREMIE 50MPa | TREMIE | 50MPa | [13 empty] | #VALUE!
[6 empty] | ENVISIA 40MPa | ENVISIA | 40MPa | [13 empty] | #VALUE!
[6 empty] | TREMIE 65MPa | TREMIE | 65MPa | [13 empty] | #VALUE!
[6 empty] | SHOTCRETE 40MPa 10MM | SHOTCRETE | 40MPa | 10MM | [12 empty] | #VALUE!
[6 empty] | ENVISIA 50MPa | ENVISIA | 50MPa | [13 empty] | #VALUE!
[6 empty] | ENVISIA 65MPa | ENVISIA | 65MPa | [13 empty] | #VALUE!
[6 empty] | ENVISIA 80MPa | ENVISIA | 80MPa | [13 empty] | #VALUE!
[6 empty] | POST TENSIONED 40MPa 22@3 | POST | TENSIONED | 40MPa | 22@3 | [11 empty] | #VALUE!
[6 empty] | KERB MACHINE 25MPa 10MM | KERB | MACHINE | 25MPa | 10MM | [11 empty] | #VALUE!
[6 empty] | POST TENSIONED 40MPa 22@4 | POST | TENSIONED | 40MPa | 22@4 | [11 empty] | #VALUE!
[6 empty] | POST TENSIONED 40MPa 22@5 | POST | TENSIONED | 40MPa | 22@5 | [11 empty] | #VALUE!
[6 empty] | HIGH SLUMP 50MPa | HIGH | SLUMP | 50MPa | [12 empty] | #VALUE!
[6 empty] | HIGH SLUMP 65MPa | HIGH | SLUMP | 65MPa | [12 empty] | #VALUE!
[6 empty] | KERB MACHINE 32MPa 10MM | KERB | MACHINE | 32MPa | 10MM | [11 empty] | #VALUE!
[6 empty] | NO FINES 6:1 | NO | FINES | 6:1 | [12 empty] | #VALUE!
[6 empty] | TfNSW B80 40MPa 20MM TREMIE B2 EXPOSURE | TfNSW | B80 | 40MPa | 20MM | TREMIE | B2 | EXPOSURE | [8 empty] | #VALUE!
[6 empty] | STABILISED SAND 4:1 | STABILISED | SAND | 4:1 | [12 empty] | #VALUE!
[6 empty] | TfNSW B80 50MPa 20MM TREMIE CFA C1 EXPOSURE | TfNSW | B80 | 50MPa | 20MM | TREMIE | CFA | C1 | EXPOSURE | [7 empty] | #VALUE!
[6 empty] | TfNSW B80 50MPa 20MM PUMP B2 EXPOSURE | TfNSW | B80 | 50MPa | 20MM | PUMP | B2 | EXPOSURE | [8 empty] | #VALUE!
[6 empty] | TfNSW B80 50MPa 20MM TREMIE B2 EXPOSURE | TfNSW | B80 | 50MPa | 20MM | TREMIE | B2 | EXPOSURE | [8 empty] | #VALUE!
[6 empty] | TfNSW R83 35MPa 20MM HAND/MACHINE PLACED | TfNSW | R83 | 35MPa | 20MM | HAND/MACHINE | PLACED | [9 empty] | #VALUE!
[6 empty] | TfNSW B80 40MPa 20MM PUMP B1 EXPOSURE | TfNSW | B80 | 40MPa | 20MM | PUMP | B1 | EXPOSURE | [8 empty] | #VALUE!
[6 empty] | TfNSW B80 40MPa 20MM PUMP B2 EXPOSURE | TfNSW | B80 | 40MPa | 20MM | PUMP | B2 | EXPOSURE | [8 empty] | #VALUE!
[6 empty] | Normal Class GP blend 20MPa | Normal | Class | GP | blend | 20MPa | [10 empty] | #VALUE!
[6 empty] | Normal Class GP blend 25MPa | Normal | Class | GP | blend | 25MPa | [10 empty] | #VALUE!
[6 empty] | Normal Class GP blend 32MPa | Normal | Class | GP | blend | 32MPa | [10 empty] | #VALUE!
[6 empty] | Normal Class GP blend 40MPa | Normal | Class | GP | blend | 40MPa | [10 empty] | #VALUE!
[6 empty] | Normal Class GP blend 50MPa | Normal | Class | GP | blend | 50MPa | [10 empty] | #VALUE!
[6 empty] | Normal Class GP/FA blend 20MPa | Normal | Class | GP/FA | blend | 20MPa | [10 empty] | #VALUE!
[6 empty] | Normal Class GP/FA blend 25MPa | Normal | Class | GP/FA | blend | 25MPa | [10 empty] | #VALUE!
[6 empty] | Normal Class GP/FA blend 32MPa | Normal | Class | GP/FA | blend | 32MPa | [10 empty] | #VALUE!
[6 empty] | Normal Class GP/FA blend 40MPa | Normal | Class | GP/FA | blend | 40MPa | [10 empty] | #VALUE!
[6 empty] | KERB MACHINE 25MPa 10MM | KERB | MACHINE | 25MPa | 10MM | [11 empty] | #VALUE!
[6 empty] | Normal Class GP/FA blend 50MPa | Normal | Class | GP/FA | blend | 50MPa | [10 empty] | #VALUE!
[6 empty] | Normal Class GP/GGBFS blend 20MPa | Normal | Class | GP/GGBFS | blend | 20MPa | [10 empty] | #VALUE!
[6 empty] | Normal Class GP/GGBFS blend 25MPa | Normal | Class | GP/GGBFS | blend | 25MPa | [10 empty] | #VALUE!
[6 empty] | Normal Class GP/GGBFS blend 32MPa | Normal | Class | GP/GGBFS | blend | 32MPa | [10 empty] | #VALUE!
[6 empty] | Normal Class GP/GGBFS blend 40MPa | Normal | Class | GP/GGBFS | blend | 40MPa | [10 empty] | #VALUE!
[6 empty] | Normal Class GP/GGBFS blend 50MPa | Normal | Class | GP/GGBFS | blend | 50MPa | [10 empty] | #VALUE!
[6 empty] | Normal Class GP/GGBFS/FA blend 20MPa | Normal | Class | GP/GGBFS/FA | blend | 20MPa | [10 empty] | #VALUE!
[6 empty] | Normal Class GP/GGBFS/FA blend 25MPa | Normal | Class | GP/GGBFS/FA | blend | 25MPa | [10 empty] | #VALUE!
[6 empty] | KERB MACHINE 32MPa 10MM | KERB | MACHINE | 32MPa | 10MM | [11 empty] | #VALUE!
[6 empty] | NO FINES 6:1 | NO | FINES | 6:1 | [12 empty] | #VALUE!
[6 empty] | STABILISED SAND 8:1 | STABILISED | SAND | 8:1 | [12 empty] | #VALUE!
[6 empty] | STABILISED SAND 4:1 | STABILISED | SAND | 4:1 | [12 empty] | #VALUE!
[6 empty] | TfNSW B80 40MPa 20MM PUMP B1 EXPOSURE | TfNSW | B80 | 40MPa | 20MM | PUMP | B1 | EXPOSURE | [8 empty] | #VALUE!
[6 empty] | Normal Class GP/GGBFS/FA blend 32MPa | Normal | Class | GP/GGBFS/FA | blend | 32MPa | [10 empty] | #VALUE!
[6 empty] | Normal Class GP/GGBFS /FA blend 40MPa | Normal | Class | GP/GGBFS | /FA | blend | 40MPa | [9 empty] | #VALUE!
[6 empty] | Normal Class GP/GGBFS/FA blend 50MPa | Normal | Class | GP/GGBFS/FA | blend | 50MPa | [10 empty] | #VALUE!
[6 empty] | ENVIROCRETE 30% 20MPa | ENVIROCRETE | 30% | 20MPa | [12 empty] | #VALUE!
[6 empty] | TfNSW B80 40MPa 20MM PUMP B2 EXPOSURE | TfNSW | B80 | 40MPa | 20MM | PUMP | B2 | EXPOSURE | [8 empty] | #VALUE!
[6 empty] | TfNSW B80 40MPa 20MM TREMIE B2 EXPOSURE | TfNSW | B80 | 40MPa | 20MM | TREMIE | B2 | EXPOSURE | [8 empty] | #VALUE!
[6 empty] | TfNSW B80 50MPa 20MM TREMIE CFA C1 EXPOSURE | TfNSW | B80 | 50MPa | 20MM | TREMIE | CFA | C1 | EXPOSURE | [7 empty] | #VALUE!
[6 empty] | TfNSW B80 50MPA 20MM TREMIE B2 EXPOSURE | TfNSW | B80 | 50MPA | 20MM | TREMIE | B2 | EXPOSURE | [8 empty] | #VALUE!
[6 empty] | TfNSW R83 35MPa 20MM HAND/MACHINE PLACED | TfNSW | R83 | 35MPa | 20MM | HAND/MACHINE | PLACED | [9 empty] | #VALUE!
[6 empty] | ENVIROCRETE 30% 25MPa | ENVIROCRETE | 30% | 25MPa | [12 empty] | #VALUE!
[6 empty] | ENVIROCRETE 30% 32MPa | ENVIROCRETE | 30% | 32MPa | [12 empty] | #VALUE!
[6 empty] | ENVIROCRETE 30% 40MPa | ENVIROCRETE | 30% | 40MPa | [12 empty] | #VALUE!
[6 empty] | ENVIROCRETE 30% 50MPa | ENVIROCRETE | 30% | 50MPa | [12 empty] | #VALUE!
[6 empty] | ENVIROCRETE 40% 20MPa | ENVIROCRETE | 40% | 20MPa | [12 empty] | #VALUE!
[6 empty] | ENVIROCRETE 40% 25MPa | ENVIROCRETE | 40% | 25MPa | [12 empty] | #VALUE!
[6 empty] | ENVIROCRETE 40% 32MPa | ENVIROCRETE | 40% | 32MPa | [12 empty] | #VALUE!
[6 empty] | ENVIROCRETE 40% 40MPa | ENVIROCRETE | 40% | 40MPa | [12 empty] | #VALUE!
[6 empty] | ENVIROCRETE 40% 50MPa | ENVIROCRETE | 40% | 50MPa | [12 empty] | #VALUE!
[6 empty] | ENVIROCRETE PLUS 20MPa | ENVIROCRETE | PLUS | 20MPa | [12 empty] | #VALUE!
[6 empty] | ENVIROCRETE PLUS 25MPa | ENVIROCRETE | PLUS | 25MPa | [12 empty] | #VALUE!
[6 empty] | ENVIROCRETE PLUS 32MPa | ENVIROCRETE | PLUS | 32MPa | [12 empty] | #VALUE!
[6 empty] | ENVIROCRETE PLUS 40MPa | ENVIROCRETE | PLUS | 40MPa | [12 empty] | #VALUE!
[6 empty] | ENVIROCRETE PLUS 50MPa | ENVIROCRETE | PLUS | 50MPa | [12 empty] | #VALUE!
[6 empty] | ENVISIA 20MPa | ENVISIA | 20MPa | [13 empty] | #VALUE!
[6 empty] | ENVISIA 25MPa | ENVISIA | 25MPa | [13 empty] | #VALUE!
[6 empty] | ENVISIA 32MPa | ENVISIA | 32MPa | [13 empty] | #VALUE!
[6 empty] | ENVISIA 40MPa | ENVISIA | 40MPa | [13 empty] | #VALUE!
[6 empty] | ENVISIA 50MPa | ENVISIA | 50MPa | [13 empty] | #VALUE!
[6 empty] | ENVISIA 65MPa | ENVISIA | 65MPa | [13 empty] | #VALUE!
[6 empty] | ENVISIA 80MPa | ENVISIA | 80MPa | [13 empty] | #VALUE!
[6 empty] | POST TENSIONED 40MPa 22@3 | POST | TENSIONED | 40MPa | 22@3 | [11 empty] | #VALUE!
[6 empty] | POST TENSIONED 40MPa 22@4 | POST | TENSIONED | 40MPa | 22@4 | [11 empty] | #VALUE!
[6 empty] | POST TENSIONED 40MPa 22@5 | POST | TENSIONED | 40MPa | 22@5 | [11 empty] | #VALUE!
[6 empty] | HIGH SLUMP 50MPa | HIGH | SLUMP | 50MPa | [12 empty] | #VALUE!
[6 empty] | HIGH SLUMP 65MPa | HIGH | SLUMP | 65MPa | [12 empty] | #VALUE!
[6 empty] | HIGH SLUMP 80MPa | HIGH | SLUMP | 80MPa | [12 empty] | #VALUE!
[6 empty] | TREMIE 40MPa | TREMIE | 40MPa | [13 empty] | #VALUE!
[6 empty] | TREMIE 50MPa | TREMIE | 50MPa | [13 empty] | #VALUE!
[6 empty] | TREMIE 65MPa | TREMIE | 65MPa | [13 empty] | #VALUE!
[6 empty] | SHOTCRETE 40MPa 10MM | SHOTCRETE | 40MPa | 10MM | [12 empty] | #VALUE!
[6 empty] | Normal Class GP blend 20MPa | Normal | Class | GP | blend | 20MPa | [10 empty] | #VALUE!
[6 empty] | ENVISIA | S20
[6 empty] | ENVISIA | S25
[6 empty] | ENVISIA | S32
[6 empty] | ENVISIA | S40
[6 empty] | Normal | Class | 25MPa | 20/10mm
[6 empty] | ENVISIA | S50
[6 empty] | Normal | Class | 20MPa | 20/10mm
[6 empty] | Normal | Class | 40MPa | 20/10mm
[6 empty] | Kerb | Machine, | 25MPa | 10mm
[6 empty] | Normal | Class | 32MPa | 20/10mm
[6 empty] | Kerb | Machine, | 32MPa | 10mm
[6 empty] | Kerb | Machine, | 40MPa | 10mm
[6 empty] | TfNSW/RMS | B80 | 20/10mm, | Pump, | B1 | Exposure
[6 empty] | TfNSW/RMS | B80 | 20/10mm, | Pump | and | Tremie, | B2 | Exposure
[6 empty] | TfNSW | /RMS | B80 | 20/10mm, | Tremie, | B2 | and | CFA | C1 | Exposure
[6 empty] | TfNSW/RMS | R83 | 35MPa- | 20mm | Hand | / | Machine | placed
[6 empty] | TfNSW/RMS | R83 | 40MPa | - | 20mm | Hand | / | Machine | placed
[6 empty] | Stabilized | sand | 4:1
[6 empty] | Stabilized | sand | 8:1
[6 empty] | Stabilized | sand | 14:1
[6 empty] | No | Fines | 5:1 | 20mm
[6 empty] | No | Fines | 6:1 | 20mm
[6 empty] | Boral | NSW/ACT | Pre-mix | Concrete | EPD
[6 empty] | Boral | Northern | Territory | Region | Pre-mix | Concrete | EPD
[6 empty] | Boral | Northern | Territory | Region | Pre-mix | Concrete | EPD
[6 empty] | Normal | Class | GP | blend | 25MPa
[6 empty] | Normal | Class | GP | blend | 32MPa
[6 empty] | Normal | Class | GP | blend | 40MPa
[6 empty] | ENVISIA | 50MPa
[6 empty] | Normal | Class | GP | blend | 50MPa
[6 empty] | ENVISIA | 25MPa
[6 empty] | HIGH | STRENGTH | 50MPa
[6 empty] | HIGH | STRENGTH | 65MPa
[6 empty] | ENVISIA | 32MPa
[6 empty] | ENVISIA | 40MPa
[6 empty] | VICROADS | VR400 | 40MPa | 20MM | PUMP | B1 | EXPOSURE
[6 empty] | VICROADS | VR450 | 50MPa | 20MM | TREMIE | B2 | / | CFA | C1 | EXPOSURE
[6 empty] | Normal | Class | GP | blend | 20MPa
[6 empty] | Normal | Class | GP | blend | 25MPa
[6 empty] | Normal | Class | GP | blend | 32MPa
[6 empty] | ENVISIA | 25MPa
[6 empty] | Normal | Class | GP | blend | 40MPa
[6 empty] | Normal | Class | GP | blend | 50MPa
[6 empty] | ENVISIA | 32MPa
[6 empty] | ENVISIA | 50MPa
[6 empty] | ENVISIA | 40MPa
[6 empty] | HIGH | STRENGTH | 50MPa
[6 empty] | HIGH | STRENGTH | 65MPa
[6 empty] | VICROADS | VR400 | 40MPa | 20MM | PUMP | B1 | EXPOSURE
[6 empty] | VICROADS | VR450 | 50MPa | 20MM | TREMIE | B2 | / | CFA | C1 | EXPOSURE
[6 empty] | Normal | Class | GP | blend | 20MPa
[6 empty] | Normal | Class | GP | blend | 25MPa
[6 empty] | Normal | Class | GP | blend | 32MPa
[6 empty] | Normal | Class | GP | blend | 40MPa
[6 empty] | Normal | Class | GP | blend | 50MPa
[6 empty] | Normal | Class | GP/FA | blend | 20MPa
[6 empty] | Normal | Class | GP/FA | blend | 25MPa
[6 empty] | Normal | Class | GP/FA | blend | 32MPa
[6 empty] | Normal | Class | GP/FA | blend | 40MPa
[6 empty] | Normal | Class | GP/FA | blend | 50MPa
[6 empty] | Normal | Class | GP/GGBFS | blend | 20MPa
[6 empty] | Normal | Class | GP/GGBFS | blend | 25MPa
[6 empty] | Normal | Class | GP/GGBFS | blend | 32MPa
[6 empty] | Normal | Class | GP/GGBFS | blend | 40MPa
[6 empty] | Normal | Class | GP/GGBFS | blend | 50MPa
[6 empty] | ENVIROCRETE | 30% | 20MPa
[6 empty] | ENVIROCRETE | 30% | 25MPa
[6 empty] | ENVIROCRETE | 30% | 32MPa
[6 empty] | ENVIROCRETE | 30% | 40MPa
[6 empty] | ENVIROCRETE | 30% | 50MPa
[6 empty] | ENVIROCRETE | 40% | 20MPa
[6 empty] | ENVIROCRETE | 40% | 25MPa
[6 empty] | ENVIROCRETE | 40% | 32MPa
[6 empty] | ENVISIA | 80MPa
[6 empty] | POST | TENSIONED | 40MPa | 22@3
[6 empty] | ENVIROCRETE | 40% | 40MPa
[6 empty] | ENVIROCRETE | 40% | 50MPa
[6 empty] | ENVIROCRETE | PLUS | 20MPa
[6 empty] | ENVIROCRETE | PLUS | 25MPa
[6 empty] | ENVIROCRETE | PLUS | 32MPa
[6 empty] | ENVIROCRETE | PLUS | 40MPa
[6 empty] | ENVIROCRETE | PLUS | 50MPa
[6 empty] | ENVISIA | 20MPa
[6 empty] | ENVISIA | 25MPa
[6 empty] | POST | TENSIONED | 40MPa | 22@4
[6 empty] | POST | TENSIONED | 40MPa | 22@5
[6 empty] | HIGH | SLUMP | 50MPa
[6 empty] | HIGH | SLUMP | 65MPa
[6 empty] | ENVISIA | 32MPa
[6 empty] | ENVISIA | 40MPa
[6 empty] | ENVISIA | 50MPa
[6 empty] | ENVISIA | 65MPa
[6 empty] | HIGH | SLUMP | 80MPa
[6 empty] | TREMIE | 40MPa
[6 empty] | TREMIE | 50MPa
[6 empty] | TREMIE | 65MPa
[6 empty] | SHOTCRETE | 40MPa | 10MM
[6 empty] | KERB | MACHINE | 25MPa | 10MM
[6 empty] | KERB | MACHINE | 32MPa | 10MM
[6 empty] | NO | FINES | 6:1
[6 empty] | STABILISED | SAND | 14:1
[6 empty] | STABILISED | SAND | 8:1
[6 empty] | STABILISED | SAND | 4:1
[6 empty] | TfNSW | B80 | 40MPa | 20MM | PUMP | B1 | EXPOSURE
[6 empty] | TfNSW | B80 | 40MPa | 20MM | PUMP | B2 | EXPOSURE
[6 empty] | TfNSW | B80 | 40MPa | 20MM | TREMIE | B2 | EXPOSURE
[6 empty] | TfNSW | B80 | 50MPa | 20MM | TREMIE | CFA | C1 | EXPOSURE
[6 empty] | TfNSW | B80 | 50MPa | 20MM | TREMIE | B2 | EXPOSURE
[6 empty] | TfNSW | R83 | 35MPa | 20MM | HAND/MACHINE | PLACED
[6 empty] | Normal | Class | GP | blend | 20MPa
[6 empty] | Normal | Class | GP | blend | 25MPa
[6 empty] | Normal | Class | GP | blend | 25MPa
[6 empty] | Normal | Class | GP | blend | 32MPa
[6 empty] | Normal | Class | GP | blend | 40MPa
[6 empty] | Normal | Class | GP | blend | 50MPa
[6 empty] | Normal | Class | GP/FA | blend | 20MPa
[6 empty] | Normal | Class | GP/FA | blend | 25MPa
[6 empty] | Normal | Class | GP/FA | blend | 32MPa
[6 empty] | Normal | Class | GP/FA | blend | 40MPa
[6 empty] | ENVIROCRETE | 30% | 20MPa
[6 empty] | Normal | Class | GP/FA | blend | 50MPa
[6 empty] | Normal | Class | GP/GGBFS | blend | 20MPa
[6 empty] | Normal | Class | GP/GGBFS | blend | 25MPa
[6 empty] | ENVIROCRETE | 30% | 25MPa
[6 empty] | ENVIROCRETE | 30% | 32MPa
[6 empty] | ENVIROCRETE | 30% | 40MPa
[6 empty] | ENVIROCRETE | 30% | 50MPa
[6 empty] | ENVIROCRETE | 40% | 20MPa
[6 empty] | ENVIROCRETE | 40% | 25MPa
[6 empty] | ENVIROCRETE | 40% | 32MPa
[6 empty] | ENVIROCRETE | 40% | 40MPa
[6 empty] | ENVIROCRETE | 40% | 50MPa
[6 empty] | ENVIROCRETE | PLUS | 20MPa
[6 empty] | ENVIROCRETE | PLUS | 25MPa
[6 empty] | ENVIROCRETE | PLUS | 32MPa
[6 empty] | ENVIROCRETE | PLUS | 40MPa
[6 empty] | ENVIROCRETE | PLUS | 50MPa
[6 empty] | ENVISIA | 20MPa
[6 empty] | ENVISIA | 25MPa
[6 empty] | ENVISIA | 32MPa
[6 empty] | ENVISIA | 40MPa
[6 empty] | ENVISIA | 50MPa
[6 empty] | ENVISIA | 65MPa
[6 empty] | ENVISIA | 80MPa
[6 empty] | POST | TENSIONED | 40MPa | 22@3
[6 empty] | POST | TENSIONED | 40MPa | 22@4
[6 empty] | POST | TENSIONED | 40MPa | 22@5
[6 empty] | HIGH | SLUMP | 50MPa
[6 empty] | HIGH | SLUMP | 65MPa
[6 empty] | HIGH | SLUMP | 80MPa
[6 empty] | TREMIE | 40MPa
[6 empty] | TREMIE | 50MPa
[6 empty] | TREMIE | 65MPa
[6 empty] | SHOTCRETE | 40MPa | 10MM
[6 empty] | KERB | MACHINE | 25MPa | 10MM
[6 empty] | Normal | Class | GP/GGBFS | blend | 32MPa
[6 empty] | Normal | Class | GP/GGBFS | blend | 40MPa
[6 empty] | KERB | MACHINE | 32MPa | 10MM
[6 empty] | NO | FINES | 6:1
[6 empty] | STABILISED | SAND | 8:1
[6 empty] | STABILISED | SAND | 4:1
[6 empty] | Normal | Class | GP/GGBFS | blend | 50MPa
[6 empty] | TfNSW | B80 | 40MPa | 20MM | PUMP | B1 | EXPOSURE
[6 empty] | TfNSW | B80 | 40MPa | 20MM | PUMP | B2 | EXPOSURE
[6 empty] | TfNSW | B80 | 40MPa | 20MM | TREMIE | B2 | EXPOSURE
[6 empty] | TfNSW | B80 | 50MPa | 20MM | TREMIE | CFA | C1 | EXPOSURE
[6 empty] | TfNSW | B80 | 50MPa | 20MM | PUMP | B2 | EXPOSURE
[6 empty] | TfNSW | B80 | 50MPa | 20MM | TREMIE | B2 | EXPOSURE
[6 empty] | Normal | Class | GP | blend | 20MPa
[6 empty] | Normal | Class | GP | blend | 25MPa
[6 empty] | Normal | Class | GP | blend | 25MPa
[6 empty] | Normal | Class | GP | blend | 25MPa
[6 empty] | Normal | Class | GP | blend | 32MPa
[6 empty] | Normal | Class | GP | blend | 40MPa
[6 empty] | Normal | Class | GP | blend | 50MPa
[6 empty] | Normal | Class | GP/FA | blend | 20MPa
[6 empty] | Normal | Class | GP/FA | blend | 25MPa
[6 empty] | Normal | Class | GP/FA | blend | 32MPa
[6 empty] | Normal | Class | GP/FA | blend | 40MPa
[6 empty] | Normal | Class | GP/FA | blend | 50MPa
[6 empty] | Normal | Class | GP/GGBFS | blend | 20MPa
[6 empty] | Normal | Class | GP/GGBFS | blend | 25MPa
[6 empty] | Normal | Class | GP/GGBFS | blend | 32MPa
[6 empty] | Normal | Class | GP/GGBFS | blend | 40MPa
[6 empty] | Normal | Class | GP/GGBFS | blend | 50MPa
[6 empty] | Normal | Class | GP/GGBFS/FA | blend | 20MPa
[6 empty] | Normal | Class | GP/GGBFS/FA | blend | 25MPa
[6 empty] | Normal | Class | GP/GGBFS/FA | blend | 32MPa
[6 empty] | Normal | Class | GP/GGBFS | /FA | blend | 40MPa
[6 empty] | Normal | Class | GP/GGBFS/FA | blend | 50MPa
[6 empty] | ENVIROCRETE | 30% | 20MPa
[6 empty] | ENVIROCRETE | 30% | 25MPa
[6 empty] | ENVIROCRETE | 30% | 32MPa
[6 empty] | ENVIROCRETE | 30% | 40MPa
[6 empty] | ENVIROCRETE | 30% | 50MPa
[6 empty] | ENVIROCRETE | 40% | 20MPa
[6 empty] | ENVIROCRETE | 40% | 25MPa
[6 empty] | ENVIROCRETE | 40% | 32MPa
[6 empty] | ENVIROCRETE | 40% | 40MPa
[6 empty] | ENVIROCRETE | 40% | 50MPa
[6 empty] | ENVIROCRETE | PLUS | 20MPa
[6 empty] | ENVIROCRETE | PLUS | 25MPa
[6 empty] | ENVIROCRETE | PLUS | 50MPa
[6 empty] | ENVISIA | 20MPa
[6 empty] | ENVIROCRETE | PLUS | 32MPa
[6 empty] | ENVIROCRETE | PLUS | 40MPa
[6 empty] | ENVISIA | 25MPa
[6 empty] | ENVISIA | 32MPa
[6 empty] | HIGH | SLUMP | 80MPa
[6 empty] | TREMIE | 40MPa
[6 empty] | TREMIE | 50MPa
[6 empty] | ENVISIA | 40MPa
[6 empty] | TREMIE | 65MPa
[6 empty] | SHOTCRETE | 40MPa | 10MM
[6 empty] | ENVISIA | 50MPa
[6 empty] | ENVISIA | 65MPa
[6 empty] | ENVISIA | 80MPa
[6 empty] | POST | TENSIONED | 40MPa | 22@3
[6 empty] | KERB | MACHINE | 25MPa | 10MM
[6 empty] | POST | TENSIONED | 40MPa | 22@4
[6 empty] | POST | TENSIONED | 40MPa | 22@5
[6 empty] | HIGH | SLUMP | 50MPa
[6 empty] | HIGH | SLUMP | 65MPa
[6 empty] | KERB | MACHINE | 32MPa | 10MM
[6 empty] | NO | FINES | 6:1
[6 empty] | TfNSW | B80 | 40MPa | 20MM | TREMIE | B2 | EXPOSURE
[6 empty] | STABILISED | SAND | 4:1
[6 empty] | TfNSW | B80 | 50MPa | 20MM | TREMIE | CFA | C1 | EXPOSURE
[6 empty] | TfNSW | B80 | 50MPa | 20MM | PUMP | B2 | EXPOSURE
[6 empty] | TfNSW | B80 | 50MPa | 20MM | TREMIE | B2 | EXPOSURE
[6 empty] | TfNSW | R83 | 35MPa | 20MM | HAND/MACHINE | PLACED
[6 empty] | TfNSW | B80 | 40MPa | 20MM | PUMP | B1 | EXPOSURE
[6 empty] | TfNSW | B80 | 40MPa | 20MM | PUMP | B2 | EXPOSURE
[6 empty] | Normal | Class | GP | blend | 20MPa
[6 empty] | Normal | Class | GP | blend | 25MPa
[6 empty] | Normal | Class | GP | blend | 32MPa
[6 empty] | Normal | Class | GP | blend | 40MPa
[6 empty] | Normal | Class | GP | blend | 50MPa
[6 empty] | Normal | Class | GP/FA | blend | 20MPa
[6 empty] | Normal | Class | GP/FA | blend | 25MPa
[6 empty] | Normal | Class | GP/FA | blend | 32MPa
[6 empty] | Normal | Class | GP/FA | blend | 40MPa
[6 empty] | KERB | MACHINE | 25MPa | 10MM
[6 empty] | Normal | Class | GP/FA | blend | 50MPa
[6 empty] | Normal | Class | GP/GGBFS | blend | 20MPa
[6 empty] | Normal | Class | GP/GGBFS | blend | 25MPa
[6 empty] | Normal | Class | GP/GGBFS | blend | 32MPa
[6 empty] | Normal | Class | GP/GGBFS | blend | 40MPa
[6 empty] | Normal | Class | GP/GGBFS | blend | 50MPa
[6 empty] | Normal | Class | GP/GGBFS/FA | blend | 20MPa
[6 empty] | Normal | Class | GP/GGBFS/FA | blend | 25MPa
[6 empty] | KERB | MACHINE | 32MPa | 10MM
[6 empty] | NO | FINES | 6:1
[6 empty] | STABILISED | SAND | 8:1
[6 empty] | STABILISED | SAND | 4:1
[6 empty] | TfNSW | B80 | 40MPa | 20MM | PUMP | B1 | EXPOSURE
[6 empty] | Normal | Class | GP/GGBFS/FA | blend | 32MPa
[6 empty] | Normal | Class | GP/GGBFS | /FA | blend | 40MPa
[6 empty] | Normal | Class | GP/GGBFS/FA | blend | 50MPa
[6 empty] | ENVIROCRETE | 30% | 20MPa
[6 empty] | TfNSW | B80 | 40MPa | 20MM | PUMP | B2 | EXPOSURE
[6 empty] | TfNSW | B80 | 40MPa | 20MM | TREMIE | B2 | EXPOSURE
[6 empty] | TfNSW | B80 | 50MPa | 20MM | TREMIE | CFA | C1 | EXPOSURE
[6 empty] | TfNSW | B80 | 50MPA | 20MM | TREMIE | B2 | EXPOSURE
[6 empty] | TfNSW | R83 | 35MPa | 20MM | HAND/MACHINE | PLACED
[6 empty] | ENVIROCRETE | 30% | 25MPa
[6 empty] | ENVIROCRETE | 30% | 32MPa
[6 empty] | ENVIROCRETE | 30% | 40MPa
[6 empty] | ENVIROCRETE | 30% | 50MPa
[6 empty] | ENVIROCRETE | 40% | 20MPa
[6 empty] | ENVIROCRETE | 40% | 25MPa
[6 empty] | ENVIROCRETE | 40% | 32MPa
[6 empty] | ENVIROCRETE | 40% | 40MPa
[6 empty] | ENVIROCRETE | 40% | 50MPa
[6 empty] | ENVIROCRETE | PLUS | 20MPa
[6 empty] | ENVIROCRETE | PLUS | 25MPa
[6 empty] | ENVIROCRETE | PLUS | 32MPa
[6 empty] | ENVIROCRETE | PLUS | 40MPa
[6 empty] | ENVIROCRETE | PLUS | 50MPa
[6 empty] | ENVISIA | 20MPa
[6 empty] | ENVISIA | 25MPa
[6 empty] | ENVISIA | 32MPa
[6 empty] | ENVISIA | 40MPa
[6 empty] | ENVISIA | 50MPa
[6 empty] | ENVISIA | 65MPa
[6 empty] | ENVISIA | 80MPa
[6 empty] | POST | TENSIONED | 40MPa | 22@3
[6 empty] | POST | TENSIONED | 40MPa | 22@4
[6 empty] | POST | TENSIONED | 40MPa | 22@5
[6 empty] | HIGH | SLUMP | 50MPa
[6 empty] | HIGH | SLUMP | 65MPa
[6 empty] | HIGH | SLUMP | 80MPa
[6 empty] | TREMIE | 40MPa
[6 empty] | TREMIE | 50MPa
[6 empty] | TREMIE | 65MPa
[6 empty] | SHOTCRETE | 40MPa | 10MM
[6 empty] | Normal | Class | GP | blend | 20MPa
[6 empty] | ENVISIA | ENVISIA2 | ENVISIA3 | ENVISIA4 | Normal | ENVISIA5 | Normal6 | Normal7 | Kerb | Normal8 | Kerb9 | Kerb10 | TfNSW/RMS | TfNSW/RMS11 | TfNSW | TfNSW/RMS12 | TfNSW/RMS13 | Stabilized | Stabilized14 | Stabilized15 | No | No16 | Boral | Boral17 | Boral18 | Normal19 | Normal20 | Normal21 | ENVISIA22 | Normal23 | ENVISIA24 | HIGH | HIGH25 | ENVISIA26 | ENVISIA27 | VICROADS | VICROADS28 | Normal29 | Normal30 | Normal31 | ENVISIA32 | Normal33 | Normal34 | ENVISIA35 | ENVISIA36 | ENVISIA37 | HIGH38 | HIGH39 | VICROADS40 | VICROADS41 | Normal42 | Normal43 | Normal44 | Normal45 | Normal46 | Normal47 | Normal48 | Normal49 | Normal50 | Normal51 | Normal52 | Normal53 | Normal54 | Normal55 | Normal56 | ENVIROCRETE | ENVIROCRETE57 | ENVIROCRETE58 | ENVIROCRETE59 | ENVIROCRETE60 | ENVIROCRETE61 | ENVIROCRETE62 | ENVIROCRETE63 | ENVISIA64 | POST | ENVIROCRETE65 | ENVIROCRETE66 | ENVIROCRETE67 | ENVIROCRETE68 | ENVIROCRETE69 | ENVIROCRETE70 | ENVIROCRETE71 | ENVISIA72 | ENVISIA73 | POST74 | POST75 | HIGH76 | HIGH77 | ENVISIA78 | ENVISIA79 | ENVISIA80 | ENVISIA81 | HIGH82 | TREMIE | TREMIE83 | TREMIE84 | SHOTCRETE | KERB85 | KERB86 | NO87 | STABILISED | STABILISED88 | STABILISED89 | TfNSW90 | TfNSW91 | TfNSW92 | TfNSW93 | TfNSW94 | TfNSW95 | Normal96 | Normal97 | Normal98 | Normal99 | Normal100 | Normal101 | Normal102 | Normal103 | Normal104 | Normal105 | ENVIROCRETE106 | Normal107 | Normal108 | Normal109 | ENVIROCRETE110 | ENVIROCRETE111 | ENVIROCRETE112 | ENVIROCRETE113 | ENVIROCRETE114 | ENVIROCRETE115 | ENVIROCRETE116 | ENVIROCRETE117 | ENVIROCRETE118 | ENVIROCRETE119 | ENVIROCRETE120 | ENVIROCRETE121 | ENVIROCRETE122 | ENVIROCRETE123 | ENVISIA124 | ENVISIA125 | ENVISIA126 | ENVISIA127 | ENVISIA128 | ENVISIA129 | ENVISIA130 | POST131 | POST132 | POST133 | HIGH134 | HIGH135 | HIGH136 | TREMIE137 | TREMIE138 | TREMIE139 | SHOTCRETE140 | KERB141 | Normal142 | Normal143 | KERB144 | NO145 | STABILISED146 | STABILISED147 | Normal148 | TfNSW149 | TfNSW150 | TfNSW151 | TfNSW152 | TfNSW153 | TfNSW154 | Normal155 | Normal156 | Normal157 | Normal158 | Normal159 | Normal160 | Normal161 | Normal162 | Normal163 | Normal164 | Normal165 | Normal166 | Normal167 | Normal168 | Normal169 | Normal170 | Normal171 | Normal172 | Normal173 | Normal174 | Normal175 | Normal176 | ENVIROCRETE177 | ENVIROCRETE178 | ENVIROCRETE179 | ENVIROCRETE180 | ENVIROCRETE181 | ENVIROCRETE182 | ENVIROCRETE183 | ENVIROCRETE184 | ENVIROCRETE185 | ENVIROCRETE186 | ENVIROCRETE187 | ENVIROCRETE188 | ENVIROCRETE189 | ENVISIA190 | ENVIROCRETE191 | ENVIROCRETE192 | ENVISIA193 | ENVISIA194 | HIGH195 | TREMIE196 | TREMIE197 | ENVISIA198 | TREMIE199 | SHOTCRETE200 | ENVISIA201 | ENVISIA202 | ENVISIA203 | POST204 | KERB205 | POST206 | POST207 | HIGH208 | HIGH209 | KERB210 | NO211 | TfNSW212 | STABILISED213 | TfNSW214 | TfNSW215 | TfNSW216 | TfNSW217 | TfNSW218 | TfNSW219 | Normal220 | Normal221 | Normal222 | Normal223 | Normal224 | Normal225 | Normal226 | Normal227 | Normal228 | KERB229 | Normal230 | Normal231 | Normal232 | Normal233 | Normal234 | Normal235 | Normal236 | Normal237 | KERB238 | NO239 | STABILISED240 | STABILISED241 | TfNSW242 | Normal243 | Normal244 | Normal245 | ENVIROCRETE246 | TfNSW247 | TfNSW248 | TfNSW249 | TfNSW250 | TfNSW251 | ENVIROCRETE252 | ENVIROCRETE253 | ENVIROCRETE254 | ENVIROCRETE255 | ENVIROCRETE256 | ENVIROCRETE257 | ENVIROCRETE258 | ENVIROCRETE259 | ENVIROCRETE260 | ENVIROCRETE261 | ENVIROCRETE262 | ENVIROCRETE263 | ENVIROCRETE264 | ENVIROCRETE265 | ENVISIA266 | ENVISIA267 | ENVISIA268 | ENVISIA269 | ENVISIA270 | ENVISIA271 | ENVISIA272 | POST273 | POST274 | POST275 | HIGH276 | HIGH277 | HIGH278 | TREMIE279 | TREMIE280 | TREMIE281 | SHOTCRETE282 | Normal283
[6 empty] | S20 | S25 | S32 | S40 | Class | S50 | Class | Class | Machine, | Class | Machine, | Machine, | B80 | B80 | /RMS | R83 | R83 | sand | sand | sand | Fines | Fines | NSW/ACT | Northern | Northern | Class | Class | Class | 50MPa | Class | 25MPa | STRENGTH | STRENGTH | 32MPa | 40MPa | VR400 | VR450 | Class | Class | Class | 25MPa | Class | Class | 32MPa | 50MPa | 40MPa | STRENGTH | STRENGTH | VR400 | VR450 | Class | Class | Class | Class | Class | Class | Class | Class | Class | Class | Class | Class | Class | Class | Class | 30% | 30% | 30% | 30% | 30% | 40% | 40% | 40% | 80MPa | TENSIONED | 40% | 40% | PLUS | PLUS | PLUS | PLUS | PLUS | 20MPa | 25MPa | TENSIONED | TENSIONED | SLUMP | SLUMP | 32MPa | 40MPa | 50MPa | 65MPa | SLUMP | 40MPa | 50MPa | 65MPa | 40MPa | MACHINE | MACHINE | FINES | SAND | SAND | SAND | B80 | B80 | B80 | B80 | B80 | R83 | Class | Class | Class | Class | Class | Class | Class | Class | Class | Class | 30% | Class | Class | Class | 30% | 30% | 30% | 30% | 40% | 40% | 40% | 40% | 40% | PLUS | PLUS | PLUS | PLUS | PLUS | 20MPa | 25MPa | 32MPa | 40MPa | 50MPa | 65MPa | 80MPa | TENSIONED | TENSIONED | TENSIONED | SLUMP | SLUMP | SLUMP | 40MPa | 50MPa | 65MPa | 40MPa | MACHINE | Class | Class | MACHINE | FINES | SAND | SAND | Class | B80 | B80 | B80 | B80 | B80 | B80 | Class | Class | Class | Class | Class | Class | Class | Class | Class | Class | Class | Class | Class | Class | Class | Class | Class | Class | Class | Class | Class | Class | 30% | 30% | 30% | 30% | 30% | 40% | 40% | 40% | 40% | 40% | PLUS | PLUS | PLUS | 20MPa | PLUS | PLUS | 25MPa | 32MPa | SLUMP | 40MPa | 50MPa | 40MPa | 65MPa | 40MPa | 50MPa | 65MPa | 80MPa | TENSIONED | MACHINE | TENSIONED | TENSIONED | SLUMP | SLUMP | MACHINE | FINES | B80 | SAND | B80 | B80 | B80 | R83 | B80 | B80 | Class | Class | Class | Class | Class | Class | Class | Class | Class | MACHINE | Class | Class | Class | Class | Class | Class | Class | Class | MACHINE | FINES | SAND | SAND | B80 | Class | Class | Class | 30% | B80 | B80 | B80 | B80 | R83 | 30% | 30% | 30% | 30% | 40% | 40% | 40% | 40% | 40% | PLUS | PLUS | PLUS | PLUS | PLUS | 20MPa | 25MPa | 32MPa | 40MPa | 50MPa | 65MPa | 80MPa | TENSIONED | TENSIONED | TENSIONED | SLUMP | SLUMP | SLUMP | 40MPa | 50MPa | 65MPa | 40MPa | Class
[10 empty] | 25MPa |  | 20MPa | 40MPa | 25MPa | 32MPa | 32MPa | 40MPa | 20/10mm, | 20/10mm, | B80 | 35MPa- | 40MPa | 4:1 | 8:1 | 14:1 | 5:1 | 6:1 | Pre-mix | Territory | Territory | GP | GP | GP |  | GP |  | 50MPa | 65MPa |  |  | 40MPa | 50MPa | GP | GP | GP |  | GP | GP |  |  |  | 50MPa | 65MPa | 40MPa | 50MPa | GP | GP | GP | GP | GP | GP/FA | GP/FA | GP/FA | GP/FA | GP/FA | GP/GGBFS | GP/GGBFS | GP/GGBFS | GP/GGBFS | GP/GGBFS | 20MPa | 25MPa | 32MPa | 40MPa | 50MPa | 20MPa | 25MPa | 32MPa |  | 40MPa | 40MPa | 50MPa | 20MPa | 25MPa | 32MPa | 40MPa | 50MPa |  |  | 40MPa | 40MPa | 50MPa | 65MPa |  |  |  |  | 80MPa |  |  |  | 10MM | 25MPa | 32MPa | 6:1 | 14:1 | 8:1 | 4:1 | 40MPa | 40MPa | 40MPa | 50MPa | 50MPa | 35MPa | GP | GP | GP | GP | GP | GP | GP/FA | GP/FA | GP/FA | GP/FA | 20MPa | GP/FA | GP/GGBFS | GP/GGBFS | 25MPa | 32MPa | 40MPa | 50MPa | 20MPa | 25MPa | 32MPa | 40MPa | 50MPa | 20MPa | 25MPa | 32MPa | 40MPa | 50MPa | [7 empty] | 40MPa | 40MPa | 40MPa | 50MPa | 65MPa | 80MPa |  |  |  | 10MM | 25MPa | GP/GGBFS | GP/GGBFS | 32MPa | 6:1 | 8:1 | 4:1 | GP/GGBFS | 40MPa | 40MPa | 40MPa | 50MPa | 50MPa | 50MPa | GP | GP | GP | GP | GP | GP | GP | GP/FA | GP/FA | GP/FA | GP/FA | GP/FA | GP/GGBFS | GP/GGBFS | GP/GGBFS | GP/GGBFS | GP/GGBFS | GP/GGBFS/FA | GP/GGBFS/FA | GP/GGBFS/FA | GP/GGBFS | GP/GGBFS/FA | 20MPa | 25MPa | 32MPa | 40MPa | 50MPa | 20MPa | 25MPa | 32MPa | 40MPa | 50MPa | 20MPa | 25MPa | 50MPa |  | 32MPa | 40MPa |  |  | 80MPa |  |  |  |  | 10MM |  |  |  | 40MPa | 25MPa | 40MPa | 40MPa | 50MPa | 65MPa | 32MPa | 6:1 | 40MPa | 4:1 | 50MPa | 50MPa | 50MPa | 35MPa | 40MPa | 40MPa | GP | GP | GP | GP | GP | GP/FA | GP/FA | GP/FA | GP/FA | 25MPa | GP/FA | GP/GGBFS | GP/GGBFS | GP/GGBFS | GP/GGBFS | GP/GGBFS | GP/GGBFS/FA | GP/GGBFS/FA | 32MPa | 6:1 | 8:1 | 4:1 | 40MPa | GP/GGBFS/FA | GP/GGBFS | GP/GGBFS/FA | 20MPa | 40MPa | 40MPa | 50MPa | 50MPA | 35MPa | 25MPa | 32MPa | 40MPa | 50MPa | 20MPa | 25MPa | 32MPa | 40MPa | 50MPa | 20MPa | 25MPa | 32MPa | 40MPa | 50MPa | [7 empty] | 40MPa | 40MPa | 40MPa | 50MPa | 65MPa | 80MPa |  |  |  | 10MM | GP
[10 empty] | 20/10mm |  | 20/10mm | 20/10mm | 10mm | 20/10mm | 10mm | 10mm | Pump, | Pump | 20/10mm, | 20mm | - |  |  |  | 20mm | 20mm | Concrete | Region | Region | blend | blend | blend |  | blend | [5 empty] | 20MM | 20MM | blend | blend | blend |  | blend | blend | [5 empty] | 20MM | 20MM | blend | blend | blend | blend | blend | blend | blend | blend | blend | blend | blend | blend | blend | blend | blend | [9 empty] | 22@3 | [9 empty] | 22@4 | 22@5 | [11 empty] | 10MM | 10MM |  |  |  |  | 20MM | 20MM | 20MM | 20MM | 20MM | 20MM | blend | blend | blend | blend | blend | blend | blend | blend | blend | blend |  | blend | blend | blend | [21 empty] | 22@3 | 22@4 | 22@5 | [7 empty] | 10MM | blend | blend | 10MM |  |  |  | blend | 20MM | 20MM | 20MM | 20MM | 20MM | 20MM | blend | blend | blend | blend | blend | blend | blend | blend | blend | blend | blend | blend | blend | blend | blend | blend | blend | blend | blend | blend | /FA | blend | [27 empty] | 22@3 | 10MM | 22@4 | 22@5 |  |  | 10MM |  | 20MM |  | 20MM | 20MM | 20MM | 20MM | 20MM | 20MM | blend | blend | blend | blend | blend | blend | blend | blend | blend | 10MM | blend | blend | blend | blend | blend | blend | blend | blend | 10MM |  |  |  | 20MM | blend | /FA | blend |  | 20MM | 20MM | 20MM | 20MM | 20MM | [21 empty] | 22@3 | 22@4 | 22@5 | [7 empty] | blend
[18 empty] | B1 | and | Tremie, | Hand | 20mm | [5 empty] | EPD | Pre-mix | Pre-mix | 25MPa | 32MPa | 40MPa |  | 50MPa | [5 empty] | PUMP | TREMIE | 20MPa | 25MPa | 32MPa |  | 40MPa | 50MPa | [5 empty] | PUMP | TREMIE | 20MPa | 25MPa | 32MPa | 40MPa | 50MPa | 20MPa | 25MPa | 32MPa | 40MPa | 50MPa | 20MPa | 25MPa | 32MPa | 40MPa | 50MPa | [38 empty] | PUMP | PUMP | TREMIE | TREMIE | TREMIE | HAND/MACHINE | 20MPa | 25MPa | 25MPa | 32MPa | 40MPa | 50MPa | 20MPa | 25MPa | 32MPa | 40MPa |  | 50MPa | 20MPa | 25MPa | [32 empty] | 32MPa | 40MPa |  |  |  |  | 50MPa | PUMP | PUMP | TREMIE | TREMIE | PUMP | TREMIE | 20MPa | 25MPa | 25MPa | 25MPa | 32MPa | 40MPa | 50MPa | 20MPa | 25MPa | 32MPa | 40MPa | 50MPa | 20MPa | 25MPa | 32MPa | 40MPa | 50MPa | 20MPa | 25MPa | 32MPa | blend | 50MPa | [35 empty] | TREMIE |  | TREMIE | PUMP | TREMIE | HAND/MACHINE | PUMP | PUMP | 20MPa | 25MPa | 32MPa | 40MPa | 50MPa | 20MPa | 25MPa | 32MPa | 40MPa |  | 50MPa | 20MPa | 25MPa | 32MPa | 40MPa | 50MPa | 20MPa | 25MPa |  |  |  |  | PUMP | 32MPa | blend | 50MPa |  | PUMP | TREMIE | TREMIE | TREMIE | HAND/MACHINE | [31 empty] | 20MPa
[18 empty] | Exposure | Tremie, | B2 | / | Hand | [6 empty] | Concrete | Concrete | [10 empty] | B1 | B2 | [11 empty] | B1 | B2 | [53 empty] | B1 | B2 | B2 | CFA | B2 | PLACED | [52 empty] | TfNSW149: B1; TfNSW150: B2; TfNSW151: B2; TfNSW152: CFA; TfNSW153: B2; TfNSW154: B2; Normal175: 40MPa | [35 empty] | B2 |  | CFA | B2 | B2 | PLACED | B1 | B2 | [22 empty] | B1 |  | 40MPa |  |  | B2 | B2 | CFA | B2 | PLACED
[19 empty] | B2 | and | Machine | / | [6 empty] | EPD | EPD | [10 empty] | EXPOSURE | / | [11 empty] | EXPOSURE | / | [53 empty] | EXPOSURE | EXPOSURE | EXPOSURE | C1 | EXPOSURE | [53 empty] | TfNSW149: EXPOSURE; TfNSW150: EXPOSURE; TfNSW151: EXPOSURE; TfNSW152: C1; TfNSW153: EXPOSURE; TfNSW154: EXPOSURE | [35 empty] | EXPOSURE |  | C1 | EXPOSURE | EXPOSURE |  | EXPOSURE | EXPOSURE | [22 empty] | EXPOSURE |  |  |  |  | EXPOSURE | EXPOSURE | C1 | EXPOSURE
[19 empty] | Exposure | CFA | placed | Machine | [19 empty] | CFA | [12 empty] | CFA | [56 empty] | EXPOSURE | [54 empty] | TfNSW152: EXPOSURE | [37 empty] | EXPOSURE | [34 empty] | EXPOSURE
[20 empty] | C1 |  | placed | [19 empty] | C1 | [12 empty] | C1
[20 empty] | Exposure | [21 empty] | EXPOSURE | [12 empty] | EXPOSURE

## Humes_conc. (hidden)
https://epd-australasia.com/wp-content/uploads/2020/12/EPD_Humes_Precast-and-Prestressed-Concrete-Products_v1.0_20201222.pdf
Sydney NSW | [6 empty] | Tamworth, NSW |  |  |  |  | Ipswich, QLD | [6 empty] | Rockhampton, QLD | [6 empty] | Townsville, QLD | [6 empty] | Melbourne (Laverton), VIC | [6 empty] | Echuca, VIC | [6 empty] | Adelaide (Pooraka), SA |  |  |  |  | Perth (Welshpool), WA | [5 empty] | Darwin (Winnellie), NT
Column1 | Column2 | Column3 | Column4 | Column5 |  |  | Column1 | Column2 | Column3 | Column4 |  | Column1 | Column2 | Column3 | Column4 | Column5 | Column6 |  | Column1 | Column2 | Column3 | Column4 | Column5 | Column6 |  | Column1 | Column2 | Column3 | Column4 | Column5 | Column6 |  | Column1 | Column2 | Column3 | Column4 | Column5 | Column6 |  | Column1 | Column2 | Column3 | Column4 | Column5 | Column6 | Column7 | Column1 | Column2 | Column3 | Column4 | Column5 | Column1 | Column2 | Column3 | Column4 | Column5 | Column6 | Column1 | Column2 | Column3 | Column4 | Column5
Mix density (kg/m^{3} ) | 2,340 kg/m^{3} | 2,360 kg/m^{3} | 2,360 kg/m^{3} |  |  |  | Mix density (kg/m^{3} ) | 2,380 kg/m^{3} | 2,380 kg/m^{3} |  |  | Mix density (kg/m^{3} ) | 2,400 kg/m^{3} | 2,360 kg/m^{3} | 2,400 kg/m^{3} | 2,400 kg/m^{3} |  |  | Mix density (kg/m^{3} ) | 2,440 kg/m^{3} | 2,440 kg/m^{3} | 2,420 kg/m^{3} |  |  |  | Mix density (kg/m^{3} ) | 2,380 kg/m^{3} | 2,380 kg/m^{3} | 2,380 kg/m^{3} |  |  |  | Mix density (kg/m^{3} ) | 2,420 kg/m^{3} | 2,400 kg/m^{3} | 2,400 kg/m^{3} |  |  |  | Mix density (kg/m^{3} ) | 2,480 kg/m^{3} | 2,480 kg/m^{3} | 2,480 kg/m^{3} | 2,500 kg/m^{3} |  |  | Mix density (kg/m^{3} ) | 2,400 kg/m^{3} | 2,400 kg/m^{3} | 2,400 kg/m^{3} |  | Mix density (kg/m^{3} ) | 2,400 kg/m^{3} | 2,400 kg/m^{3} | 2,520 kg/m^{3} |  |  | Table 14: Environmental indicators, precast concrete products manufactured in Darwin, stages A1-A3, per tonne of concrete and kg of reinforcement steel
Environmental Indicator | 1t Humes Routine Mix (NS501F-891) | 1t Project Specific Mix (NS501F-895) | 1t High Early Strength Mix (NS501G-893) | 1 kg reinforcement steel, Sydney |  |  | Environmental Indicator | 1t Humes Routine Mix (NS504M550) | 1t Project Specific Mix (NS602F180) | 1 kg reinforcement steel, Tamworth |  | Environmental Indicator | 1t Humes Current Routine Mix (QS502F500) | 1t Humes Archived Routine Mix (QS502F520) | 1t Project Specific Mix (QS552T500) | 1t High Early Strength Mix (QS502FDBL) | 1 kg reinforcement steel, Ipswich |  | Environmental Indicator | 1t Humes Routine Mix (490-20-SWC) | 1t Project Specific Mix (520-20-SWC) | 1t High Early Strength Mix (550-20-SWC) | 1 kg reinforcement steel, Rockhampton | 1 kg steel strand, Rockhampton |  | Environmental Indicator | 1t Humes Routine Mix (QS502F520/ QS552F520) | 1t Project Specific Mix (QS502F490) | 1t High Early Strength Mix (QS502HUME/ QS552HUME) | 1 kg reinforcement steel, Townsville | 1 kg steel strand, Townsville |  | Environmental Indicator | 1t Humes Routine Mix (VS502V5HE) | 1t Project Specific Mix (VS502VR18) | 1t High Early Strength Mix (VS501FSWC) | 1 kg reinforcement steel, Melbourne | 1 kg steel strand, Melbourne |  | Environmental Indicator | 1t Humes Routine Mix (VS504FVPW/ SWC55050FA) | 1t Project Specific Mix (VS504GVP5/ 460E650) | 1t Project Specific Mix (VS504FVP5/ 460E650FA) | 1t High Early Strength Mix (VS504GVPW/ SWC55050) | 1 kg reinforce ment steel, Echuca | 1 kg steel strand, Echuca | Environmental Indicator | 1t Humes Routine Mix (SS501FSWL) | 1t Project Specific Mix (SS502FHE5) | 1t Project Specific (Slag) Mix (SS501EN50) | 1 kg reinforcement steel, Adelaide | Environmental Indicator | 1t Humes Routine Mix (Precast - TP14) | 1t Project Specific Mix (WS654TP04) | 1t Project Specific (Pre-stress) Mix (Prestress -TP04) | 1 kg reinforcement steel, Perth | 1 kg steel strand, Perth | Mix density (kg/m^{3} ) | 2,400 kg/m^{3} | 2,400 kg/m^{3} | 2,400 kg/m^{3}
GWP [kg CO_{2} eq] | 2.96E+02 | 2.75E+02 | 3.57E+02 | 1.11E+00 |  |  | GWP [kg CO_{2} eq] | 2.15E+02 | 2.01E+02 | 1.74E+00 |  | GWP [kg CO_{2} eq] | 2.02E+02 | 2.04E+02 | 1.71E+02 | 2.24E+02 | 1.98E+00 |  | GWP [kg CO_{2} eq] | 2.01E+02 | 2.09E+02 | 2.16E+02 | 1.84E+00 | 3.22E+00 |  | GWP [kg CO_{2} eq] | 2.21E+02 | 2.12E+02 | 2.29E+02 | 1.74E+00 | 3.19E+00 |  | GWP [kg CO_{2} eq] | 3.05E+02 | 2.39E+02 | 3.26E+02 | 1.96E+00 | 3.69E+00 |  | GWP [kg CO_{2} eq] | 2.44E+02 | 2.52E+02 | 2.13E+02 | 2.85E+02 | 1.06E+00 | 3.26E+00 | GWP [kg CO_{2} eq] | 2.35E+02 | 2.78E+02 | 1.95E+02 | 1.18E+00 | GWP [kg CO_{2} eq] | 2.51E+02 | 1.91E+02 | 2.12E+02 | 9.88E-01 | 3.14E+00 | Environmental Indicator | 1t Humes Routine Mix (HBSCS50HI) | 1t Project Specific Mix (HBS50SCC10) | 1t Project Specific (Low-heat) Mix (SC S50SCC10 (LH)) | 1 kg reinforcement steel, Darwin
ODP [kg CFC11 eq] | 2.69E-06 | 2.51E-06 | 2.93E-06 | 8.64E-08 |  |  | ODP [kg CFC11 eq] | 3.74E-06 | 3.57E-06 | 2.57E-09 |  | ODP [kg CFC11 eq] | 2.00E-06 | 1.95E-06 | 2.15E-06 | 2.08E-06 | 7.29E-09 |  | ODP [kg CFC11 eq] | 1.88E-06 | 1.92E-06 | 1.95E-06 | 1.16E-08 | 1.74E-07 |  | ODP [kg CFC11 eq] | 2.76E-06 | 2.69E-06 | 2.82E-06 | 9.91E-10 | 1.70E-07 |  | ODP [kg CFC11 eq] | 3.34E-06 | 2.86E-06 | 3.21E-06 | 3.72E-09 | 1.98E-07 |  | ODP [kg CFC11 eq] | 3.55E-06 | 2.94E-06 | 3.18E-06 | 3.21E-06 | 8.34E-08 | 1.75E-07 | ODP [kg CFC11 eq] | 3.52E-06 | 4.00E-06 | 3.68E-06 | 8.48E-08 | ODP [kg CFC11 eq] | 4.13E-06 | 4.06E-06 | 3.62E-06 | 7.58E-08 | 1.66E-07 | GWP [kg CO_{2} eq] | 2.69E+02 | 2.49E+02 | 1.75E+02 | 1.35E+00
AP [kg SO_{2} eq] | 4.93E-01 | 4.48E-01 | 6.14E-01 | 6.18E-03 |  |  | AP [kg SO_{2} eq] | 5.02E-01 | 4.69E-01 | 5.37E-03 |  | AP [kg SO_{2} eq] | 4.84E-01 | 4.88E-01 | 4.72E-01 | 5.26E-01 | 5.87E-03 |  | AP [kg SO_{2} eq] | 3.92E-01 | 4.09E-01 | 4.22E-01 | 5.64E-03 | 1.32E-02 |  | AP [kg SO_{2} eq] | 4.80E-01 | 4.59E-01 | 4.98E-01 | 5.34E-03 | 1.43E-02 |  | AP [kg SO_{2} eq] | 6.16E-01 | 4.71E-01 | 6.46E-01 | 6.14E-03 | 1.69E-02 |  | AP [kg SO_{2} eq] | 5.09E-01 | 4.90E-01 | 4.34E-01 | 5.64E-01 | 5.75E-03 | 1.49E-02 | AP [kg SO_{2} eq] | 4.85E-01 | 5.84E-01 | 4.51E-01 | 6.16E-03 | AP [kg SO_{2} eq] | 9.59E-01 | 7.98E-01 | 8.06E-01 | 4.85E-03 | 1.39E-02 | ODP [kg CFC11 eq] | 5.55E-06 | 4.84E-06 | 4.21E-06 | 1.00E-07
EP [kg PO_{4}^{3-} eq] | 1.05E-01 | 9.60E-02 | 1.30E-01 | 8.07E-04 |  |  | EP [kg PO_{4}^{3-} eq] | 1.06E-01 | 9.89E-02 | 5.84E-04 |  | EP [kg PO_{4}^{3-} eq] | 1.05E-01 | 1.06E-01 | 9.57E-02 | 1.14E-01 | 6.56E-04 |  | EP [kg PO_{4}^{3-} eq] | 8.40E-02 | 8.73E-02 | 8.99E-02 | 6.35E-04 | 2.12E-03 |  | EP [kg PO_{4}^{3-} eq] | 1.04E-01 | 9.99E-02 | 1.08E-01 | 5.80E-04 | 2.20E-03 |  | EP [kg PO_{4}^{3-} eq] | 1.32E-01 | 1.02E-01 | 1.38E-01 | 6.75E-04 | 2.57E-03 |  | EP [kg PO_{4}^{3-} eq] | 1.09E-01 | 1.04E-01 | 9.30E-02 | 1.19E-01 | 7.47E-04 | 2.27E-03 | EP [kg PO_{4}^{3-} eq] | 1.03E-01 | 1.23E-01 | 8.71E-02 | 8.17E-04 | EP [kg PO_{4}^{3-} eq] | 1.36E-01 | 1.09E-01 | 1.16E-01 | 6.52E-04 | 2.15E-03 | AP [kg SO_{2} eq] | 1.01E+00 | 9.18E-01 | 7.01E-01 | 6.04E-03
POCP [kg C_{2} H_{4} eq] | 3.64E-02 | 3.35E-02 | 4.25E-02 | 7.95E-04 |  |  | POCP [kg C_{2} H_{4} eq] | 3.57E-02 | 3.37E-02 | 1.01E-03 |  | POCP [kg C_{2} H_{4} eq] | 2.98E-02 | 2.98E-02 | 2.95E-02 | 3.21E-02 | 1.26E-03 |  | POCP [kg C_{2} H_{4} eq] | 2.71E-02 | 2.80E-02 | 2.87E-02 | 1.09E-03 | 3.93E-03 |  | POCP [kg C_{2} H_{4} eq] | 3.15E-02 | 3.06E-02 | 3.25E-02 | 1.03E-03 | 3.95E-03 |  | POCP [kg C_{2} H_{4} eq] | 3.75E-02 | 3.00E-02 | 3.92E-02 | 1.13E-03 | 4.56E-03 |  | POCP [kg C_{2} H_{4} eq] | 3.56E-02 | 3.45E-02 | 3.13E-02 | 3.86E-02 | 7.59E-04 | 4.02E-03 | POCP [kg C_{2} H_{4} eq] | 3.59E-02 | 4.13E-02 | 3.58E-02 | 8.04E-04 | POCP [kg C_{2} H_{4} eq] | 5.27E-02 | 4.86E-02 | 4.49E-02 | 6.93E-04 | 3.89E-03 | EP [kg PO_{4}^{3-} eq] | 1.50E-01 | 1.37E-01 | 1.03E-01 | 9.63E-04
ADPE [kg Sb eq] | 7.20E-06 | 5.94E-06 | 6.28E-06 | 7.63E-06 |  |  | ADPE [kg Sb eq] | 9.15E-06 | 8.49E-06 | 4.54E-07 |  | ADPE [kg Sb eq] | 7.42E-06 | 7.03E-06 | 7.45E-06 | 7.36E-06 | 5.40E-07 |  | ADPE [kg Sb eq] | 6.97E-06 | 6.97E-06 | 6.97E-06 | 8.38E-07 | 9.99E-05 |  | ADPE [kg Sb eq] | 7.08E-06 | 7.65E-06 | 7.71E-06 | 5.06E-07 | 9.99E-05 |  | ADPE [kg Sb eq] | 8.08E-06 | 6.65E-06 | 7.81E-06 | 2.25E-06 | 1.15E-04 |  | ADPE [kg Sb eq] | 1.02E-05 | 7.03E-06 | 6.64E-06 | 7.83E-06 | 3.91E-06 | 1.01E-04 | ADPE [kg Sb eq] | 6.81E-06 | 6.89E-06 | 6.83E-06 | 1.23E-05 | ADPE [kg Sb eq] | 1.82E-05 | 2.94E-05 | 1.35E-05 | 2.53E-06 | 9.89E-05 | POCP [kg C_{2} H_{4} eq] | 6.60E-02 | 5.80E-02 | 4.74E-02 | 9.21E-04
ADPF [MJ_{NCV} ] | 2.76E+03 | 2.63E+03 | 3.08E+03 | 1.78E+01 |  |  | ADPF [MJ_{NCV} ] | 1.64E+03 | 1.55E+03 | 1.94E+01 |  | ADPF [MJ_{NCV} ] | 1.62E+03 | 1.61E+03 | 1.51E+03 | 1.73E+03 | 2.21E+01 |  | ADPF [MJ_{NCV} ] | 1.66E+03 | 1.71E+03 | 1.74E+03 | 2.06E+01 | 4.52E+01 |  | ADPF [MJ_{NCV} ] | 1.84E+03 | 1.80E+03 | 1.90E+03 | 1.94E+01 | 4.48E+01 |  | ADPF [MJ_{NCV} ] | 2.42E+03 | 2.02E+03 | 2.52E+03 | 2.20E+01 | 5.18E+01 |  | ADPF [MJ_{NCV} ] | 2.14E+03 | 2.12E+03 | 1.93E+03 | 2.31E+03 | 1.72E+01 | 4.57E+01 | ADPF [MJ_{NCV} ] | 2.03E+03 | 2.29E+03 | 1.89E+03 | 1.87E+01 | ADPF [MJ_{NCV} ] | 1.78E+03 | 1.59E+03 | 1.53E+03 | 1.61E+01 | 4.41E+01 | ADPE [kg Sb eq] | 4.05E-05 | 2.42E-05 | 1.43E-05 | 3.02E-05
Resource Use | 1t Humes Routine Mix (NS501F-891) | 1t Project Specific Mix (NS501F-895) | 1t High Early Strength Mix (NS501G-893) | 1 kg reinforcement steel, Sydney |  |  | Resource Use | 1t Humes Routine Mix (NS504M550) | 1t Project Specific Mix (NS602F180) | 1 kg reinforcement steel, Tamworth |  | Resource Use | 1t Humes Current Routine Mix (QS502F500) | 1t Humes Archived Routine Mix (QS502F520) | 1t Project Specific Mix (QS552T500) | 1t High Early Strength Mix (QS502FDBL) | 1 kg reinforcement steel, Ipswich |  | Resource Use | 1t Humes Routine Mix (490-20-SWC) | 1t Project Specific Mix (520-20-SWC) | 1t High Early Strength Mix (550-20-SWC) | 1 kg reinforcement steel, Rockhampton | 1 kg steel strand, Rockhampton |  | Resource Use | 1t Humes Routine Mix (QS502F520/ QS552F520) | 1t Project Specific Mix (QS502F490) | 1t High Early Strength Mix (QS502HUME/ QS552HUME) | 1 kg reinforcement steel, Townsville | 1 kg steel strand, Townsville |  | Resource Use | 1t Humes Routine Mix (VS502V5HE) | 1t Project Specific Mix (VS502VR18) | 1t High Early Strength Mix (VS501FSWC) | 1 kg reinforcement steel, Melbourne | 1 kg steel strand, Melbourne |  | Resource Use | 1t Humes Routine Mix (VS504FVPW/ SWC55050FA) | 1t Project Specific Mix (VS504GVP5/ 460E650) | 1t Project Specific Mix (VS504FVP5/ 460E650FA) | 1t High Early Strength Mix (VS504GVPW/ SWC55050) | 1 kg reinforce ment steel, Echuca | 1 kg steel strand, Echuca | Resource Use | 1t Humes Routine Mix (SS501FSWL) | 1t Project Specific Mix (SS502FHE5) | 1t Project Specific (Slag) Mix (SS501EN50) | 1 kg reinforcement steel, Adelaide | Resource Use | 1t Humes Routine Mix (Precast - TP14) | 1t Project Specific Mix (WS654TP04) | 1t Project Specific (Pre-stress) Mix (Prestress -TP04) | 1 kg reinforcement steel, Perth | 1 kg steel strand, Perth | ADPF [MJ_{NCV} ] | 2.19E+03 | 1.99E+03 | 1.64E+03 | 2.12E+01
PERE [MJ_{NCV} ] | 4.31E+01 | 4.06E+01 | 4.66E+01 | 1.18E+00 |  |  | PERE [MJ_{NCV} ] | 3.04E+01 | 2.89E+01 | 1.08E+00 |  | PERE [MJ_{NCV} ] | 2.99E+01 | 2.89E+01 | 2.89E+01 | 3.13E+01 | 1.17E+00 |  | PERE [MJ_{NCV} ] | 2.73E+01 | 2.79E+01 | 2.83E+01 | 1.10E+00 | 2.92E+00 |  | PERE [MJ_{NCV} ] | 3.04E+01 | 3.06E+01 | 3.17E+01 | 1.09E+00 | 2.92E+00 |  | PERE [MJ_{NCV} ] | 5.34E+01 | 4.72E+01 | 5.51E+01 | 1.25E+00 | 3.36E+00 |  | PERE [MJ_{NCV} ] | 3.71E+01 | 3.52E+01 | 3.17E+01 | 3.82E+01 | 1.13E+00 | 2.96E+00 | PERE [MJ_{NCV} ] | 7.10E+01 | 7.44E+01 | 6.96E+01 | 1.32E+00 | PERE [MJ_{NCV} ] | 2.87E+01 | 4.54E+01 | 2.44E+01 | 1.09E+00 | 2.89E+00 | Resource Use | 1t Humes Routine Mix (HBSCS50HI) | 1t Project Specific Mix (HBS50SCC10) | 1t Project Specific (Low-heat) Mix (SC S50SCC10 (LH)) | 1 kg reinforcement steel, Darwin
PERM [MJ_{NCV} ] | 1.47E-02 | 1.62E-06 | 2.57E-03 | 0 |  |  | PERM [MJ_{NCV} ] | 7.19E-03 | 0.00E+00 | 0 |  | PERM [MJ_{NCV} ] | 1.30E-02 | 1.44E-02 | 9.19E-03 | 9.21E-03 | 0 |  | PERM [MJ_{NCV} ] | 1.12E-02 | 1.11E-02 | 1.11E-02 | 0 | 0.00E+00 |  | PERM [MJ_{NCV} ] | 7.16E-03 | 6.58E-03 | 1.43E-02 | 0 | 0 |  | PERM [MJ_{NCV} ] | 1.62E-06 | 1.62E-06 | 1.62E-06 | 0 | 0 |  | PERM [MJ_{NCV} ] | 4.93E-02 | 1.62E-06 | 1.62E-06 | 1.92E-02 | 0 | 0 | PERM [MJ_{NCV} ] | 1.62E-06 | 1.62E-06 | 1.62E-06 | 0 | PERM [MJ_{NCV} ] | 3.97E-02 | 0 | 0 | 0 | 0 | PERE [MJ_{NCV} ] | 6.28E+01 | 4.37E+01 | 3.54E+01 | 1.47E+00
PERT [MJ_{NCV} ] | 4.31E+01 | 4.06E+01 | 4.66E+01 | 1.18E+00 |  |  | PERT [MJ_{NCV} ] | 3.04E+01 | 2.89E+01 | 1.08E+00 |  | PERT [MJ_{NCV} ] | 2.99E+01 | 2.89E+01 | 2.89E+01 | 3.13E+01 | 1.17E+00 |  | PERT [MJ_{NCV} ] | 2.73E+01 | 2.79E+01 | 2.83E+01 | 1.10E+00 | 2.92E+00 |  | PERT [MJ_{NCV} ] | 3.04E+01 | 3.06E+01 | 3.17E+01 | 1.09E+00 | 2.92E+00 |  | PERT [MJ_{NCV} ] | 5.34E+01 | 4.72E+01 | 5.51E+01 | 1.25E+00 | 3.36E+00 |  | PERT [MJ_{NCV} ] | 3.71E+01 | 3.52E+01 | 3.17E+01 | 3.82E+01 | 1.13E+00 | 2.96E+00 | PERT [MJ_{NCV} ] | 7.10E+01 | 7.44E+01 | 6.96E+01 | 1.32E+00 | PERT [MJ_{NCV} ] | 2.88E+01 | 4.54E+01 | 2.44E+01 | 1.09E+00 | 2.89E+00 | PERM [MJ_{NCV} ] | 1.62E-06 | 1.62E-06 | 1.62E-06 | 0
PENRE [MJ_{NCV} ] | 2.78E+03 | 2.65E+03 | 3.10E+03 | 1.73E+01 |  |  | PENRE [MJ_{NCV} ] | 1.67E+03 | 1.58E+03 | 1.95E+01 |  | PENRE [MJ_{NCV} ] | 1.63E+03 | 1.63E+03 | 1.53E+03 | 1.75E+03 | 2.22E+01 |  | PENRE [MJ_{NCV} ] | 1.68E+03 | 1.72E+03 | 1.76E+03 | 2.09E+01 | 3.63E+01 |  | PENRE [MJ_{NCV} ] | 1.87E+03 | 1.82E+03 | 1.92E+03 | 1.95E+01 | 3.59E+01 |  | PENRE [MJ_{NCV} ] | 2.44E+03 | 2.05E+03 | 2.55E+03 | 2.21E+01 | 4.16E+01 |  | PENRE [MJ_{NCV} ] | 2.17E+03 | 2.14E+03 | 1.95E+03 | 2.34E+03 | 1.67E+01 | 3.68E+01 | PENRE [MJ_{NCV} ] | 2.06E+03 | 2.32E+03 | 1.92E+03 | 1.82E+01 | PENRE [MJ_{NCV} ] | 1.81E+03 | 1.61E+03 | 1.56E+03 | 1.56E+01 | 3.53E+01 | PERT [MJ_{NCV} ] | 6.28E+01 | 4.37E+01 | 3.54E+01 | 1.47E+00
PENRM [MJ_{NCV} ] | 7.48E+00 | 4.72E+00 | 5.28E+00 | 0 |  |  | PENRM [MJ_{NCV} ] | 7.70E+00 | 6.16E+00 | 0 |  | PENRM [MJ_{NCV} ] | 7.96E+00 | 6.83E+00 | 9.03E+00 | 8.44E+00 | 0 |  | PENRM [MJ_{NCV} ] | 7.86E+00 | 7.80E+00 | 7.75E+00 | 2.74E-06 | 0.00E+00 |  | PENRM [MJ_{NCV} ] | 9.10E+00 | 1.16E+01 | 1.03E+01 | 0 | 0 |  | PENRM [MJ_{NCV} ] | 1.24E+01 | 5.14E+00 | 1.26E+01 | 0 | 0 |  | PENRM [MJ_{NCV} ] | 1.39E+01 | 9.82E+00 | 8.53E+00 | 1.14E+01 | 0 | 0 | PENRM [MJ_{NCV} ] | 9.29E+00 | 1.18E+01 | 9.47E+00 | 5.66E-05 | PENRM [MJ_{NCV} ] | 6.98E+00 | 1.01E+01 | 2.91E+00 | 0 | 0 | PENRE [MJ_{NCV} ] | 2.21E+03 | 2.03E+03 | 1.68E+03 | 2.03E+01
PENRT [MJ_{NCV} ] | 2.79E+03 | 2.65E+03 | 3.11E+03 | 1.73E+01 |  |  | PENRT [MJ_{NCV} ] | 1.68E+03 | 1.59E+03 | 1.95E+01 |  | PENRT [MJ_{NCV} ] | 1.64E+03 | 1.63E+03 | 1.54E+03 | 1.76E+03 | 2.22E+01 |  | PENRT [MJ_{NCV} ] | 1.69E+03 | 1.73E+03 | 1.77E+03 | 2.09E+01 | 3.63E+01 |  | PENRT [MJ_{NCV} ] | 1.88E+03 | 1.84E+03 | 1.93E+03 | 1.95E+01 | 3.59E+01 |  | PENRT [MJ_{NCV} ] | 2.45E+03 | 2.05E+03 | 2.56E+03 | 2.21E+01 | 4.16E+01 |  | PENRT [MJ_{NCV} ] | 2.18E+03 | 2.15E+03 | 1.96E+03 | 2.35E+03 | 1.67E+01 | 3.68E+01 | PENRT [MJ_{NCV} ] | 2.07E+03 | 2.33E+03 | 1.93E+03 | 1.82E+01 | PENRT [MJ_{NCV} ] | 1.82E+03 | 1.62E+03 | 1.56E+03 | 1.56E+01 | 3.53E+01 | PENRM [MJ_{NCV} ] | 1.24E+01 | 1.24E+01 | 1.15E+01 | 0
SM [kg] | 2.25E-01 | 2.25E-01 | 2.25E-01 | 0 |  |  | SM [kg] | 3.93E-01 | 3.93E-01 | 9.76E-01 |  | SM [kg] | 2.25E-01 | 2.25E-01 | 2.25E-01 | 2.25E-01 | 9.49E-01 |  | SM [kg] | 2.25E-01 | 2.25E-01 | 2.25E-01 | 9.62E-01 | 0.00E+00 |  | SM [kg] | 2.25E-01 | 2.25E-01 | 2.25E-01 | 9.59E-01 | 0 |  | SM [kg] | 2.25E-01 | 2.25E-01 | 2.25E-01 | 1.09E+00 | 0 |  | SM [kg] | 2.25E-01 | 2.25E-01 | 2.25E-01 | 2.25E-01 | 0 | 0 | SM [kg] | 2.25E-01 | 2.25E-01 | 2.25E-01 | 8.17E-02 | SM [kg] | 7.88E-02 | 7.88E-02 | 7.88E-02 | 0 | 0 | PENRT [MJ_{NCV} ] | 2.22E+03 | 2.04E+03 | 1.69E+03 | 2.03E+01
RSF [MJ_{NCV} ] | 7.24E-09 | 7.24E-09 | 7.24E-09 | 0 |  |  | RSF [MJ_{NCV} ] | 1.13E-08 | 1.13E-08 | 0 |  | RSF [MJ_{NCV} ] | 7.24E-09 | 7.24E-09 | 7.24E-09 | 7.24E-09 | 0 |  | RSF [MJ_{NCV} ] | 7.24E-09 | 7.24E-09 | 7.24E-09 | 8.64E-10 | 0.00E+00 |  | RSF [MJ_{NCV} ] | 7.24E-09 | 7.24E-09 | 7.24E-09 | 0 | 0 |  | RSF [MJ_{NCV} ] | 7.24E-09 | 7.24E-09 | 7.24E-09 | 0 | 0 |  | RSF [MJ_{NCV} ] | 7.24E-09 | 7.24E-09 | 7.24E-09 | 7.24E-09 | 0 | 0 | RSF [MJ_{NCV} ] | 7.24E-09 | 7.24E-09 | 7.24E-09 | 1.79E-08 | RSF [MJ_{NCV} ] | 4.05E-09 | 4.05E-09 | 4.05E-09 | 0 | 0 | SM [kg] | 2.25E-01 | 2.25E-01 | 2.25E-01 | 0
NRSF [MJ_{NCV} ] | 6.89E-04 | 6.89E-04 | 6.89E-04 | 0 |  |  | NRSF [MJ_{NCV} ] | 4.60E-05 | 4.60E-05 | 6.34E-02 |  | NRSF [MJ_{NCV} ] | 6.89E-04 | 6.89E-04 | 6.89E-04 | 6.89E-04 | 6.14E-02 |  | NRSF [MJ_{NCV} ] | 6.89E-04 | 6.89E-04 | 6.89E-04 | 6.22E-02 | 0.00E+00 |  | NRSF [MJ_{NCV} ] | 6.89E-04 | 6.89E-04 | 6.89E-04 | 6.23E-02 | 0 |  | NRSF [MJ_{NCV} ] | 6.89E-04 | 6.89E-04 | 6.89E-04 | 7.11E-02 | 0 |  | NRSF [MJ_{NCV} ] | 6.89E-04 | 6.89E-04 | 6.89E-04 | 6.89E-04 | 0 | 0 | NRSF [MJ_{NCV} ] | 6.89E-04 | 6.89E-04 | 6.89E-04 | 7.24E-05 | NRSF [MJ_{NCV} ] | 1.64E-05 | 1.64E-05 | 1.64E-05 | 0 | 0 | RSF [MJ_{NCV} ] | 7.24E-09 | 7.24E-09 | 7.24E-09 | 0
FW [m^{3} ] | 1.86E+00 | 1.88E+00 | 1.92E+00 | 9.73E-02 |  |  | FW [m^{3} ] | 1.77E+00 | 1.79E+00 | 7.13E-03 |  | FW [m^{3} ] | 1.59E+00 | 1.53E+00 | 1.56E+00 | 1.56E+00 | 7.73E-03 |  | FW [m^{3} ] | 1.86E+00 | 1.85E+00 | 1.84E+00 | 1.17E-02 | 1.69E-01 |  | FW [m^{3} ] | 1.71E+00 | 1.73E+00 | 1.71E+00 | 7.23E-03 | 1.69E-01 |  | FW [m^{3} ] | 1.92E+00 | 1.94E+00 | 1.94E+00 | 1.24E-02 | 1.94E-01 |  | FW [m^{3} ] | 1.70E+00 | 1.76E+00 | 1.72E+00 | 1.75E+00 | 9.12E-02 | 1.71E-01 | FW [m^{3} ] | 1.79E+00 | 1.77E+00 | 1.73E+00 | 1.87E-01 | FW [m^{3} ] | 1.93E+00 | 2.12E+00 | 1.86E+00 | 8.72E-02 | 1.67E-01 | NRSF [MJ_{NCV} ] | 6.89E-04 | 6.89E-04 | 6.89E-04 | 0
Waste Categories | 1t Humes Routine Mix (NS501F-891) | 1t Project Specific Mix (NS501F-895) | 1t High Early Strength Mix (NS501G-893) | 1 kg reinforcement steel, Sydney |  |  | Waste Categories | 1t Humes Routine Mix (NS504M550) | 1t Project Specific Mix (NS602F180) | 1 kg reinforcement steel, Tamworth |  | Waste Categories | 1t Humes Current Routine Mix (QS502F500) | 1t Humes Archived Routine Mix (QS502F520) | 1t Project Specific Mix (QS552T500) | 1t High Early Strength Mix (QS502FDBL) | 1 kg reinforcement steel, Ipswich |  | Waste Categories | 1t Humes Routine Mix (490-20-SWC) | 1t Project Specific Mix (520-20-SWC) | 1t High Early Strength Mix (550-20-SWC) | 1 kg reinforcement steel, Rockhampton | 1 kg steel strand, Rockhampton |  | Waste Categories | 1t Humes Routine Mix (QS502F520/ QS552F520) | 1t Project Specific Mix (QS502F490) | 1t High Early Strength Mix (QS502HUME/ QS552HUME) | 1 kg reinforcement steel, Townsville | 1 kg steel strand, Townsville |  | Waste Categories | 1t Humes Routine Mix (VS502V5HE) | 1t Project Specific Mix (VS502VR18) | 1t High Early Strength Mix (VS501FSWC) | 1 kg reinforcement steel, Melbourne | 1 kg steel strand, Melbourne |  | Waste Categories | 1t Humes Routine Mix (VS504FVPW/ SWC55050FA) | 1t Project Specific Mix (VS504GVP5/ 460E650) | 1t Project Specific Mix (VS504FVP5/ 460E650FA) | 1t High Early Strength Mix (VS504GVPW/ SWC55050) | 1 kg reinforce ment steel, Echuca | 1 kg steel strand, Echuca | Waste Categories | 1t Humes Routine Mix (SS501FSWL) | 1t Project Specific Mix (SS502FHE5) | 1t Project Specific (Slag) Mix (SS501EN50) | 1 kg reinforcement steel, Adelaide | Waste Categories | 1t Humes Routine Mix (Precast - TP14) | 1t Project Specific Mix (WS654TP04) | 1t Project Specific (Pre-stress) Mix (Prestress -TP04) | 1 kg reinforcement steel, Perth | 1 kg steel strand, Perth | FW [m^{3} ] | 6.52E+00 | 6.12E+00 | 5.78E+00 | 1.33E-01
HW [kg] | 1.04E-05 | 5.37E-06 | 6.33E-06 | 0 |  |  | HW [kg] | 9.81E-06 | 7.16E-06 | 4.92E-09 |  | HW [kg] | 1.06E-05 | 9.63E-06 | 1.13E-05 | 1.06E-05 | 5.36E-09 |  | HW [kg] | 1.03E-05 | 1.02E-05 | 1.02E-05 | 9.26E-09 | 0 |  | HW [kg] | 1.11E-05 | 1.37E-05 | 1.34E-05 | 4.95E-09 | 0 |  | HW [kg] | 2.18E-05 | 6.40E-06 | 1.38E-05 | 5.49E-09 | 0 |  | HW [kg] | 2.21E-05 | 1.08E-05 | 9.45E-06 | 2.18E-05 | 0 | 0 | HW [kg] | 1.03E-05 | 2.17E-05 | 1.05E-05 | 8.90E-08 | HW [kg] | 1.31E-05 | 1.94E-05 | 3.23E-06 | 0 | 0 | Waste Categories | 1t Humes Routine Mix (HBSCS50HI) | 1t Project Specific Mix (HBS50SCC10) | 1t Project Specific (Low-heat) Mix (SC S50SCC10 (LH)) | 1 kg reinforcement steel, Darwin
NHW [kg] | 1.04E+00 | 8.69E-01 | 9.42E-01 | 1.32E-05 |  |  | NHW [kg] | 1.14E+00 | 1.05E+00 | 3.77E-01 |  | NHW [kg] | 8.47E-01 | 8.49E-01 | 8.04E-01 | 8.21E-01 | 4.23E-01 |  | NHW [kg] | 7.88E-01 | 7.92E-01 | 7.94E-01 | 3.81E-01 | 1.27E-05 |  | NHW [kg] | 8.16E-01 | 8.19E-01 | 8.99E-01 | 3.80E-01 | 9.53E-06 |  | NHW [kg] | 9.71E-01 | 8.42E-01 | 7.53E-01 | 4.20E-01 | 1.30E-05 |  | NHW [kg] | 1.15E+00 | 6.40E-01 | 6.09E-01 | 8.54E-01 | 1.35E-05 | 1.34E-05 | NHW [kg] | 6.01E-01 | 6.31E-01 | 5.91E-01 | 7.99E-03 | NHW [kg] | 6.68E-01 | 6.56E-01 | 2.42E-01 | 7.22E-06 | 7.15E-06 | HW [kg] | 1.48E-05 | 1.45E-05 | 1.36E-05 | 0
RW [kg] | 1.57E-03 | 9.34E-04 | 1.06E-03 | 0 |  |  | RW [kg] | 1.59E-03 | 1.24E-03 | 3.49E-05 |  | RW [kg] | 1.64E-03 | 1.44E-03 | 1.81E-03 | 1.70E-03 | 3.87E-05 |  | RW [kg] | 1.61E-03 | 1.60E-03 | 1.59E-03 | 3.66E-05 | 0 |  | RW [kg] | 1.81E-03 | 2.27E-03 | 2.09E-03 | 3.51E-05 | 0 |  | RW [kg] | 2.21E-03 | 1.15E-03 | 2.40E-03 | 3.89E-05 | 0 |  | RW [kg] | 3.06E-03 | 1.89E-03 | 1.65E-03 | 2.04E-03 | 0 | 0 | RW [kg] | 1.79E-03 | 1.86E-03 | 1.82E-03 | 3.02E-05 | RW [kg] | 1.64E-03 | 1.86E-03 | 5.63E-04 | 0 | 0 | NHW [kg] | 9.42E-01 | 8.65E-01 | 8.67E-01 | 6.13E-06
Output flows | 1t Humes Routine Mix (NS501F-891) | 1t Project Specific Mix (NS501F-895) | 1t High Early Strength Mix (NS501G-893) | 1 kg reinforcement steel, Sydney |  |  | Output flows | 1t Humes Routine Mix (NS504M550) | 1t Project Specific Mix (NS602F180) | 1 kg reinforcement steel, Tamworth |  | Output flows | 1t Humes Current Routine Mix (QS502F500) | 1t Humes Archived Routine Mix (QS502F520) | 1t Project Specific Mix (QS552T500) | 1t High Early Strength Mix (QS502FDBL) | 1 kg reinforcement steel, Ipswich |  | Output flows | 1t Humes Routine Mix (490-20-SWC) | 1t Project Specific Mix (520-20-SWC) | 1t High Early Strength Mix (550-20-SWC) | 1 kg reinforcement steel, Rockhampton | 1 kg steel strand, Rockhampton |  | Output flows | 1t Humes Routine Mix (QS502F520/ QS552F520) | 1t Project Specific Mix (QS502F490) | 1t High Early Strength Mix (QS502HUME/ QS552HUME) | 1 kg reinforcement steel, Townsville | 1 kg steel strand, Townsville |  | Output flows | 1t Humes Routine Mix (VS502V5HE) | 1t Project Specific Mix (VS502VR18) | 1t High Early Strength Mix (VS501FSWC) | 1 kg reinforcement steel, Melbourne | 1 kg steel strand, Melbourne |  | Output flows | 1t Humes Routine Mix (VS504FVPW/ SWC55050FA) | 1t Project Specific Mix (VS504GVP5/ 460E650) | 1t Project Specific Mix (VS504FVP5/ 460E650FA) | 1t High Early Strength Mix (VS504GVPW/ SWC55050) | 1 kg reinforce ment steel, Echuca | 1 kg steel strand, Echuca | Output flows | 1t Humes Routine Mix (SS501FSWL) | 1t Project Specific Mix (SS502FHE5) | 1t Project Specific (Slag) Mix (SS501EN50) | 1 kg reinforcement steel, Adelaide | Output flows | 1t Humes Routine Mix (Precast - TP14) | 1t Project Specific Mix (WS654TP04) | 1t Project Specific (Pre-stress) Mix (Prestress -TP04) | 1 kg reinforcement steel, Perth | 1 kg steel strand, Perth | RW [kg] | 2.64E-03 | 2.59E-03 | 2.42E-03 | 0
CRU [kg] | 0 | 0 | 0 | 0 |  |  | CRU [kg] | 0 | 0 | 0 |  | CRU [kg] | 0 | 0 | 0 | 0 | 0 |  | CRU [kg] | 0 | 0 | 0 | 0 | 0 |  | CRU [kg] | 0 | 0 | 0 | 0 | 0 |  | CRU [kg] | 0 | 0 | 0 | 0 | 0 |  | CRU [kg] | 0 | 0 | 0 | 0 | 0 | 0 | CRU [kg] | 0 | 0 | 0 | 0 | CRU [kg] | 0 | 0 | 0 | 0 | 0 | Output flows | 1t Humes Routine Mix (HBSCS50HI) | 1t Project Specific Mix (HBS50SCC10) | 1t Project Specific (Low-heat) Mix (SC S50SCC10 (LH)) | 1 kg reinforcement steel, Darwin
MFR [kg] | 2.20E+01 | 2.20E+01 | 2.20E+01 | 1.07E-01 |  |  | MFR [kg] | 7.70E+00 | 7.70E+00 | 1.03E-01 |  | MFR [kg] | 2.44E+01 | 2.44E+01 | 2.44E+01 | 2.44E+01 | 9.83E-02 |  | MFR [kg] | 4.30E+00 | 4.30E+00 | 4.30E+00 | 1.01E-01 | 1.00E-01 |  | MFR [kg] | 1.80E+01 | 1.80E+01 | 1.80E+01 | 1.01E-01 | 1.00E-01 |  | MFR [kg] | 1.00E+02 | 1.00E+02 | 1.00E+02 | 1.19E-01 | 1.00E-01 |  | MFR [kg] | 4.70E+01 | 4.70E+01 | 4.70E+01 | 4.70E+01 | 1.04E-01 | 1.00E-01 | MFR [kg] | 4.60E+01 | 4.60E+01 | 4.60E+01 | 1.10E-01 | MFR [kg] | 2.50E+01 | 2.50E+01 | 2.50E+01 | 1.01E-01 | 1.00E-01 | CRU [kg] | 0 | 0 | 0 | 0
MER [kg] | 4.14E-04 | 4.14E-04 | 4.14E-04 | 0 |  |  | MER [kg] | 7.71E-04 | 7.71E-04 | 3.03E-04 |  | MER [kg] | 4.14E-04 | 4.14E-04 | 4.14E-04 | 4.14E-04 | 3.94E-04 |  | MER [kg] | 4.14E-04 | 4.14E-04 | 4.14E-04 | 3.17E-04 | 0 |  | MER [kg] | 4.14E-04 | 4.14E-04 | 4.14E-04 | 3.15E-04 | 0 |  | MER [kg] | 4.14E-04 | 4.14E-04 | 4.14E-04 | 3.35E-04 | 0 |  | MER [kg] | 4.14E-04 | 4.14E-04 | 4.14E-04 | 4.14E-04 | 0 | 0 | MER [kg] | 4.14E-04 | 4.14E-04 | 4.14E-04 | 0 | MER [kg] | 1.36E-04 | 1.36E-04 | 1.36E-04 | 0 | 0 | MFR [kg] | 4.54E+01 | 4.54E+01 | 4.54E+01 | 1.23E-01
EE [MJ] | 0 | 0 | 0 | 0 |  |  | EE [MJ] | 0 | 0 | 0 |  | EE [MJ] | 0 | 0 | 0 | 0 | 0 |  | EE [MJ] | 0 | 0 | 0 | 0 | 0 |  | EE [MJ] | 0 | 0 | 0 | 0 | 0 |  | EE [MJ] | 0 | 0 | 0 | 0 | 0 |  | EE [MJ] | 0 | 0 | 0 | 0 | 0 | 0 | EE [MJ] | 0 | 0 | 0 | 0 | EE [MJ] | 0 | 0 | 0 | 0 | 0 | MER [kg] | 4.14E-04 | 4.14E-04 | 4.14E-04 | 0
[58 empty] | EE [MJ] | 0 | 0 | 0 | 0
https://epd-australasia.com/wp-content/uploads/2020/02/EPD_Humes_Tamworth_v1.0_20200130.pdf
Column1 | Column2 | Column3 | Column4 |  | Column1 | Column2 | Column3 | Column4
Environmental Indicator | Box culverts for rail applications, small (600 - 1200 mm) | Box culverts for rail applications, large (>1200 mm) | Head walls for rail applications |  | Environmental Indicator | Box culverts for road applications, small (600 - 1200 mm) | Box culverts for road applications, large (>1200 mm) | Head walls for road applications
GWP [kg CO_{2} eq] | 2.75E+02 | 3.27E+02 | 3.25E+02 |  | GWP [kg CO_{2} eq] | 2.52E+02 | 2.95E+02 | 2.74E+02
ODP [kg CFC11 eq] | 3.70E-06 | 3.68E-06 | 3.68E-06 |  | ODP [kg CFC11 eq] | 3.70E-06 | 3.69E-06 | 3.70E-06
AP [kg SO_{2} eq] | 7.29E-01 | 9.18E-01 | 9.13E-01 |  | AP [kg SO_{2} eq] | 6.45E-01 | 8.00E-01 | 7.25E-01
EP [kg PO_{4}^{3-} eq] | 1.27E-01 | 1.45E-01 | 1.44E-01 |  | EP [kg PO_{4}^{3-} eq] | 1.19E-01 | 1.34E-01 | 1.27E-01
POCP [kg C_{2} H_{4} eq] | 6.48E-02 | 9.12E-02 | 9.05E-02 |  | POCP [kg C_{2} H_{4} eq] | 5.30E-02 | 7.47E-02 | 6.43E-02
ADPE [kg Sb eq] | 2.49E-05 | 3.78E-05 | 3.75E-05 |  | ADPE [kg Sb eq] | 1.92E-05 | 2.97E-05 | 2.47E-05
ADPF [MJ_{NCV} ] | 2.36E+03 | 2.97E+03 | 2.96E+03 |  | ADPF [MJ_{NCV} ] | 2.08E+03 | 2.59E+03 | 2.35E+03
Resource Use | Box culverts for rail applications, small (600 - 1200 mm) | Box culverts for rail applications, large (>1200 mm) | Head walls for rail applications |  | Resource Use | Box culverts for road applications, small (600 - 1200 mm) | Box culverts for road applications, large (>1200 mm) | Headwalls for road applications
PERE [MJ_{NCV} ] | 7.12E+01 | 1.05E+02 | 1.04E+02 |  | PERE [MJ_{NCV} ] | 5.59E+01 | 8.39E+01 | 7.04E+01
PERM [MJ_{NCV} ] | 1.28E-02 | 1.23E-02 | 1.23E-02 |  | PERM [MJ_{NCV} ] | 1.31E-02 | 1.27E-02 | 1.29E-02
PERT [MJ_{NCV} ] | 7.12E+01 | 1.05E+02 | 1.04E+02 |  | PERT [MJ_{NCV} ] | 5.59E+01 | 8.39E+01 | 7.05E+01
PENRE [MJ_{NCV} ] | 2.44E+03 | 3.09E+03 | 3.07E+03 |  | PENRE [MJ_{NCV} ] | 2.14E+03 | 2.68E+03 | 2.42E+03
PENRM [MJ_{NCV} ] | 8.06E+00 | 7.74E+00 | 7.75E+00 |  | PENRM [MJ_{NCV} ] | 8.21E+00 | 7.94E+00 | 8.07E+00
PENRT [MJ_{NCV} ] | 2.44E+03 | 3.10E+03 | 3.08E+03 |  | PENRT [MJ_{NCV} ] | 2.15E+03 | 2.69E+03 | 2.43E+03
SM [kg] | 4.37E+01 | 7.98E+01 | 7.88E+01 |  | SM [kg] | 2.77E+01 | 5.72E+01 | 4.30E+01
RSF [MJ_{NCV} ] | 1.05E-08 | 1.05E-08 | 1.05E-08 |  | RSF [MJ_{NCV} ] | 1.05E-08 | 1.05E-08 | 1.05E-08
NRSF [MJ_{NCV} ] | 3.00E+00 | 5.49E+00 | 5.43E+00 |  | NRSF [MJ_{NCV} ] | 1.89E+00 | 3.93E+00 | 2.95E+00
FW [m^{3} ] | 1.99E+00 | 2.20E+00 | 2.19E+00 |  | FW [m^{3} ] | 1.89E+00 | 2.07E+00 | 1.98E+00
Waste Categories | Box culverts for rail applications, small (600 - 1200 mm) | Box culverts for rail applications, large (>1200 mm) | Head walls for rail applications |  | Waste Categories | Box culverts for road applications, small (600 - 1200 mm) | Box culverts for road applications, large (>1200 mm) | Headwalls for road applications
HW [kg] | 2.55E-05 | 3.69E-05 | 3.66E-05 |  | HW [kg] | 2.04E-05 | 2.98E-05 | 2.52E-05
NHW [kg] | 1.69E+01 | 2.99E+01 | 2.96E+01 |  | NHW [kg] | 1.11E+01 | 2.17E+01 | 1.66E+01
RW [kg] | 3.64E-03 | 5.15E-03 | 5.11E-03 |  | RW [kg] | 2.97E-03 | 4.20E-03 | 3.61E-03
Output flows | Box culverts for rail applications, small (600 - 1200 mm) | Box culverts for rail applications, large (>1200 mm) | Head walls for rail applications |  | Output flows | Box culverts for road applications, small (600 - 1200 mm) | Box culverts for road applications, large (>1200 mm) | Headwalls for road applications
CRU [kg] | 0 | 0 | 0 |  | CRU [kg] | 0 | 0 | 0
MFR [kg] | 3.58E+00 | 3.87E+00 | 3.86E+00 |  | MFR [kg] | 3.46E+00 | 3.69E+00 | 3.58E+00
MER [kg] | 1.36E-02 | 2.44E-02 | 2.41E-02 |  | MER [kg] | 8.84E-03 | 1.76E-02 | 1.34E-02
EE [MJ] | 0 | 0 | 0 |  | EE [MJ] | 0 | 0 | 0
https://epd-australasia.com/wp-content/uploads/2018/04/epd998-Reinforced-Concrete-Pipe-RCP.pdf
Column1 | Column2 | Column3 | Column4 | Column5 | Column6 | Column7 | Column8 | Column9 |  | Column1 | Column2 | Column3 | Column4 | Column5 | Column6 | Column7 |  | Column1 | Column2 | Column3 | Column4 | Column5 | Column6 | Column7 | Column8 | Column9 |  | Column1 | Column2 | Column3 | Column4 | Column5 | Column6 | Column7 | Column8 | Column9 | Column10 | Column11 | Column12 |  | Column1 | Column2 | Column3 | Column4
Environmental Indicator | [5 empty] | Class 2 pipes | Class 3 pipes | Class 4 pipes |  | Environmental Indicator |  |  |  | Class 2 pipes | Class 3 pipes | Class 4 pipes |  | Environmental Indicator | [5 empty] | Class 2 pipes | Class 3 pipes | Class 4 pipes |  | Column8: Spun pipes (NSW/VIC/SA/WA/TAS) |  | Environmental Indicator | Box culverts for rail applications, small (600 - 1200 mm) | Box culverts for rail applications, large (>1200 mm) | Head walls for rail applications
GWP [kg CO |  |  | 2 | eq] |  | 2.71E+02 | 2.85E+02 | 2.92E+02 |  | GWP [kg CO |  | 2 | eq] | 2.28E+02 | 2.40E+02 | 2.59E+02 |  | GWP [kg CO |  |  | 2 | eq] |  | 2.97E+02 | 3.34E+02 | 3.41E+02 |  | Column3: Environmental Indicator; Column7: Class 2; Column9: Class 3; Column11: Class 4 |  | GWP [kg CO_{2} eq] | 2.75E+02 | 3.27E+02 | 3.25E+02
ODP [kg CFC-11 eq] | [5 empty] | 2.39E-06 | 2.10E-06 | 2.75E-06 |  | ODP [kg CFC-11 eq] |  |  |  | 1.79E-06 | 1.60E-06 | 1.77E-06 |  | ODP [kg CFC-11 eq] | [5 empty] | 2.65E-06 | 2.60E-06 | 2.68E-06 |  | Column7: min; Column8: max; Column9: min; Column10: max; Column11: min; Column12: max |  | ODP [kg CFC11 eq] | 3.70E-06 | 3.68E-06 | 3.68E-06
AP [kg SO | 2 | eq] |  |  |  | 5.67E-01 | 5.87E-01 | 6.77E-01 |  | AP [kg SO | 2 | eq] |  | 5.18E-01 | 5.37E-01 | 5.94E-01 |  | AP [kg SO_{2} eq] | [5 empty] | 7.28E-01 | 8.35E-01 | 8.53E-01 |  |  |  | GWP [kg CO | 2 | eq] |  | -17% | 9% | -16% | 10% | -20% | 19% |  | AP [kg SO_{2} eq] | 7.29E-01 | 9.18E-01 | 9.13E-01
EP [kg PO | 4 | ^{3-} eq] |  |  |  | 1.06E-01 | 1.05E-01 | 1.20E-01 |  | EP [kg PO | 4 | ^{3-} eq] |  | 9.26E-02 | 9.38E-02 | 1.02E-01 |  | EP [kg PO | 4 | ^{3-} eq] |  |  |  | 1.29E-01 | 1.40E-01 | 1.44E-01 |  | Column3: ODP [kg CFC-11 eq]; Column7: -15%; Column8: 0%; Column9: -5%; Column10: 2%; Column11: -27%; Column12: 0% |  | EP [kg PO_{4}^{3-} eq] | 1.27E-01 | 1.45E-01 | 1.44E-01
POCP [kg C |  | H 2 |  | 4 | eq] | 5.94E-02 | 6.80E-02 | 7.94E-02 |  | POCP [kg C_{2} H_{4} eq] |  |  |  | 5.86E-02 | 6.52E-02 | 7.41E-02 |  | POCP [kg C |  | H 2 |  | 4 | eq] | 8.29E-02 | 1.07E-01 | 1.08E-01 |  |  | AP [kg SO 2 | eq] |  |  |  | -21% | 12% | -16% | 16% | -30% | 15% |  | POCP [kg C_{2} H_{4} eq] | 6.48E-02 | 9.12E-02 | 9.05E-02
ADPE [kg Sb eq] | [5 empty] | 1.95E-04 | 2.57E-04 | 3.18E-04 |  | ADPE [kg Sb eq] |  |  |  | 2.13E-04 | 2.66E-04 | 3.10E-04 |  | ADPE [kg Sb eq] | [5 empty] | 3.48E-04 | 4.97E-04 | 4.97E-04 |  | EP [kg PO | 4 | ^{3-} eq] |  |  |  | -19% | 6% | -13% | 12% | -26% | 7% |  | ADPE [kg Sb eq] | 2.49E-05 | 3.78E-05 | 3.75E-05
ADPF [MJ |  | NCV | ] |  |  | 2.41E+03 | 2.62E+03 | 2.71E+03 |  | ADPF [MJ | NCV | ] |  | 1.85E+03 | 2.16E+03 | 2.31E+03 |  | ADPF [MJ |  | NCV | ] |  |  | 2.56E+03 | 2.99E+03 | 3.04E+03 |  | Column3: POCP [kg C H eq] 2 4; Column7: -23%; Column8: 25%; Column9: -19%; Column10: 24%; Column11: -36%; Column12: 31% |  | ADPF [MJ_{NCV} ] | 2.36E+03 | 2.97E+03 | 2.96E+03
Resource Use | [5 empty] | Class 2 pipes | Class 3 pipes | Class 4 pipes |  | Resource Use |  |  |  | Class 2 pipes | Class 3 pipes | Class 4 pipes |  | Resource Use | [5 empty] | Class 2 pipes | Class 3 pipes | Class 4 pipes |  | Column3: ADPE [kg Sb eq]; Column7: -36%; Column8: 45%; Column9: -27%; Column10: 34%; Column11: -50%; Column12: 47% |  | Resource Use | Box culverts for rail applications, small (600 - 1200 mm) | Box culverts for rail applications, large (>1200 mm) | Head walls for rail applications
PERE [MJ_{NCV} ] | [5 empty] | 7.46E+01 | 6.67E+01 | 8.57E+01 |  | PERE [MJ | NCV | ] |  | 4.96E+01 | 6.12E+01 | 6.89E+01 |  | PERE [MJ |  | ] NCV |  |  |  | 8.45E+01 | 1.08E+02 | 1.09E+02 |  | ADPF [MJ |  | NCV | ] |  |  | -17% | 9% | -17% | 8% | -23% | 19% |  | PERE [MJ_{NCV} ] | 7.12E+01 | 1.05E+02 | 1.04E+02
PERM [MJ |  | NCV | ] |  |  | 0 | 0 | 0 |  | PERM [MJ | NCV | ] |  | 0 | 0 | 0 |  | PERM [MJ |  | NCV | ] |  |  | 4.16E-01 | 4.10E-01 | 4.05E-01 |  | Column3: Spun pipes (QLD/NT) |  | PERM [MJ_{NCV} ] | 1.28E-02 | 1.23E-02 | 1.23E-02
PERT [MJ | NCV | ] |  |  |  | 7.46E+01 | 6.67E+01 | 8.57E+01 |  | PERT [MJ_{NCV} ] |  |  |  | 4.96E+01 | 6.12E+01 | 6.89E+01 |  | PERT [MJ | NCV | ] |  |  |  | 8.49E+01 | 1.09E+02 | 1.09E+02 |  | Column3: Environmental Indicator; Column7: Class 2; Column9: Class 3; Column11: Class 4 |  | PERT [MJ_{NCV} ] | 7.12E+01 | 1.05E+02 | 1.04E+02
PENRE [MJ |  | NCV |  | ] |  | 2.44E+03 | 2.64E+03 | 2.73E+03 |  | PENRE [MJ |  | NCV | ] | 1.87E+03 | 2.17E+03 | 2.32E+03 |  | PENRE [MJ |  | NCV |  | ] |  | 2.58E+03 | 3.02E+03 | 3.07E+03 |  | Column3: GWP [kg CO eq] 2; Column7: min; Column8: max; Column9: min; Column10: max; Column11: min; Column12: max |  | PENRE [MJ_{NCV} ] | 2.44E+03 | 3.09E+03 | 3.07E+03
PENRM [MJ |  | NCV |  |  | ] | 2.51E-01 | 6.97E-02 | 4.90E-02 |  | PENRM [MJ |  | NCV | ] | 9.09E-01 | 1.19E-01 | 5.29E-01 |  | PENRM [MJ |  | NCV |  |  | ] | 6.73E+00 | 6.64E+00 | 6.56E+00 |  | Column7: -16%; Column8: 18%; Column9: -19%; Column10: 12%; Column11: -27%; Column12: 17% |  | PENRM [MJ_{NCV} ] | 8.06E+00 | 7.74E+00 | 7.75E+00
PENRT [MJ |  | NCV |  | ] |  | 2.44E+03 | 2.64E+03 | 2.73E+03 |  | PENRT [MJ_{NCV} ] |  |  |  | 1.87E+03 | 2.17E+03 | 2.32E+03 |  | PENRT [MJ |  | NCV | ] |  |  | 2.59E+03 | 3.03E+03 | 3.07E+03 |  | Column3: ODP [kg CFC-11 eq]; Column7: -21%; Column8: 0%; Column9: -15%; Column10: 0%; Column11: -23%; Column12: 0% |  | PENRT [MJ_{NCV} ] | 2.44E+03 | 3.10E+03 | 3.08E+03
SM [kg] | [5 empty] | 1.26E+01 | 1.66E+01 | 2.07E+01 |  | SM [kg] |  |  |  | 1.38E+01 | 1.72E+01 | 2.01E+01 |  | SM [kg] | [5 empty] | 2.18E+01 | 3.16E+01 | 3.16E+01 |  |  | AP [kg SO 2 | eq] |  |  |  | -21% | 15% | -20% | 12% | -29% | 18% |  | SM [kg] | 4.37E+01 | 7.98E+01 | 7.88E+01
RSF [MJ | NCV | ] |  |  |  | 0 | 0 | 0 |  | RSF [MJ | NCV | ] |  | 0 | 0 | 0 |  | RSF [MJ | NCV | ] |  |  |  | 0 | 0 | 0 |  | EP [kg PO | 4 | ^{3-} eq] |  |  |  | -18% | 13% | -19% | 11% | -27% | 13% |  | RSF [MJ_{NCV} ] | 1.05E-08 | 1.05E-08 | 1.05E-08
NRSF [MJ |  | ] NCV |  |  |  | 7.89E-01 | 1.04E+00 | 1.29E+00 |  | NRSF [MJ_{NCV} ] |  |  |  | 8.61E-01 | 1.08E+00 | 1.26E+00 |  | NRSF [MJ |  | ] NCV |  |  |  | 1.36E+00 | 1.97E+00 | 1.97E+00 |  | POCP [kg | C | 2 | H | 4 | eq] | -26% | 20% | -21% | 10% | -34% | 24% |  | NRSF [MJ_{NCV} ] | 3.00E+00 | 5.49E+00 | 5.43E+00
FW [m^{3} ] | [5 empty] | 1.93E+00 | 1.90E+00 | 1.97E+00 |  | FW [m^{3} ] |  |  |  | 2.00E+00 | 2.21E+00 | 2.20E+00 |  | FW [m^{3} ] | [5 empty] | 1.85E+00 | 1.99E+00 | 2.00E+00 |  | Column3: ADPE [kg Sb eq]; Column7: -33%; Column8: 33%; Column9: -23%; Column10: 10%; Column11: -40%; Column12: 34% |  | FW [m^{3} ] | 1.99E+00 | 2.20E+00 | 2.19E+00
Waste Categories | [5 empty] | Class 2 pipes | Class 3 pipes | Class 4 pipes |  | Waste Categories |  |  |  | Class 2 pipes | Class 3 pipes | Class 4 pipes |  | Waste Categories | [5 empty] | Class 2 pipes | Class 3 pipes | Class 4 pipes |  | Column3: ADPF [MJ_{NCV} ]; Column7: -14%; Column8: 21%; Column9: -21%; Column10: 5%; Column11: -28%; Column12: 15% |  | Waste Categories | Box culverts for rail applications, small (600 - 1200 mm) | Box culverts for rail applications, large (>1200 mm) | Head walls for rail applications
HW [kg] | [5 empty] | 7.71E-06 | 9.88E-06 | 1.22E-05 |  | HW [kg] |  |  |  | 9.09E-06 | 1.03E-05 | 1.24E-05 |  | HW [kg] | [5 empty] | 4.96E-05 | 5.49E-05 | 5.44E-05 |  | Column3: Dry-cast pipes (NSW) |  | HW [kg] | 2.55E-05 | 3.69E-05 | 3.66E-05
NHW [kg] | [5 empty] | 1.20E+01 | 1.57E+01 | 1.92E+01 |  | NHW [kg] |  |  |  | 1.26E+01 | 1.60E+01 | 1.86E+01 |  | NHW [kg] | [5 empty] | 2.22E+01 | 3.09E+01 | 3.09E+01 |  | Column3: Environmental Indicator; Column7: Class 2; Column9: Class 3; Column11: Class 4 |  | NHW [kg] | 1.69E+01 | 2.99E+01 | 2.96E+01
RW [kg] | [5 empty] | 1.24E-03 | 1.59E-03 | 1.96E-03 |  | RW [kg] |  |  |  | 1.47E-03 | 1.65E-03 | 2.00E-03 |  | RW [kg] | [5 empty] | 4.76E-03 | 5.65E-03 | 5.62E-03 |  | Column7: min; Column8: max; Column9: min; Column10: max; Column11: min; Column12: max |  | RW [kg] | 3.64E-03 | 5.15E-03 | 5.11E-03
Output flows | [5 empty] | Class 2 pipes | Class 3 pipes | Class 4 pipes |  | Output flows |  |  |  | Class 2 pipes | Class 3 pipes | Class 4 pipes |  | Output flows | [5 empty] | Class 2 pipes | Class 3 pipes | Class 4 pipes |  | Column3: GWP [kg CO_{2} eq]; Column7: -10%; Column8: 14%; Column9: -11%; Column10: 12%; Column11: -19%; Column12: 22% |  | Output flows | Box culverts for rail applications, small (600 - 1200 mm) | Box culverts for rail applications, large (>1200 mm) | Head walls for rail applications
CRU [kg] | [5 empty] | 0 | 0 | 0 |  | CRU [kg] |  |  |  | 0 | 0 | 0 |  | CRU [kg] | [5 empty] | 0 | 0 | 0 |  | Column3: ODP [kg CFC-11 eq]; Column7: -1%; Column8: 4%; Column9: 0%; Column10: 0%; Column11: -3%; Column12: 3% |  | CRU [kg] | 0 | 0 | 0
MFR [kg] | [5 empty] | 2.52E+01 | 2.52E+01 | 2.53E+01 |  | MFR [kg] |  |  |  | 2.52E+01 | 2.52E+01 | 2.53E+01 |  | MFR [kg] | [5 empty] | 2.53E+01 | 2.54E+01 | 2.54E+01 |  |  | AP [kg SO 2 | eq] |  |  |  | -12% | 15% | -12% | 14% | -21% | 25% |  | MFR [kg] | 3.58E+00 | 3.87E+00 | 3.86E+00
MER [kg] | [5 empty] | 1.08E-02 | 1.43E-02 | 1.77E-02 |  | MER [kg] |  |  |  | 1.18E-02 | 1.48E-02 | 1.72E-02 |  | MER [kg] | [5 empty] | 1.87E-02 | 2.71E-02 | 2.71E-02 |  |  | EP [kg PO_{4}^{3-} |  | eq] |  |  | -8% | 12% | -9% | 10% | -16% | 18% |  | MER [kg] | 1.36E-02 | 2.44E-02 | 2.41E-02
EE [MJ] | [5 empty] | 0 | 0 | 0 |  | EE [MJ] |  |  |  | 0 | 0 | 0 |  | EE [MJ] | [5 empty] | 0 | 0 | 0 |  |  |  | POCP [kg C 2 | H | 4 | eq] | -19% | 21% | -19% | 22% | -31% | 37% |  | EE [MJ] | 0 | 0 | 0
[30 empty] | ADPE [kg Sb eq] |  |  |  | -28% | 28% | -25% | 28% | -39% | 48%
[30 empty] | ADPF [MJ_{NCV} ] |  |  |  | -13% | 15% | -13% | 15% | -22% | 26%
Dry-cast pipes (QLD)
[30 empty] | Environmental Indicator |  |  |  | Class 2 |  | Class 3 |  | Class 4
[34 empty] | min | max | min | max | min | max
[30 empty] | GWP [kg CO_{2} eq] |  |  |  | -5% | 14% | -8% | 11% | -15% | 13%
[30 empty] | ODP [kg CFC-11 eq] |  |  |  | 0% | 0% | 0% | 0% | 0% | 0%
[29 empty] | AP [kg SO 2 | eq] |  |  |  | -6% | 16% | -9% | 12% | -17% | 14%
[30 empty] | EP [kg PO_{4}^{3-} | eq] |  |  | -4% | 10% | -6% | 8% | -11% | 9%
[30 empty] | POCP [kg C 2 | H | 4 | eq] | -12% | 33% | -17% | 22% | -28% | 24%
[30 empty] | ADPE [kg Sb eq] |  |  |  | -22% | 60% | -27% | 34% | -40% | 34%
[28 empty] | ADPF [MJ |  | NCV | ] |  |  | -7% | 18% | -10% | 13% | -18% | 16%

## WA_Premix (hidden)
https://epd-australasia.com/wp-content/uploads/2022/07/SP-05479_WA-Premix-Ready-Mix-Concrete-EPD-v1.0.pdf
Perth, WA
| Parameter | Unit | Balconies (50 MPa, GP) | Columns (40 MPa, GP) | Driveways (40 MPa, Blend) | Footpaths (40 MPa, Blend) | High impact slabs (40 MPa, Blend) | House slabs (20 MPa, GP) |  | Parameter | Unit | Retaining walls (25 MPa, GP) | Suspended slabs (25 MPa, Blend) | Tilt-up Panels (32 MPa, GP) | Wall Cavities (32 MPa, Blend) | Abutment walls (40 MPa, AH6395) | Abutment walls (40 MPa, AH6415) | Parameter | Unit | Abutment walls (40 MPa, AH6416) | Abutment walls (40 MPa, BH6395) | Barrier Kerb (32 MPa, AQ1339) | Barrier Kerb (32 MPa, AQ1340) | Barrier Kerb (32 MPa, AQ2339) | Barrier Kerb (32 MPa, AQ2340) | Parameter | Unit | Bridge deck (50 MPa, AH1440) | Bridge deck (50 MPa, AH1450) | Bridge deck (50 MPa, BH1450) | Capping Beam (50 MPa, AH6444) | Capping Beam (50 MPa, AH6476) | Cavity walls (40 MPa, CH1420) | Parameter | Unit | Cavity walls (40 MPa, CH6422) | Columns (65 MPa, AH6484) | Corefill (Prescribed MPa, PB4400) | Embankmen t foundation (50 MPa, AH6445) | Embankmen t foundation (50 MPa, AH6450) | Flowable fill (Prescribed MPa, SN1200) | Parameter | Unit | Flowable fill (Prescribed MPa, SN6206) | Flowable fill (Prescribed MPa, SN6306) | Grout slurry (Prescribed MPa, EV1113) | Grout slurry (Prescribed MPa, EV1115) | Grout slurry (Prescribed MPa, EV6113) | Grout slurry (Prescribed MPa, EV6115) | Parameter | Unit | Mortar Mix (Prescribed MPa, SS1257) | Mortar Mix (Prescribed MPa, SS1425) | Mortar Mix (Prescribed MPa, SS7257) | Mortar Mix (Prescribed MPa, SS7425) | Pier protection (65 MPa, AH1465) | Piling (40 MPa, BP6418) | Parameter | Unit | Piling (40 MPa, BP8418) | Piling (50 MPa, BP6450) | Piling (50 MPa, BP8450) | Piling (65 MPa, BP6500) | Piling (65 MPa, BP8500) | Precast elements (40 MPa, AH1395) | Parameter | Unit | Precast elements (40 MPa, AH1404) | Precast elements (40 MPa, BH1395) | Precast elements (50 MPa, AH1446) | Precast elements (50 MPa, AH1448) | Precast elements (50 MPa, AH9450) | Precast elements (50 MPa, BH1446) | Parameter | Unit | Precast elements (50 MPa, BH1447) | Precast elements (50 MPa, BH3500) | Shotcrete spray (50 MPa, CK9419) | Shotcrete spray (40 MPa, BKA410) | Shotcrete spray (40 MPa, CK9439) | Stabilised Sand (Prescribed MPa, SS1100) | Parameter | Unit | Stabilised Sand (Prescribed MPa, SS1150) | Stabilised Sand (Prescribed MPa, SS1250) | Stabilised Sand (Prescribed MPa, SS1300) | Stabilised Sand (Prescribed MPa, SS2065) | Stabilised Sand (Prescribed MPa, SS2110) | Stabilised Sand (Prescribed MPa, SS2150) | Parameter | Unit | Stabilised Sand (Prescribed MPa, SS2250) | Stabilised Sand (Prescribed MPa, SS2300) | Thin sections (40 MPa, CC1421)
| GWP | kg CO_{2} -eq. | 505 | 434 | 239 | 262 | 409 | 298 |  | GWP | kg CO_{2} -eq. | 325 | 292 | 363 | 349 | 215 | 237 | GWP | kg CO_{2} -eq. | 238 | 215 | 399 | 399 | 317 | 318 | GWP | kg CO_{2} -eq. | 510 | 517 | 523 | 251 | 275 | 483 | GWP | kg CO_{2} -eq. | 240 | 274 | 282 | 252 | 255 | 235 | GWP | kg CO_{2} -eq. | 122 | 173 | 1240 | 1270 | 579 | 587 | GWP | kg CO_{2} -eq. | 296 | 481 | 296 | 481 | 539 | 242 | GWP | kg CO_{2} -eq. | 254 | 259 | 271 | 285 | 298 | 460 | GWP | kg CO_{2} -eq. | 470 | 460 | 517 | 521 | 514 | 518 | GWP | kg CO_{2} -eq. | 519 | 421 | 478 | 367 | 499 | 124 | GWP | kg CO_{2} -eq. | 179 | 289 | 344 | 67.8 | 108 | 138 | GWP | kg CO_{2} -eq. | 221 | 267 | 485
| ODP | kg CFC11-eq. | 8.21e-06 | 7.3e-06 | 5.29e-06 | 5.61e-06 | 7.75e-06 | 5.64e-06 |  | ODP | kg CFC11-eq. | 5.98e-06 | 6.1e-06 | 6.47e-06 | 6.86e-06 | 6.2e-06 | 6.48e-06 | ODP | kg CFC11-eq. | 6.49e-06 | 6.19e-06 | 6.91e-06 | 6.89e-06 | 6.45e-06 | 6.43e-06 | ODP | kg CFC11-eq. | 8.23e-06 | 8.36e-06 | 8.36e-06 | 6.76e-06 | 7.11e-06 | 7.91e-06 | ODP | kg CFC11-eq. | 6.51e-06 | 7.16e-06 | 6.28e-06 | 6.78e-06 | 6.83e-06 | 4.25e-06 | ODP | kg CFC11-eq. | 3.79e-06 | 4.88e-06 | 1.63e-05 | 1.66e-05 | 1.25e-05 | 1.27e-05 | ODP | kg CFC11-eq. | 4.91e-06 | 7.22e-06 | 4.91e-06 | 7.22e-06 | 8.53e-06 | 6.62e-06 | ODP | kg CFC11-eq. | 6.52e-06 | 6.95e-06 | 6.83e-06 | 7.46e-06 | 7.32e-06 | 7.56e-06 | ODP | kg CFC11-eq. | 7.68e-06 | 7.58e-06 | 8.27e-06 | 8.32e-06 | 8.1e-06 | 8.3e-06 | ODP | kg CFC11-eq. | 8.31e-06 | 8.09e-06 | 7.72e-06 | 7.08e-06 | 7.99e-06 | 2.82e-06 | ODP | kg CFC11-eq. | 3.44e-06 | 4.89e-06 | 5.5e-06 | 2.21e-06 | 2.77e-06 | 3.21e-06 | ODP | kg CFC11-eq. | 4.42e-06 | 5.06e-06 | 7.9e-06
| AP | kg SO_{2} -eq. | 1.98 | 1.7 | 0.997 | 1.09 | 1.72 | 1.16 |  | AP | kg SO_{2} -eq. | 1.27 | 1.23 | 1.42 | 1.46 | 1.1 | 1.19 | AP | kg SO_{2} -eq. | 1.19 | 1.1 | 1.57 | 1.57 | 1.34 | 1.34 | AP | kg SO_{2} -eq. | 1.98 | 2.02 | 2.04 | 1.26 | 1.37 | 1.89 | AP | kg SO_{2} -eq. | 1.2 | 1.37 | 1.29 | 1.27 | 1.28 | 0.914 | AP | kg SO_{2} -eq. | 0.609 | 0.873 | 4.87 | 4.96 | 3.02 | 3.07 | AP | kg SO_{2} -eq. | 1.15 | 1.88 | 1.15 | 1.88 | 2.09 | 1.21 | AP | kg SO_{2} -eq. | 1.2 | 1.29 | 1.29 | 1.42 | 1.42 | 1.79 | AP | kg SO_{2} -eq. | 1.83 | 1.79 | 2.01 | 2.02 | 1.96 | 2.01 | AP | kg SO_{2} -eq. | 2.01 | 1.8 | 1.85 | 1.55 | 1.94 | 0.483 | AP | kg SO_{2} -eq. | 0.695 | 1.13 | 1.34 | 0.281 | 0.449 | 0.581 | AP | kg SO_{2} -eq. | 0.934 | 1.12 | 1.89
| EP | kg (PO_{4} )^{3-} -eq. | 0.289 | 0.249 | 0.145 | 0.158 | 0.243 | 0.173 |  | EP | kg (PO_{4} )^{3-} -eq. | 0.189 | 0.176 | 0.21 | 0.208 | 0.145 | 0.157 | EP | kg (PO_{4} )^{3-} -eq. | 0.158 | 0.145 | 0.23 | 0.23 | 0.19 | 0.19 | EP | kg (PO_{4} )^{3-} -eq. | 0.291 | 0.295 | 0.298 | 0.166 | 0.181 | 0.276 | EP | kg (PO_{4} )^{3-} -eq. | 0.159 | 0.181 | 0.175 | 0.167 | 0.169 | 0.134 | EP | kg (PO_{4} )^{3-} -eq. | 0.0817 | 0.114 | 0.694 | 0.706 | 0.373 | 0.379 | EP | kg (PO_{4} )^{3-} -eq. | 0.168 | 0.271 | 0.168 | 0.271 | 0.307 | 0.161 | EP | kg (PO_{4} )^{3-} -eq. | 0.166 | 0.171 | 0.176 | 0.188 | 0.194 | 0.263 | EP | kg (PO_{4} )^{3-} -eq. | 0.269 | 0.263 | 0.295 | 0.297 | 0.293 | 0.296 | EP | kg (PO_{4} )^{3-} -eq. | 0.296 | 0.253 | 0.273 | 0.219 | 0.285 | 0.0724 | EP | kg (PO_{4} )^{3-} -eq. | 0.103 | 0.164 | 0.194 | 0.0421 | 0.0652 | 0.0828 | EP | kg (PO_{4} )^{3-} -eq. | 0.131 | 0.157 | 0.277
| POCP | kg C_{2} H_{4} eq | 0.0572 | 0.0492 | 0.0303 | 0.0331 | 0.052 | 0.034 |  | POCP | kg C_{2} H_{4} eq | 0.0371 | 0.0371 | 0.0413 | 0.0442 | 0.0371 | 0.0396 | POCP | kg C_{2} H_{4} eq | 0.0397 | 0.0372 | 0.0464 | 0.0465 | 0.0413 | 0.0414 | POCP | kg C_{2} H_{4} eq | 0.0579 | 0.0584 | 0.0599 | 0.0421 | 0.0453 | 0.0547 | POCP | kg C_{2} H_{4} eq | 0.0403 | 0.0459 | 0.0416 | 0.0422 | 0.0427 | 0.0271 | POCP | kg C_{2} H_{4} eq | 0.0205 | 0.0292 | 0.139 | 0.142 | 0.099 | 0.101 | POCP | kg C_{2} H_{4} eq | 0.0338 | 0.0545 | 0.0338 | 0.0545 | 0.0612 | 0.0406 | POCP | kg C_{2} H_{4} eq | 0.0589 | 0.0434 | 0.0633 | 0.0478 | 0.0699 | 0.0522 | POCP | kg C_{2} H_{4} eq | 0.0534 | 0.0523 | 0.0588 | 0.0592 | 0.078 | 0.0589 | POCP | kg C_{2} H_{4} eq | 0.059 | 0.056 | 0.0655 | 0.0471 | 0.069 | 0.0148 | POCP | kg C_{2} H_{4} eq | 0.0208 | 0.0332 | 0.0392 | 0.0093 | 0.0143 | 0.0183 | POCP | kg C_{2} H_{4} eq | 0.0289 | 0.0345 | 0.0551
| ADPE | kg Sb-eq. | 2.87e-05 | 2.45e-05 | 1.25e-05 | 1.39e-05 | 2.21e-05 | 1.65e-05 |  | ADPE | kg Sb-eq. | 1.81e-05 | 1.54e-05 | 2.03e-05 | 1.87e-05 | 1.16e-05 | 1.3e-05 | ADPE | kg Sb-eq. | 1.3e-05 | 1.19e-05 | 3.31e-05 | 3.32e-05 | 2.77e-05 | 2.78e-05 | ADPE | kg Sb-eq. | 3.12e-05 | 2.94e-05 | 3.7e-05 | 1.39e-05 | 1.54e-05 | 2.74e-05 | ADPE | kg Sb-eq. | 1.39e-05 | 1.61e-05 | 1.71e-05 | 1.4e-05 | 1.41e-05 | 1.34e-05 | ADPE | kg Sb-eq. | 5.64e-06 | 8.16e-06 | 7.18e-05 | 7.31e-05 | 3.6e-05 | 3.65e-05 | ADPE | kg Sb-eq. | 1.7e-05 | 2.79e-05 | 1.7e-05 | 2.79e-05 | 3.38e-05 | 1.43e-05 | ADPE | kg Sb-eq. | 1.37e-05 | 1.53e-05 | 1.47e-05 | 1.7e-05 | 1.63e-05 | 2.8e-05 | ADPE | kg Sb-eq. | 2.86e-05 | 2.82e-05 | 3.24e-05 | 3.31e-05 | 3.1e-05 | 3.24e-05 | ADPE | kg Sb-eq. | 3.25e-05 | 2.69e-05 | 2.98e-05 | 2.32e-05 | 3.11e-05 | 6.85e-06 | ADPE | kg Sb-eq. | 1.01e-05 | 1.66e-05 | 1.99e-05 | 3.35e-06 | 5.68e-06 | 7.38e-06 | ADPE | kg Sb-eq. | 1.21e-05 | 1.47e-05 | 2.79e-05
| ADPF | MJ (NCV) | 3170 | 2740 | 1700 | 1840 | 2800 | 1940 |  | ADPF | MJ (NCV) | 2100 | 2040 | 2330 | 2400 | 1930 | 2060 | ADPF | MJ (NCV) | 2060 | 1930 | 2580 | 2580 | 2250 | 2250 | ADPF | MJ (NCV) | 3230 | 3230 | 3340 | 2180 | 2340 | 3030 | ADPF | MJ (NCV) | 2100 | 2370 | 2200 | 2180 | 2210 | 1520 | ADPF | MJ (NCV) | 1090 | 1500 | 7380 | 7510 | 4680 | 4760 | ADPF | MJ (NCV) | 1870 | 2970 | 1870 | 2970 | 3420 | 2120 | ADPF | MJ (NCV) | 2390 | 2260 | 2550 | 2470 | 2800 | 2930 | ADPF | MJ (NCV) | 2990 | 2940 | 3290 | 3320 | 3530 | 3290 | ADPF | MJ (NCV) | 3300 | 3030 | 3160 | 2540 | 3300 | 863 | ADPF | MJ (NCV) | 1180 | 1840 | 2160 | 558 | 812 | 1010 | ADPF | MJ (NCV) | 1550 | 1840 | 3050
| PERE | MJ | 37.3 | 32.5 | 22 | 23.7 | 35 | 23.8 |  | PERE | MJ | 25.6 | 26 | 28 | 30.1 | 29.7 | 31.4 | PERE | MJ | 31.4 | 30 | 34.5 | 34.5 | 32.1 | 32 | PERE | MJ | 40.7 | 38 | 44.1 | 33.2 | 35.4 | 35.8 | PERE | MJ | 32.7 | 36.9 | 32.7 | 33.3 | 33.6 | 18.7 | PERE | MJ | 16.1 | 21.8 | 81.5 | 82.9 | 64.6 | 65.7 | PERE | MJ | 22.5 | 34.9 | 22.5 | 34.9 | 43.8 | 33.8 | PERE | MJ | 155 | 35.9 | 168 | 39.2 | 186 | 37 | PERE | MJ | 37.7 | 37.3 | 42.2 | 43.1 | 174 | 42.3 | PERE | MJ | 42.4 | 43.6 | 110 | 33.3 | 119 | 11.2 | PERE | MJ | 14.8 | 22.3 | 25.9 | 8.06 | 11.1 | 13.6 | PERE | MJ | 20.2 | 23.6 | 36.7
| PERM | MJ | 0 | 0 | 0 | 0 | 0 | 0 |  | PERM | MJ | 0 | 0 | 0 | 0 | 0 | 0 | PERM | MJ | 0 | 0 | 0 | 0 | 0 | 0 | PERM | MJ | 0 | 0 | 0 | 0 | 0 | 0 | PERM | MJ | 0 | 0 | 0 | 0 | 0 | 0 | PERM | MJ | 0 | 0 | 0 | 0 | 0 | 0 | PERM | MJ | 0 | 0 | 0 | 0 | 0 | 0 | PERM | MJ | 0 | 0 | 0 | 0 | 0 | 0 | PERM | MJ | 0 | 0 | 0 | 0 | 0 | 0 | PERM | MJ | 0 | 0 | 0 | 0 | 0 | 0 | PERM | MJ | 0 | 0 | 0 | 0 | 0 | 0 | PERM | MJ | 0 | 0 | 0
| PERT | MJ | 37.3 | 32.5 | 22 | 23.7 | 35 | 23.8 |  | PERT | MJ | 25.6 | 26 | 28 | 30.1 | 29.7 | 31.4 | PERT | MJ | 31.4 | 30 | 34.5 | 34.5 | 32.1 | 32 | PERT | MJ | 40.7 | 38 | 44.1 | 33.2 | 35.4 | 35.8 | PERT | MJ | 32.7 | 36.9 | 32.7 | 33.3 | 33.6 | 18.7 | PERT | MJ | 16.1 | 21.8 | 81.5 | 82.9 | 64.6 | 65.7 | PERT | MJ | 22.5 | 34.9 | 22.5 | 34.9 | 43.8 | 33.8 | PERT | MJ | 155 | 35.9 | 168 | 39.2 | 186 | 37 | PERT | MJ | 37.7 | 37.3 | 42.2 | 43.1 | 174 | 42.3 | PERT | MJ | 42.4 | 43.6 | 110 | 33.3 | 119 | 11.2 | PERT | MJ | 14.8 | 22.3 | 25.9 | 8.06 | 11.1 | 13.6 | PERT | MJ | 20.2 | 23.6 | 36.7
| PENRE | MJ | 3240 | 2810 | 1730 | 1880 | 2850 | 1980 |  | PENRE | MJ | 2150 | 2080 | 2380 | 2450 | 1940 | 2080 | PENRE | MJ | 2080 | 1940 | 2650 | 2650 | 2290 | 2300 | PENRE | MJ | 3300 | 3310 | 3410 | 2190 | 2360 | 3100 | PENRE | MJ | 2110 | 2390 | 2220 | 2200 | 2220 | 1560 | PENRE | MJ | 1100 | 1510 | 7590 | 7720 | 4760 | 4830 | PENRE | MJ | 1920 | 3040 | 1920 | 3040 | 3490 | 2140 | PENRE | MJ | 2410 | 2280 | 2570 | 2490 | 2810 | 2990 | PENRE | MJ | 3050 | 3000 | 3360 | 3390 | 3600 | 3360 | PENRE | MJ | 3370 | 3070 | 3230 | 2590 | 3380 | 880 | PENRE | MJ | 1210 | 1880 | 2210 | 566 | 826 | 1030 | PENRE | MJ | 1580 | 1880 | 3120
| PENRM | MJ | 6.83 | 5.82 | 3.88 | 4.27 | 7.07 | 3.88 |  | PENRM | MJ | 4.27 | 4.89 | 4.81 | 5.9 | 15.8 | 16.6 | PENRM | MJ | 16.7 | 16.9 | 5.26 | 5.28 | 5.26 | 5.28 | PENRM | MJ | 17.7 | 6.99 | 21.5 | 17.8 | 19.1 | 6.52 | PENRM | MJ | 20.2 | 23.2 | 19.2 | 17.9 | 18.1 | 3.11 | PENRM | MJ | 3.2 | 4.75 | 0 | 0 | 0 | 0 | PENRM | MJ | 3.99 | 6.6 | 3.99 | 6.6 | 22.3 | 20 | PENRM | MJ | 20 | 21.5 | 21.5 | 23.9 | 23.9 | 15.8 | PENRM | MJ | 16.2 | 16.9 | 21.4 | 23.8 | 23.3 | 21.4 | PENRM | MJ | 21.4 | 29.1 | 6.51 | 6.27 | 6.82 | 1.55 | PENRM | MJ | 2.33 | 3.88 | 4.66 | 1.01 | 1.71 | 2.33 | PENRM | MJ | 3.88 | 4.66 | 6.54
| PENRT | MJ | 3250 | 2810 | 1730 | 1880 | 2860 | 1990 |  | PENRT | MJ | 2160 | 2090 | 2390 | 2450 | 1960 | 2090 | PENRT | MJ | 2100 | 1960 | 2650 | 2650 | 2300 | 2300 | PENRT | MJ | 3320 | 3320 | 3430 | 2210 | 2380 | 3110 | PENRT | MJ | 2130 | 2410 | 2240 | 2220 | 2240 | 1560 | PENRT | MJ | 1100 | 1520 | 7590 | 7720 | 4760 | 4830 | PENRT | MJ | 1920 | 3050 | 1920 | 3050 | 3510 | 2160 | PENRT | MJ | 2430 | 2300 | 2590 | 2520 | 2840 | 3010 | PENRT | MJ | 3070 | 3020 | 3380 | 3410 | 3620 | 3380 | PENRT | MJ | 3390 | 3100 | 3240 | 2600 | 3380 | 882 | PENRT | MJ | 1210 | 1890 | 2210 | 567 | 828 | 1030 | PENRT | MJ | 1580 | 1880 | 3130
| SM | kg | 0 | 0 | 69.8 | 75.2 | 134 | 0 |  | SM | kg | 0 | 91.3 | 0 | 107 | 290 | 290 | SM | kg | 291 | 290 | 0 | 0 | 96.7 | 96.7 | SM | kg | 0 | 0 | 0 | 311 | 324 | 0 | SM | kg | 297 | 338 | 215 | 311 | 315 | 0 | SM | kg | 144 | 215 | 0 | 0 | 789 | 806 | SM | kg | 0 | 0 | 0 | 0 | 0 | 292 | SM | kg | 304 | 315 | 328 | 349 | 364 | 0 | SM | kg | 0 | 0 | 0 | 0 | 38.7 | 0 | SM | kg | 0 | 188 | 21.5 | 118 | 23.6 | 0 | SM | kg | 0 | 0 | 0 | 21.5 | 32.2 | 48.3 | SM | kg | 80.6 | 91.3 | 0
| RSF | MJ | 0 | 0 | 0 | 0 | 0 | 0 |  | RSF | MJ | 0 | 0 | 0 | 0 | 0 | 0 | RSF | MJ | 0 | 0 | 0 | 0 | 0 | 0 | RSF | MJ | 0 | 0 | 0 | 0 | 0 | 0 | RSF | MJ | 0 | 0 | 0 | 0 | 0 | 0 | RSF | MJ | 0 | 0 | 0 | 0 | 0 | 0 | RSF | MJ | 0 | 0 | 0 | 0 | 0 | 0 | RSF | MJ | 0 | 0 | 0 | 0 | 0 | 0 | RSF | MJ | 0 | 0 | 0 | 0 | 0 | 0 | RSF | MJ | 0 | 0 | 0 | 0 | 0 | 0 | RSF | MJ | 0 | 0 | 0 | 0 | 0 | 0 | RSF | MJ | 0 | 0 | 0
| NRSF | MJ | 0 | 0 | 0 | 0 | 0 | 0 |  | NRSF | MJ | 0 | 0 | 0 | 0 | 0 | 0 | NRSF | MJ | 0 | 0 | 0 | 0 | 0 | 0 | NRSF | MJ | 0 | 0 | 0 | 0 | 0 | 0 | NRSF | MJ | 0 | 0 | 0 | 0 | 0 | 0 | NRSF | MJ | 0 | 0 | 0 | 0 | 0 | 0 | NRSF | MJ | 0 | 0 | 0 | 0 | 0 | 0 | NRSF | MJ | 0 | 0 | 0 | 0 | 0 | 0 | NRSF | MJ | 0 | 0 | 0 | 0 | 0 | 0 | NRSF | MJ | 0 | 0 | 0 | 0 | 0 | 0 | NRSF | MJ | 0 | 0 | 0 | 0 | 0 | 0 | NRSF | MJ | 0 | 0 | 0
| FW | m^{3} | 2.05 | 1.85 | 1.33 | 1.39 | 1.75 | 1.5 |  | FW | m^{3} | 1.58 | 1.47 | 1.68 | 1.6 | 1.21 | 1.27 | FW | m^{3} | 1.27 | 1.2 | 1.78 | 1.76 | 1.54 | 1.53 | FW | m^{3} | 2.06 | 2.08 | 2.1 | 1.3 | 1.35 | 1.98 | FW | m^{3} | 1.27 | 1.35 | 1.33 | 1.3 | 1.31 | 1.17 | FW | m^{3} | 0.913 | 1.05 | 4.08 | 4.14 | 2.13 | 2.15 | FW | m^{3} | 1.31 | 1.81 | 1.31 | 1.81 | 2.13 | 1.33 | FW | m^{3} | 1.41 | 1.36 | 1.46 | 1.43 | 1.53 | 1.91 | FW | m^{3} | 1.94 | 1.92 | 2.08 | 2.09 | 2.12 | 2.08 | FW | m^{3} | 2.09 | 1.77 | 1.98 | 1.63 | 2.04 | 0.858 | FW | m^{3} | 0.993 | 1.31 | 1.44 | 0.696 | 0.801 | 0.873 | FW | m^{3} | 1.09 | 1.21 | 1.98
| HWD | kg | 7.33e-06 | 6.25e-06 | 5.23e-06 | 5.64e-06 | 7.58e-06 | 5.23e-06 |  | HWD | kg | 5.64e-06 | 5.25e-06 | 5.69e-06 | 6.33e-06 | 1.7e-05 | 1.79e-05 | HWD | kg | 1.79e-05 | 1.81e-05 | 1.78e-05 | 1.78e-05 | 1.78e-05 | 1.78e-05 | HWD | kg | 1.89e-05 | 7.5e-06 | 2.71e-05 | 1.91e-05 | 2.05e-05 | 7e-06 | HWD | kg | 2.17e-05 | 2.49e-05 | 2.19e-05 | 1.91e-05 | 1.94e-05 | 5.45e-06 | HWD | kg | 5.55e-06 | 7.22e-06 | 3.1e-06 | 3.15e-06 | 1.14e-05 | 1.15e-05 | HWD | kg | 5.61e-06 | 8.41e-06 | 5.61e-06 | 8.41e-06 | 2.39e-05 | 2.41e-05 | HWD | kg | 2.41e-05 | 2.58e-05 | 2.58e-05 | 2.83e-05 | 2.83e-05 | 1.7e-05 | HWD | kg | 1.74e-05 | 1.81e-05 | 2.29e-05 | 2.55e-05 | 2.5e-05 | 2.29e-05 | HWD | kg | 2.3e-05 | 3.12e-05 | 1.21e-05 | 1.17e-05 | 1.25e-05 | 3.79e-06 | HWD | kg | 4.62e-06 | 6.29e-06 | 7.12e-06 | 3.2e-06 | 3.95e-06 | 4.62e-06 | HWD | kg | 6.29e-06 | 7.12e-06 | 9.67e-06
| NHWD | kg | 0.0363 | 0.0309 | 0.029 | 0.0311 | 0.0375 | 0.029 |  | NHWD | kg | 0.0311 | 0.026 | 0.0298 | 0.0313 | 0.0842 | 0.0884 | NHWD | kg | 0.0886 | 0.0896 | 3.07 | 3.08 | 3.07 | 3.08 | NHWD | kg | 0.0938 | 0.0371 | 1.32 | 0.0946 | 0.101 | 0.0346 | NHWD | kg | 0.107 | 0.123 | 0.112 | 0.0948 | 0.0959 | 0.0333 | NHWD | kg | 0.0337 | 0.042 | 0.545 | 0.561 | 3.03 | 3.09 | NHWD | kg | 0.0317 | 0.0455 | 0.0317 | 0.0455 | 0.118 | 0.127 | NHWD | kg | 0.127 | 0.135 | 0.135 | 0.148 | 0.148 | 0.0842 | NHWD | kg | 0.0861 | 0.0896 | 0.113 | 0.126 | 0.124 | 0.113 | NHWD | kg | 0.114 | 0.155 | 0.984 | 0.949 | 1.03 | 0.025 | NHWD | kg | 0.0291 | 0.0374 | 0.0415 | 0.0221 | 0.0258 | 0.0291 | NHWD | kg | 0.0374 | 0.0415 | 0.0557
| RWD | kg | 0.00226 | 0.00193 | 0.0013 | 0.00141 | 0.00206 | 0.00144 |  | RWD | kg | 0.00157 | 0.00143 | 0.00167 | 0.00173 | 0.00324 | 0.00343 | RWD | kg | 0.00344 | 0.00343 | 0.0044 | 0.00442 | 0.0042 | 0.00422 | RWD | kg | 0.00428 | 0.00231 | 0.00596 | 0.00367 | 0.00395 | 0.00216 | RWD | kg | 0.0041 | 0.00471 | 0.00422 | 0.00368 | 0.00372 | 0.00134 | RWD | kg | 0.00107 | 0.00144 | 0.00314 | 0.00319 | 0.00343 | 0.00348 | RWD | kg | 0.00152 | 0.00238 | 0.00152 | 0.00238 | 0.0052 | 0.00446 | RWD | kg | 0.00443 | 0.00477 | 0.00474 | 0.00526 | 0.00523 | 0.00384 | RWD | kg | 0.00393 | 0.00403 | 0.00498 | 0.00544 | 0.00527 | 0.00498 | RWD | kg | 0.005 | 0.00616 | 0.00313 | 0.00282 | 0.00326 | 0.00083 | RWD | kg | 0.00109 | 0.0016 | 0.00186 | 0.000605 | 0.000814 | 0.000986 | RWD | kg | 0.00143 | 0.00167 | 0.00256
| CRU | kg | 0 | 0 | 0 | 0 | 0 | 0 |  | CRU | kg | 0 | 0 | 0 | 0 | 0 | 0 | CRU | kg | 0 | 0 | 0 | 0 | 0 | 0 | CRU | kg | 0 | 0 | 0 | 0 | 0 | 0 | CRU | kg | 0 | 0 | 0 | 0 | 0 | 0 | CRU | kg | 0 | 0 | 0 | 0 | 0 | 0 | CRU | kg | 0 | 0 | 0 | 0 | 0 | 0 | CRU | kg | 0 | 0 | 0 | 0 | 0 | 0 | CRU | kg | 0 | 0 | 0 | 0 | 0 | 0 | CRU | kg | 0 | 0 | 0 | 0 | 0 | 0 | CRU | kg | 0 | 0 | 0 | 0 | 0 | 0 | CRU | kg | 0 | 0 | 0
| MFR | kg | 179 | 177 | 173 | 174 | 178 | 175 |  | MFR | kg | 175 | 176 | 176 | 177 | 178 | 179 | MFR | kg | 179 | 178 | 172 | 172 | 172 | 172 | MFR | kg | 181 | 181 | 181 | 179 | 177 | 177 | MFR | kg | 177 | 178 | 165 | 179 | 179 | 156 | MFR | kg | 149 | 157 | 121 | 123 | 121 | 123 | MFR | kg | 146 | 148 | 146 | 148 | 178 | 181 | MFR | kg | 181 | 181 | 181 | 181 | 181 | 176 | MFR | kg | 176 | 178 | 178 | 180 | 180 | 180 | MFR | kg | 180 | 178 | 170 | 170 | 172 | 149 | MFR | kg | 143 | 152 | 145 | 146 | 146 | 143 | MFR | kg | 144 | 145 | 177
| MER | kg | 0 | 0 | 0 | 0 | 0 | 0 |  | MER | kg | 0 | 0 | 0 | 0 | 0 | 0 | MER | kg | 0 | 0 | 0 | 0 | 0 | 0 | MER | kg | 0 | 0 | 0 | 0 | 0 | 0 | MER | kg | 0 | 0 | 0 | 0 | 0 | 0 | MER | kg | 0 | 0 | 0 | 0 | 0 | 0 | MER | kg | 0 | 0 | 0 | 0 | 0 | 0 | MER | kg | 0 | 0 | 0 | 0 | 0 | 0 | MER | kg | 0 | 0 | 0 | 0 | 0 | 0 | MER | kg | 0 | 0 | 0 | 0 | 0 | 0 | MER | kg | 0 | 0 | 0 | 0 | 0 | 0 | MER | kg | 0 | 0 | 0
| EE | MJ | 0 | 0 | 0 | 0 | 0 | 0 |  | EE | MJ | 0 | 0 | 0 | 0 | 0 | 0 | EE | MJ | 0 | 0 | 0 | 0 | 0 | 0 | EE | MJ | 0 | 0 | 0 | 0 | 0 | 0 | EE | MJ | 0 | 0 | 0 | 0 | 0 | 0 | EE | MJ | 0 | 0 | 0 | 0 | 0 | 0 | EE | MJ | 0 | 0 | 0 | 0 | 0 | 0 | EE | MJ | 0 | 0 | 0 | 0 | 0 | 0 | EE | MJ | 0 | 0 | 0 | 0 | 0 | 0 | EE | MJ | 0 | 0 | 0 | 0 | 0 | 0 | EE | MJ | 0 | 0 | 0 | 0 | 0 | 0 | EE | MJ | 0 | 0 | 0
| Parameter | Unit | Balconies (50 MPa, GP) | Columns (40 MPa, GP) | Driveways (40 MPa, Blend) | Footpaths (40 MPa, Blend) | High impact slabs (40 MPa, Blend) | House slabs (20 MPa, GP) |  | Parameter | Unit | Retaining walls (25 MPa, GP) | Suspended slabs (25 MPa, Blend) | Tilt-up Panels (32 MPa, GP) | Wall Cavities (32 MPa, Blend) | Abutment walls (40 MPa, AH6395) | Abutment walls (40 MPa, AH6415) | Parameter | Unit | Abutment walls (40 MPa, AH6416) | Abutment walls (40 MPa, BH6395) | Barrier Kerb (32 MPa, AQ1339) | Barrier Kerb (32 MPa, AQ1340) | Barrier Kerb (32 MPa, AQ2339) | Barrier Kerb (32 MPa, AQ2340) | Parameter | Unit | Bridge deck (50 MPa, AH1440) | Bridge deck (50 MPa, AH1450) | Bridge deck (50 MPa, BH1450) | Capping Beam (50 MPa, AH6444) | Capping Beam (50 MPa, AH6476) | Cavity walls (40 MPa, CH1420) | Parameter | Unit | Cavity walls (40 MPa, CH6422) | Columns (65 MPa, AH6484) | Corefill (Prescribed MPa, PB4400) | Embankmen t foundation (50 MPa, AH6445) | Embankmen t foundation (50 MPa, AH6450) | Flowable fill (Prescribed MPa, SN1200) | Parameter | Unit | Flowable fill (Prescribed MPa, SN6206) | Flowable fill (Prescribed MPa, SN6306) | Grout slurry (Prescribed MPa, EV1113) | Grout slurry (Prescribed MPa, EV1115) | Grout slurry (Prescribed MPa, EV6113) | Grout slurry (Prescribed MPa, EV6115) | Parameter | Unit | Mortar Mix (Prescribed MPa, SS1257) | Mortar Mix (Prescribed MPa, SS1425) | Mortar Mix (Prescribed MPa, SS7257) | Mortar Mix (Prescribed MPa, SS7425) | Pier protection (65 MPa, AH1465) | Piling (40 MPa, BP6418) | Parameter | Unit | Piling (40 MPa, BP8418) | Piling (50 MPa, BP6450) | Piling (50 MPa, BP8450) | Piling (65 MPa, BP6500) | Piling (65 MPa, BP8500) | Precast elements (40 MPa, AH1395) | Parameter | Unit | Precast elements (40 MPa, AH1404) | Precast elements (40 MPa, BH1395) | Precast elements (50 MPa, AH1446) | Precast elements (50 MPa, AH1448) | Precast elements (50 MPa, AH9450) | Precast elements (50 MPa, BH1446) | Parameter | Unit | Precast elements (50 MPa, BH1447) | Precast elements (50 MPa, BH3500) | Shotcrete spray (50 MPa, CK9419) | Shotcrete spray (40 MPa, BKA410) | Shotcrete spray (40 MPa, CK9439) | Stabilised Sand (Prescribed MPa, SS1100) | Parameter | Unit | Stabilised Sand (Prescribed MPa, SS1150) | Stabilised Sand (Prescribed MPa, SS1250) | Stabilised Sand (Prescribed MPa, SS1300) | Stabilised Sand (Prescribed MPa, SS2065) | Stabilised Sand (Prescribed MPa, SS2110) | Stabilised Sand (Prescribed MPa, SS2150) | Parameter | Unit | Stabilised Sand (Prescribed MPa, SS2250) | Stabilised Sand (Prescribed MPa, SS2300) | Thin sections (40 MPa, CC1421)
| GWP | kg CO_{2} -eq. | 505 | 434 | 239 | 262 | 409 | 298 |  | GWP | kg CO_{2} -eq. | 325 | 292 | 363 | 349 | 215 | 237 | GWP | kg CO_{2} -eq. | 238 | 215 | 399 | 399 | 317 | 318 | GWP | kg CO_{2} -eq. | 510 | 517 | 523 | 251 | 275 | 483 | GWP | kg CO_{2} -eq. | 240 | 274 | 282 | 252 | 255 | 235 | GWP | kg CO_{2} -eq. | 122 | 173 | 1240 | 1270 | 579 | 587 | GWP | kg CO_{2} -eq. | 296 | 481 | 296 | 481 | 539 | 242 | GWP | kg CO_{2} -eq. | 254 | 259 | 271 | 285 | 298 | 460 | GWP | kg CO_{2} -eq. | 470 | 460 | 517 | 521 | 514 | 518 | GWP | kg CO_{2} -eq. | 519 | 421 | 478 | 367 | 499 | 124 | GWP | kg CO_{2} -eq. | 179 | 289 | 344 | 67.8 | 108 | 138 | GWP | kg CO_{2} -eq. | 221 | 267 | 485
| Parameter | GWP
Class | Unit | kg CO_{2} -eq. | Strength | Product code | Product code clean | Table name | Material name |  | MPa in-situ, no reinforcement - WA Premix Concrete |  |  |  | Concrete,
Normal Class | Balconies (50 MPa, GP) | 505 | 50 | GP) | GP | 50 MPa in-situ, no reinforcement - WA Premix Concrete | Concrete, 50 MPa, in-situ, no reinforcement, GP, Normal Class (WA Premix) (WA), (Perth) | [5 empty] | MPa,
Normal Class | Columns (40 MPa, GP) | 434 | 40 | GP) | GP | 40 MPa in-situ, no reinforcement - WA Premix Concrete | Concrete, 40 MPa, in-situ, no reinforcement, GP, Normal Class (WA Premix) (WA), (Perth) | [5 empty] | in-situ, no reinforcement,
Normal Class | Driveways (40 MPa, Blend) | 239 | 40 | Blend) | Blend | 40 MPa in-situ, no reinforcement - WA Premix Concrete | Concrete, 40 MPa, in-situ, no reinforcement, Blend, Normal Class (WA Premix) (WA), (Perth) | [5 empty] | (WA Premix) (WA), (Perth)
Normal Class | Footpaths (40 MPa, Blend) | 262 | 40 | Blend) | Blend | 40 MPa in-situ, no reinforcement - WA Premix Concrete | Concrete, 40 MPa, in-situ, no reinforcement, Blend, Normal Class (WA Premix) (WA), (Perth)
Normal Class | High impact slabs (40 MPa, Blend) | 409 | 40 | Blend) | Blend | 40 MPa in-situ, no reinforcement - WA Premix Concrete | Concrete, 40 MPa, in-situ, no reinforcement, Blend, Normal Class (WA Premix) (WA), (Perth)
Normal Class | House slabs (20 MPa, GP) | 298 | 20 | GP) | GP | 20 MPa in-situ, no reinforcement - WA Premix Concrete | Concrete, 20 MPa, in-situ, no reinforcement, GP, Normal Class (WA Premix) (WA), (Perth) |  | S-P-05479 |  |  |  | Concrete, 20 MPa, in-situ, no reinforcement, (EPG20F) (Barro Group) (VIC)
Normal Class | Retaining walls (25 MPa, GP) | 325 | 25 | GP) | GP | 25 MPa in-situ, no reinforcement - WA Premix Concrete | Concrete, 25 MPa, in-situ, no reinforcement, GP, Normal Class (WA Premix) (WA), (Perth) |  | 2022-02-28
Normal Class | Suspended slabs (25 MPa, Blend) | 292 | 25 | Blend) | Blend | 25 MPa in-situ, no reinforcement - WA Premix Concrete | Concrete, 25 MPa, in-situ, no reinforcement, Blend, Normal Class (WA Premix) (WA), (Perth) |  | 2027-02-28
Normal Class | Tilt-up Panels (32 MPa, GP) | 363 | 32 | GP) | GP | 32 MPa in-situ, no reinforcement - WA Premix Concrete | Concrete, 32 MPa, in-situ, no reinforcement, GP, Normal Class (WA Premix) (WA), (Perth) |  | m3
Normal Class | Wall Cavities (32 MPa, Blend) | 349 | 32 | Blend) | Blend | 32 MPa in-situ, no reinforcement - WA Premix Concrete | Concrete, 32 MPa, in-situ, no reinforcement, Blend, Normal Class (WA Premix) (WA), (Perth)
Special Class | Abutment walls (40 MPa, AH6395) | 215 | 40 | AH6395) | AH6395 | 40 MPa in-situ, no reinforcement - WA Premix Concrete | Concrete, 40 MPa, in-situ, no reinforcement, AH6395, Special Class (WA Premix) (WA), (Perth)
Special Class | Abutment walls (40 MPa, AH6415) | 237 | 40 | AH6415) | AH6415 | 40 MPa in-situ, no reinforcement - WA Premix Concrete | Concrete, 40 MPa, in-situ, no reinforcement, AH6415, Special Class (WA Premix) (WA), (Perth)
Special Class | Abutment walls (40 MPa, AH6416) | 238 | 40 | AH6416) | AH6416 | 40 MPa in-situ, no reinforcement - WA Premix Concrete | Concrete, 40 MPa, in-situ, no reinforcement, AH6416, Special Class (WA Premix) (WA), (Perth)
Special Class | Abutment walls (40 MPa, BH6395) | 215 | 40 | BH6395) | BH6395 | 40 MPa in-situ, no reinforcement - WA Premix Concrete | Concrete, 40 MPa, in-situ, no reinforcement, BH6395, Special Class (WA Premix) (WA), (Perth)
Special Class | Barrier Kerb (32 MPa, AQ1339) | 399 | 32 | AQ1339) | AQ1339 | 32 MPa in-situ, no reinforcement - WA Premix Concrete | Concrete, 32 MPa, in-situ, no reinforcement, AQ1339, Special Class (WA Premix) (WA), (Perth)
Special Class | Barrier Kerb (32 MPa, AQ1340) | 399 | 32 | AQ1340) | AQ1340 | 32 MPa in-situ, no reinforcement - WA Premix Concrete | Concrete, 32 MPa, in-situ, no reinforcement, AQ1340, Special Class (WA Premix) (WA), (Perth)
Special Class | Barrier Kerb (32 MPa, AQ2339) | 317 | 32 | AQ2339) | AQ2339 | 32 MPa in-situ, no reinforcement - WA Premix Concrete | Concrete, 32 MPa, in-situ, no reinforcement, AQ2339, Special Class (WA Premix) (WA), (Perth)
Special Class | Barrier Kerb (32 MPa, AQ2340) | 318 | 32 | AQ2340) | AQ2340 | 32 MPa in-situ, no reinforcement - WA Premix Concrete | Concrete, 32 MPa, in-situ, no reinforcement, AQ2340, Special Class (WA Premix) (WA), (Perth)
Special Class | Bridge deck (50 MPa, AH1440) | 510 | 50 | AH1440) | AH1440 | 50 MPa in-situ, no reinforcement - WA Premix Concrete | Concrete, 50 MPa, in-situ, no reinforcement, AH1440, Special Class (WA Premix) (WA), (Perth)
Special Class | Bridge deck (50 MPa, AH1450) | 517 | 50 | AH1450) | AH1450 | 50 MPa in-situ, no reinforcement - WA Premix Concrete | Concrete, 50 MPa, in-situ, no reinforcement, AH1450, Special Class (WA Premix) (WA), (Perth)
Special Class | Bridge deck (50 MPa, BH1450) | 523 | 50 | BH1450) | BH1450 | 50 MPa in-situ, no reinforcement - WA Premix Concrete | Concrete, 50 MPa, in-situ, no reinforcement, BH1450, Special Class (WA Premix) (WA), (Perth)
Special Class | Capping Beam (50 MPa, AH6444) | 251 | 50 | AH6444) | AH6444 | 50 MPa in-situ, no reinforcement - WA Premix Concrete | Concrete, 50 MPa, in-situ, no reinforcement, AH6444, Special Class (WA Premix) (WA), (Perth)
Special Class | Capping Beam (50 MPa, AH6476) | 275 | 50 | AH6476) | AH6476 | 50 MPa in-situ, no reinforcement - WA Premix Concrete | Concrete, 50 MPa, in-situ, no reinforcement, AH6476, Special Class (WA Premix) (WA), (Perth)
Special Class | Cavity walls (40 MPa, CH1420) | 483 | 40 | CH1420) | CH1420 | 40 MPa in-situ, no reinforcement - WA Premix Concrete | Concrete, 40 MPa, in-situ, no reinforcement, CH1420, Special Class (WA Premix) (WA), (Perth)
Special Class | Cavity walls (40 MPa, CH6422) | 240 | 40 | CH6422) | CH6422 | 40 MPa in-situ, no reinforcement - WA Premix Concrete | Concrete, 40 MPa, in-situ, no reinforcement, CH6422, Special Class (WA Premix) (WA), (Perth)
Special Class | Columns (65 MPa, AH6484) | 274 | 65 | AH6484) | AH6484 | 65 MPa in-situ, no reinforcement - WA Premix Concrete | Concrete, 65 MPa, in-situ, no reinforcement, AH6484, Special Class (WA Premix) (WA), (Perth)
Special Class | Corefill (Prescribed MPa, PB4400) | 282 | ? | PB4400) | PB4400 | ? MPa in-situ, no reinforcement - WA Premix Concrete | Concrete, ? MPa, in-situ, no reinforcement, PB4400, Special Class (WA Premix) (WA), (Perth)
Special Class | Embankmen t foundation (50 MPa, AH6445) | 252 | 50 | AH6445) | AH6445 | 50 MPa in-situ, no reinforcement - WA Premix Concrete | Concrete, 50 MPa, in-situ, no reinforcement, AH6445, Special Class (WA Premix) (WA), (Perth)
Special Class | Embankmen t foundation (50 MPa, AH6450) | 255 | 50 | AH6450) | AH6450 | 50 MPa in-situ, no reinforcement - WA Premix Concrete | Concrete, 50 MPa, in-situ, no reinforcement, AH6450, Special Class (WA Premix) (WA), (Perth)
Special Class | Flowable fill (Prescribed MPa, SN1200) | 235 | ? | SN1200) | SN1200 | ? MPa in-situ, no reinforcement - WA Premix Concrete | Concrete, ? MPa, in-situ, no reinforcement, SN1200, Special Class (WA Premix) (WA), (Perth)
Special Class | Flowable fill (Prescribed MPa, SN6206) | 122 | ? | SN6206) | SN6206 | ? MPa in-situ, no reinforcement - WA Premix Concrete | Concrete, ? MPa, in-situ, no reinforcement, SN6206, Special Class (WA Premix) (WA), (Perth)
Special Class | Flowable fill (Prescribed MPa, SN6306) | 173 | ? | SN6306) | SN6306 | ? MPa in-situ, no reinforcement - WA Premix Concrete | Concrete, ? MPa, in-situ, no reinforcement, SN6306, Special Class (WA Premix) (WA), (Perth)
Special Class | Grout slurry (Prescribed MPa, EV1113) | 1240 | Mortar/Grout cement | EV1113) | EV1113 | Mortar/Grout cement MPa in-situ, no reinforcement - WA Premix Concrete | Concrete, Mortar/Grout cement MPa, in-situ, no reinforcement, EV1113, Special Class (WA Premix) (WA), (Perth)
Special Class | Grout slurry (Prescribed MPa, EV1115) | 1270 | Mortar/Grout cement | EV1115) | EV1115 | Mortar/Grout cement MPa in-situ, no reinforcement - WA Premix Concrete | Concrete, Mortar/Grout cement MPa, in-situ, no reinforcement, EV1115, Special Class (WA Premix) (WA), (Perth)
Special Class | Grout slurry (Prescribed MPa, EV6113) | 579 | Mortar/Grout cement | EV6113) | EV6113 | Mortar/Grout cement MPa in-situ, no reinforcement - WA Premix Concrete | Concrete, Mortar/Grout cement MPa, in-situ, no reinforcement, EV6113, Special Class (WA Premix) (WA), (Perth)
Special Class | Grout slurry (Prescribed MPa, EV6115) | 587 | Mortar/Grout cement | EV6115) | EV6115 | Mortar/Grout cement MPa in-situ, no reinforcement - WA Premix Concrete | Concrete, Mortar/Grout cement MPa, in-situ, no reinforcement, EV6115, Special Class (WA Premix) (WA), (Perth)
Special Class | Mortar Mix (Prescribed MPa, SS1257) | 296 | Mortar/Grout cement | SS1257) | SS1257 | Mortar/Grout cement MPa in-situ, no reinforcement - WA Premix Concrete | Concrete, Mortar/Grout cement MPa, in-situ, no reinforcement, SS1257, Special Class (WA Premix) (WA), (Perth)
Special Class | Mortar Mix (Prescribed MPa, SS1425) | 481 | Mortar/Grout cement | SS1425) | SS1425 | Mortar/Grout cement MPa in-situ, no reinforcement - WA Premix Concrete | Concrete, Mortar/Grout cement MPa, in-situ, no reinforcement, SS1425, Special Class (WA Premix) (WA), (Perth)
Special Class | Mortar Mix (Prescribed MPa, SS7257) | 296 | Mortar/Grout cement | SS7257) | SS7257 | Mortar/Grout cement MPa in-situ, no reinforcement - WA Premix Concrete | Concrete, Mortar/Grout cement MPa, in-situ, no reinforcement, SS7257, Special Class (WA Premix) (WA), (Perth)
Special Class | Mortar Mix (Prescribed MPa, SS7425) | 481 | Mortar/Grout cement | SS7425) | SS7425 | Mortar/Grout cement MPa in-situ, no reinforcement - WA Premix Concrete | Concrete, Mortar/Grout cement MPa, in-situ, no reinforcement, SS7425, Special Class (WA Premix) (WA), (Perth)
Special Class | Pier protection (65 MPa, AH1465) | 539 | 65 | AH1465) | AH1465 | 65 MPa in-situ, no reinforcement - WA Premix Concrete | Concrete, 65 MPa, in-situ, no reinforcement, AH1465, Special Class (WA Premix) (WA), (Perth)
Special Class | Piling (40 MPa, BP6418) | 242 | 40 | BP6418) | BP6418 | 40 MPa in-situ, no reinforcement - WA Premix Concrete | Concrete, 40 MPa, in-situ, no reinforcement, BP6418, Special Class (WA Premix) (WA), (Perth)
Special Class | Piling (40 MPa, BP8418) | 254 | 40 | BP8418) | BP8418 | 40 MPa in-situ, no reinforcement - WA Premix Concrete | Concrete, 40 MPa, in-situ, no reinforcement, BP8418, Special Class (WA Premix) (WA), (Perth)
Special Class | Piling (50 MPa, BP6450) | 259 | 50 | BP6450) | BP6450 | 50 MPa in-situ, no reinforcement - WA Premix Concrete | Concrete, 50 MPa, in-situ, no reinforcement, BP6450, Special Class (WA Premix) (WA), (Perth)
Special Class | Piling (50 MPa, BP8450) | 271 | 50 | BP8450) | BP8450 | 50 MPa in-situ, no reinforcement - WA Premix Concrete | Concrete, 50 MPa, in-situ, no reinforcement, BP8450, Special Class (WA Premix) (WA), (Perth)
Special Class | Piling (65 MPa, BP6500) | 285 | 65 | BP6500) | BP6500 | 65 MPa in-situ, no reinforcement - WA Premix Concrete | Concrete, 65 MPa, in-situ, no reinforcement, BP6500, Special Class (WA Premix) (WA), (Perth)
Special Class | Piling (65 MPa, BP8500) | 298 | 65 | BP8500) | BP8500 | 65 MPa in-situ, no reinforcement - WA Premix Concrete | Concrete, 65 MPa, in-situ, no reinforcement, BP8500, Special Class (WA Premix) (WA), (Perth)
Special Class | Precast elements (40 MPa, AH1395) | 460 | 40 | AH1395) | AH1395 | 40 MPa in-situ, no reinforcement - WA Premix Concrete | Concrete, 40 MPa, in-situ, no reinforcement, AH1395, Special Class (WA Premix) (WA), (Perth)
Special Class | Precast elements (40 MPa, AH1404) | 470 | 40 | AH1404) | AH1404 | 40 MPa in-situ, no reinforcement - WA Premix Concrete | Concrete, 40 MPa, in-situ, no reinforcement, AH1404, Special Class (WA Premix) (WA), (Perth)
Special Class | Precast elements (40 MPa, BH1395) | 460 | 40 | BH1395) | BH1395 | 40 MPa in-situ, no reinforcement - WA Premix Concrete | Concrete, 40 MPa, in-situ, no reinforcement, BH1395, Special Class (WA Premix) (WA), (Perth)
Special Class | Precast elements (50 MPa, AH1446) | 517 | 50 | AH1446) | AH1446 | 50 MPa in-situ, no reinforcement - WA Premix Concrete | Concrete, 50 MPa, in-situ, no reinforcement, AH1446, Special Class (WA Premix) (WA), (Perth)
Special Class | Precast elements (50 MPa, AH1448) | 521 | 50 | AH1448) | AH1448 | 50 MPa in-situ, no reinforcement - WA Premix Concrete | Concrete, 50 MPa, in-situ, no reinforcement, AH1448, Special Class (WA Premix) (WA), (Perth)
Special Class | Precast elements (50 MPa, AH9450) | 514 | 50 | AH9450) | AH9450 | 50 MPa in-situ, no reinforcement - WA Premix Concrete | Concrete, 50 MPa, in-situ, no reinforcement, AH9450, Special Class (WA Premix) (WA), (Perth)
Special Class | Precast elements (50 MPa, BH1446) | 518 | 50 | BH1446) | BH1446 | 50 MPa in-situ, no reinforcement - WA Premix Concrete | Concrete, 50 MPa, in-situ, no reinforcement, BH1446, Special Class (WA Premix) (WA), (Perth)
Special Class | Precast elements (50 MPa, BH1447) | 519 | 50 | BH1447) | BH1447 | 50 MPa in-situ, no reinforcement - WA Premix Concrete | Concrete, 50 MPa, in-situ, no reinforcement, BH1447, Special Class (WA Premix) (WA), (Perth)
Special Class | Precast elements (50 MPa, BH3500) | 421 | 50 | BH3500) | BH3500 | 50 MPa in-situ, no reinforcement - WA Premix Concrete | Concrete, 50 MPa, in-situ, no reinforcement, BH3500, Special Class (WA Premix) (WA), (Perth)
Special Class | Shotcrete spray (50 MPa, CK9419) | 478 | 50 | CK9419) | CK9419 | 50 MPa in-situ, no reinforcement - WA Premix Concrete | Concrete, 50 MPa, in-situ, no reinforcement, CK9419, Special Class (WA Premix) (WA), (Perth)
Special Class | Shotcrete spray (40 MPa, BKA410) | 367 | 40 | BKA410) | BKA410 | 40 MPa in-situ, no reinforcement - WA Premix Concrete | Concrete, 40 MPa, in-situ, no reinforcement, BKA410, Special Class (WA Premix) (WA), (Perth)
Special Class | Shotcrete spray (40 MPa, CK9439) | 499 | 40 | CK9439) | CK9439 | 40 MPa in-situ, no reinforcement - WA Premix Concrete | Concrete, 40 MPa, in-situ, no reinforcement, CK9439, Special Class (WA Premix) (WA), (Perth)
Special Class | Stabilised Sand (Prescribed MPa, SS1100) | 124 | Stabilised sand | SS1100) | SS1100 | Stabilised sand MPa in-situ, no reinforcement - WA Premix Concrete | Concrete, Stabilised sand MPa, in-situ, no reinforcement, SS1100, Special Class (WA Premix) (WA), (Perth)
Special Class | Stabilised Sand (Prescribed MPa, SS1150) | 179 | Stabilised sand | SS1150) | SS1150 | Stabilised sand MPa in-situ, no reinforcement - WA Premix Concrete | Concrete, Stabilised sand MPa, in-situ, no reinforcement, SS1150, Special Class (WA Premix) (WA), (Perth)
Special Class | Stabilised Sand (Prescribed MPa, SS1250) | 289 | Stabilised sand | SS1250) | SS1250 | Stabilised sand MPa in-situ, no reinforcement - WA Premix Concrete | Concrete, Stabilised sand MPa, in-situ, no reinforcement, SS1250, Special Class (WA Premix) (WA), (Perth)
Special Class | Stabilised Sand (Prescribed MPa, SS1300) | 344 | Stabilised sand | SS1300) | SS1300 | Stabilised sand MPa in-situ, no reinforcement - WA Premix Concrete | Concrete, Stabilised sand MPa, in-situ, no reinforcement, SS1300, Special Class (WA Premix) (WA), (Perth)
Special Class | Stabilised Sand (Prescribed MPa, SS2065) | 67.8 | Stabilised sand | SS2065) | SS2065 | Stabilised sand MPa in-situ, no reinforcement - WA Premix Concrete | Concrete, Stabilised sand MPa, in-situ, no reinforcement, SS2065, Special Class (WA Premix) (WA), (Perth)
Special Class | Stabilised Sand (Prescribed MPa, SS2110) | 108 | Stabilised sand | SS2110) | SS2110 | Stabilised sand MPa in-situ, no reinforcement - WA Premix Concrete | Concrete, Stabilised sand MPa, in-situ, no reinforcement, SS2110, Special Class (WA Premix) (WA), (Perth)
Special Class | Stabilised Sand (Prescribed MPa, SS2150) | 138 | Stabilised sand | SS2150) | SS2150 | Stabilised sand MPa in-situ, no reinforcement - WA Premix Concrete | Concrete, Stabilised sand MPa, in-situ, no reinforcement, SS2150, Special Class (WA Premix) (WA), (Perth)
Special Class | Stabilised Sand (Prescribed MPa, SS2250) | 221 | Stabilised sand | SS2250) | SS2250 | Stabilised sand MPa in-situ, no reinforcement - WA Premix Concrete | Concrete, Stabilised sand MPa, in-situ, no reinforcement, SS2250, Special Class (WA Premix) (WA), (Perth)
Special Class | Stabilised Sand (Prescribed MPa, SS2300) | 267 | Stabilised sand | SS2300) | SS2300 | Stabilised sand MPa in-situ, no reinforcement - WA Premix Concrete | Concrete, Stabilised sand MPa, in-situ, no reinforcement, SS2300, Special Class (WA Premix) (WA), (Perth)
Special Class | Thin sections (40 MPa, CC1421) | 485 | 40 | CC1421) | CC1421 | 40 MPa in-situ, no reinforcement - WA Premix Concrete | Concrete, 40 MPa, in-situ, no reinforcement, CC1421, Special Class (WA Premix) (WA), (Perth)

## Concrite (hidden)
https://epd-australasia.com/wp-content/uploads/2022/02/17765_Concrite_EPD_2022_SP02335.pdf
Sydney Region, NSW
| Indicator | Unit | LC50 20MPa | LC50 25MPa | LC50 32MPa | LC50 40MPa | LC50 50MPa | LC50 65MPa | LC50 80MPa |  | Indicator | Unit | LC40 20MPa | LC40 25MPa | LC40 32MPa | LC40 40MPa | LC40 50MPa |  | Indicator | Unit | LC30 20MPa | LC30 25MPa | LC30 32MPa | LC30 40MPa | LC30 50MPa |  | Indicator | Unit | LCHP 20MPa | LCHP 25MPa | LCHP 32MPa | LCHP 40MPa | LCHP 50MPa | LCHP 50PreCast |  | Indicator | Unit | LCP 20MPa | LCP 25MPa | LCP 32MPa | LCP 40MPa | LCP 50MPa | LCP 65MPa |  | Indicator | Unit | Column3 | Column4 | Column5 | Normal class GP blend 20MPA | Normal class GP blend 25MPA | Normal class GP blend 32MPA | Normal class GP blend 40MPA | Normal class GP blend 50MPA |  | Indicator | Unit | BURNISHED MIX WITHOUT STEEL FIBRES | HIGH SLUMP 50MPA | HIGH STRENGTH 65MPA | HIGH STRENGTH 80MPA | KERB MACHINE 25MPA 10MM | KERB MACHINE 32MPA 10MM |  | Indicator | Unit | Column3 | Column4 | Column5 | POST TENSIONED 40MPA 22@3 | POST TENSIONED 40MPA 22@4 | POST TENSIONED 40MPA 22@5 | TREMIE 40MPA | TREMIE 50MPA | Indicator | Unit | Column3 | Column4 | Column5 | TfNSW B80 40MPA 20MM PUMP B1 EXPOSURE | TfNSW B80 40MPA 20MM PUMP B2 EXPOSURE | TfNSW B80 50MPA 10MM PUMP B2 EXPOSURE | TfNSW B80 50MPA 20MM PUMP B1 EXPOSURE | TfNSW B80 50MPA 20MM PUMP B2 EXPOSURE | Indicator | Unit | Column3 | Column4 | Column5 | NO FINES 6:1 | STABILISED SAND 14:1 | STABILISED SAND 4:1 | STABILISED SAND 8:1 | Indicator | Unit | Column3 | Column4 | Column5 | SLAG AGG CONCRETE MIX, LC50 20MPA | SLAG AGG CONCRETE MIX, LC50 25MPA | SLAG AGG CONCRETE MIX, LC50 32MPA | SLAG AGG CONCRETE MIX, LC50 40MPA | SLAG AGG CONCRETE MIX, LC50 50MPA | Indicator | Unit | Column3 | Column4 | Column5 | SLAG AGG CONCRETE MIX, LC40 20MPA | SLAG AGG CONCRETE MIX, LC40 25MPA | SLAG AGG CONCRETE MIX, LC40 32MPA | SLAG AGG CONCRETE MIX, LC40 40MPA | SLAG AGG CONCRETE MIX, LC40 50MPA | Indicator | Unit | Column3 | Column4 | Column5 | SLAG AGG CONCRETE MIX, LC30 20MPA | SLAG AGG CONCRETE MIX, LC30 25MPA | SLAG AGG CONCRETE MIX, LC30 32MPA | SLAG AGG CONCRETE MIX, LC30 40MPA | SLAG AGG CONCRETE MIX, LC30 50MPA
| GWP | kg CO eq 2 | 149 | 164 | 187 | 219 | 272 | 277 | 301 |  | GWP | kg CO eq 2 | 171 | 187 | 215 | 253 | 314 |  | GWP | kg CO eq 2 | 213 | 240 | 274 | 326 | 395 |  | GWP | kg CO eq 2 | 185 | 200 | 224 | 267 | 326 | 339 |  | GWP | kg CO eq 2 | 194 | 212 | 239 | 280 | 348 | 357 |  | GWP | kg CO |  | 2 | eq | 249 | 273 | 297 | 341 | 435 |  | GWP | kg CO eq 2 | 342 | 377 | 400 | 413 | 162 | 180 |  | GWP | kg CO |  | 2 | eq | 325 | 314 | 297 | 317 | 378 | GWP | kg CO |  | 2 | eq | 317 | 248 | 250 | 405 | 251 | GWP | kg CO |  | 2 | eq | 182 | 83 | 210 | 121 | GWP | kg CO |  | 2 | eq | 158 | 175 | 204 | 233 | 287 | GWP | kg CO |  | 2 | eq | 182 | 196 | 223 | 262 | 323 | GWP | kg CO |  | 2 | eq | 201 | 225 | 266 | 306 | 391
| ODP | kg CFC11 eq | 3.36e-06 | 3.42e-06 | 3.52e-06 | 3.66e-06 | 3.88e-06 | 3.95e-06 | 4.09e-06 |  | ODP | kg CFC11 eq | 3.42e-06 | 3.49e-06 | 3.59e-06 | 3.75e-06 | 3.99e-06 |  | ODP | kg CFC11 eq | 3.54e-06 | 3.65e-06 | 3.72e-06 | 3.93e-06 | 4.17e-06 |  | ODP | kg CFC11 eq | 3.52e-06 | 3.59e-06 | 3.68e-06 | 3.87e-06 | 4.16e-06 | 4.32e-06 |  | ODP | kg CFC11 eq | 3.51e-06 | 3.58e-06 | 3.67e-06 | 3.86e-06 | 4.18e-06 | 4.34e-06 |  | ODP | kg CFC11 eq |  |  |  | 3.54e-06 | 3.6e-06 | 3.69e-06 | 3.83e-06 | 4.18e-06 |  | ODP | kg CFC11 eq | 3.91e-06 | 4.02e-06 | 4.19e-06 | 4.2e-06 | 3.59e-06 | 3.67e-06 |  | ODP | kg CFC11 eq |  |  |  | 3.82e-06 | 3.82e-06 | 3.77e-06 | 3.84e-06 | 4.1e-06 | ODP | kg CFC11 eq |  |  |  | 3.89e-06 | 3.82e-06 | 3.83e-06 | 4.25e-06 | 3.91e-06 | ODP | kg CFC11 eq |  |  |  | 3.01e-06 | 2.32e-06 | 3.28e-06 | 2.6e-06 | ODP | kg CFC11 eq |  |  |  | 3.75e-06 | 3.83e-06 | 3.94e-06 | 4.05e-06 | 4.26e-06 | ODP | kg CFC11 eq |  |  |  | 3.81e-06 | 3.87e-06 | 3.99e-06 | 4.15e-06 | 4.38e-06 | ODP | kg CFC11 eq |  |  |  | 3.81e-06 | 3.89e-06 | 4.04e-06 | 4.16e-06 | 4.49e-06
| AP | kg SO eq 2 | 0.311 | 0.329 | 0.358 | 0.398 | 0.466 | 0.479 | 0.512 |  | AP | kg SO eq 2 | 0.335 | 0.355 | 0.389 | 0.436 | 0.512 |  | AP | kg SO eq 2 | 0.384 | 0.415 | 0.454 | 0.518 | 0.6 |  | AP | kg SO eq 2 | 0.372 | 0.392 | 0.423 | 0.482 | 0.565 | 0.595 |  | AP | kg SO eq 2 | 0.375 | 0.398 | 0.43 | 0.486 | 0.579 | 0.612 |  | AP | kg SO | 2 |  | eq | 0.423 | 0.452 | 0.481 | 0.535 | 0.648 |  | AP | kg SO eq 2 | 0.529 | 0.58 | 0.615 | 0.639 | 0.331 | 0.353 |  | AP | kg SO | 2 |  | eq | 0.512 | 0.502 | 0.481 | 0.51 | 0.586 | AP | kg SO | 2 |  | eq | 0.506 | 0.436 | 0.443 | 0.615 | 0.448 | AP | kg SO | 2 |  | eq | 0.33 | 0.192 | 0.365 | 0.244 | AP | kg SO | 2 |  | eq | 0.34 | 0.362 | 0.398 | 0.433 | 0.501 | AP | kg SO | 2 |  | eq | 0.367 | 0.384 | 0.418 | 0.466 | 0.541 | AP | kg SO | 2 |  | eq | 0.386 | 0.415 | 0.464 | 0.511 | 0.614
| EP | kg PO 3- eq 4 | 0.0698 | 0.074 | 0.0809 | 0.0905 | 0.107 | 0.11 | 0.118 |  | EP | kg PO 3- eq 4 | 0.0758 | 0.0807 | 0.0888 | 0.1 | 0.118 |  | EP | kg PO 3- eq 4 | 0.0882 | 0.0958 | 0.105 | 0.121 | 0.141 |  | EP | kg PO 3- eq 4 | 0.0811 | 0.0856 | 0.0926 | 0.106 | 0.124 | 0.13 |  | EP | kg PO 3- eq 4 | 0.0831 | 0.0885 | 0.0962 | 0.109 | 0.13 | 0.135 |  | EP | kg PO | 3- |  | eq | 0.0979 | 0.105 | 0.112 | 0.125 | 0.152 |  | EP | kg PO 3- eq 4 | 0.125 | 0.136 | 0.144 | 0.148 | 0.074 | 0.0793 |  | EP | kg PO | 3- |  | eq | 0.12 | 0.117 | 0.112 | 0.118 | 0.137 | EP | kg PO | 3- |  | eq | 0.118 | 0.1 | 0.101 | 0.145 | 0.102 | EP | kg PO | 3- |  | eq | 0.0765 | 0.0427 | 0.0835 | 0.055 | EP | kg PO | 3- |  | eq | 0.0707 | 0.0759 | 0.0845 | 0.093 | 0.109 | EP | kg PO | 3- |  | eq | 0.0776 | 0.0817 | 0.0899 | 0.101 | 0.12 | EP | kg PO | 3- |  | eq | 0.0827 | 0.0896 | 0.102 | 0.113 | 0.138
| POCP | kg C H eq 2 4 | 0.0326 | 0.0337 | 0.0356 | 0.0383 | 0.0428 | 0.0445 | 0.047 |  | POCP | kg C H eq 2 4 | 0.0337 | 0.0351 | 0.0371 | 0.0401 | 0.0447 |  | POCP | kg C H eq 2 4 | 0.0361 | 0.038 | 0.0401 | 0.044 | 0.0488 |  | POCP | kg C H eq 2 4 | 0.036 | 0.0373 | 0.0392 | 0.0429 | 0.0484 | 0.0508 |  | POCP | kg C H eq 2 4 | 0.0359 | 0.0372 | 0.0391 | 0.0426 | 0.0486 | 0.0524 |  |  |  | 4 | [8 empty] | POCP | kg C H eq 2 4 | 0.0442 | 0.0478 | 0.0502 | 0.0519 | 0.0351 | 0.0366 |  |  |  | 4 | [9 empty] | 4 | [9 empty] | 4 | [8 empty] | 4 | [9 empty] | 4 | [9 empty] | 4
| ADPE | kg Sb eq | 3.84e-06 | 4.25e-06 | 4.73e-06 | 5.39e-06 | 7.52e-06 | 1.37e-05 | 1.55e-05 |  | ADPE | kg Sb eq | 3.87e-06 | 4.28e-06 | 4.77e-06 | 5.44e-06 | 6.64e-06 |  | ADPE | kg Sb eq | 3.94e-06 | 4.36e-06 | 5.01e-06 | 5.65e-06 | 6.74e-06 |  | ADPE | kg Sb eq | 4.46e-06 | 4.81e-06 | 5.3e-06 | 7.12e-06 | 8.88e-06 | 1.15e-05 |  | ADPE | kg Sb eq | 3.86e-06 | 4.17e-06 | 4.6e-06 | 5.35e-06 | 6.81e-06 | 1.97e-05 |  | POCP | kg C 2 | H | 4 | eq | 0.0376 | 0.0392 | 0.0409 | 0.044 | 0.0507 |  | ADPE | kg Sb eq | 2.96e-06 | 1.12e-05 | 1.46e-05 | 2.28e-05 | 4.38e-06 | 4.89e-06 |  | POCP | kg C 2 | H | 4 | eq | 0.043 | 0.0428 | 0.0417 | 0.0438 | 0.0486 | POCP | kg C 2 | H | 4 | eq | 0.0433 | 0.0409 | 0.0417 | 0.05 | 0.0424 | POCP | kg C 2 | H | 4 | eq | 0.0308 | 0.0212 | 0.0344 | 0.0251 | POCP | kg C 2 | H | 4 | eq | 0.0424 | 0.0439 | 0.0461 | 0.0484 | 0.0527 | POCP | kg C 2 | H | 4 | eq | 0.0437 | 0.0448 | 0.047 | 0.05 | 0.0546 | POCP | kg C 2 | H | 4 | eq | 0.0443 | 0.046 | 0.0489 | 0.0516 | 0.058
| ADPF | MJ NCV | 1140 | 1230 | 1370 | 1560 | 1890 | 1980 | 2150 |  | ADPF | MJ NCV | 1230 | 1330 | 1480 | 1700 | 2050 |  | ADPF | MJ NCV | 1420 | 1560 | 1740 | 2010 | 2380 |  | ADPF | MJ NCV | 1370 | 1460 | 1590 | 1850 | 2220 | 2350 |  | ADPF | MJ NCV | 1380 | 1480 | 1630 | 1870 | 2280 | 2480 |  | ADPE | kg Sb eq |  |  |  | 4.2e-06 | 5.08e-06 | 5.3e-06 | 6.38e-06 | 7.48e-06 |  | ADPF | MJ NCV | 2080 | 2340 | 2460 | 2580 | 1230 | 1340 |  | ADPE | kg Sb eq |  |  |  | 5.32e-06 | 5.63e-06 | 5.48e-06 | 1.1e-05 | 1.24e-05 | ADPE | kg Sb eq |  |  |  | 5.62e-06 | 6.11e-06 | 1.07e-05 | 7.55e-06 | 1.07e-05 | ADPE | kg Sb eq |  |  |  | 7.84e-07 | 4.6e-07 | 7.87e-07 | 5.59e-07 | ADPE | kg Sb eq |  |  |  | 4.28e-06 | 4.59e-06 | 5.25e-06 | 5.85e-06 | 7.1e-06 | ADPE | kg Sb eq |  |  |  | 4.27e-06 | 4.62e-06 | 5.11e-06 | 5.78e-06 | 6.98e-06 | ADPE | kg Sb eq |  |  |  | 4.23e-06 | 4.7e-06 | 5.32e-06 | 5.93e-06 | 6.91e-06
[45 empty] | ADPF | MJ | NCV |  |  | 1610 | 1740 | 1870 | 2110 | 2610 | [10 empty] | ADPF | MJ | NCV |  |  | 2000 | 1970 | 1880 | 2020 | 2360 | ADPF | MJ | NCV |  |  | 1970 | 1730 | 1780 | 2450 | 1800 | ADPF | MJ | NCV |  |  | 1270 | 670 | 1440 | 900 | ADPF | MJ | NCV |  |  | 1260 | 1360 | 1540 | 1710 | 2030 | ADPF | MJ | NCV |  |  | 1360 | 1440 | 1600 | 1820 | 2160 | ADPF | MJ | NCV |  |  | 1440 | 1560 | 1780 | 2000 | 2450
Southern Highlands, NSW
| Indicator | Unit | Column3 | Column4 | Column5 | LC30 20MPA | LC30 25MPA | LC30 32MPA | LC30 40MPA | LC30 50MPA |  | Indicator | Unit | Column3 | Column4 | Column5 | NORMAL CLASS GP BLEND 20MPA | NORMAL CLASS GP BLEND 25MPA | NORMAL CLASS GP BLEND 32MPA | NORMAL CLASS GP BLEND 40MPA | NORMAL CLASS GP BLEND 50MPA |  | Indicator | Unit | NO FINES 6:1 | POST TENSIONED 40MPA 22@4 | STABILISED SAND 14:1 | STABILISED SAND 8:1 |  | Indicator | Unit | Column3 | Column4 | Column5 | BURNISHED MIX WITHOUT FIBRES | HIGH SLUMP 50MPA | KERB MACHINE 25MPA 10MM | KERB MACHINE 32MPA 10MM
| GWP | kg CO |  | 2 | eq | 211 | 228 | 270 | 320 | 393 |  | GWP | kg CO |  | 2 | eq | 251 | 272 | 302 | 369 | 446 |  | GWP | kg CO eq 2 | 232 | 371 | 109 | 166 |  | GWP | kg CO |  | 2 | eq | 295 | 398 | 255 | 281
| ODP | kg CFC11 eq |  |  |  | 3.73e-06 | 3.75e-06 | 3.75e-06 | 3.75e-06 | 3.88e-06 |  | ODP | kg CFC11 eq |  |  |  | 3.5e-06 | 3.52e-06 | 3.52e-06 | 3.56e-06 | 3.59e-06 |  | ODP | kg CFC11 eq | 2.64e-06 | 3.74e-06 | 2.78e-06 | 3.01e-06 |  | ODP | kg CFC11 eq |  |  |  | 3.74e-06 | 4.09e-06 | 4.15e-06 | 4.14e-06
| AP | kg SO | 2 |  | eq | 0.368 | 0.387 | 0.434 | 0.489 | 0.574 |  | AP | kg SO | 2 |  | eq | 0.405 | 0.429 | 0.462 | 0.538 | 0.623 |  | AP | kg SO eq 2 | 0.349 | 0.545 | 0.221 | 0.29 |  | AP | kg SO | 2 |  | eq | 0.461 | 0.588 | 0.433 | 0.461
| EP | kg PO | 3- |  | eq | 0.0839 | 0.0887 | 0.1 | 0.114 | 0.135 |  | EP | kg PO | 3- |  | eq | 0.0939 | 0.1 | 0.108 | 0.127 | 0.148 |  | EP | kg PO 3- eq 4 | 0.082 | 0.129 | 0.0494 | 0.0662 |  | EP | kg PO | 3- |  | eq | 0.107 | 0.138 | 0.0992 | 0.106
|  |  | 4 | [10 empty] | 4 | [8 empty] | POCP | kg C H eq 2 4 | 0.0298 | 0.0446 | 0.026 | 0.0301 |  |  |  | 4
| POCP | kg C 2 | H | 4 | eq | 0.0381 | 0.0389 | 0.0407 | 0.0428 | 0.0469 |  | POCP | kg C 2 | H | 4 | eq | 0.0377 | 0.0387 | 0.0399 | 0.043 | 0.0464 |  | ADPE | kg Sb eq | 8.05e-07 | 6.05e-06 | 5.16e-07 | 6.4e-07 |  | POCP | kg C 2 | H | 4 | eq | 0.0416 | 0.0487 | 0.0433 | 0.0443
| ADPE | kg Sb eq |  |  |  | 4.13e-06 | 4.39e-06 | 5.15e-06 | 5.81e-06 | 7.08e-06 |  | ADPE | kg Sb eq |  |  |  | 3.78e-06 | 4.11e-06 | 4.56e-06 | 5.6e-06 | 6.77e-06 |  | ADPF | MJ NCV | 1390 | 2210 | 770 | 1070 |  | ADPE | kg Sb eq |  |  |  | 5.31e-06 | 7.19e-06 | 4.98e-06 | 5.36e-06
| ADPF | MJ | NCV |  |  | 1390 | 1480 | 1700 | 1950 | 2330 |  | ADPF | MJ | NCV |  |  | 1570 | 1680 | 1830 | 2180 | 2570 | [8 empty] | ADPF | MJ | NCV |  |  | 1820 | 2360 | 1640 | 1770
Canberra, ACT
| Indicator | Unit | Column3 | Column4 | Column5 | LC30 20MPA | LC30 25MPA | LC30 32MPA | LC30 40MPA | LC30 50MPA |  | Indicator | Unit | NORMAL CLASS GP BLEND 20MPA | NORMAL CLASS GP BLEND 25MPA | NORMAL CLASS GP BLEND 32MPA | NORMAL CLASS GP BLEND 40MPA |  | Indicator | Unit | Column3 | Column4 | Column5 | NO FINES 6:1 | POST TENSIONED 40MPA 22@5 | SHOTCRETE 40MPA 10MM | STABILISED SAND 4:1 | STABILISED SAND 8:1 |  | Indicator | Unit | Column3 | Column4 | Column5 | TFNSW B80 40MPA 20MM PUMP B1 EXPOSURE | TFNSW B80 40MPA 20MM TREMIE B2 EXPOSURE | KERB MACHINE 25MPA 10MM | KERB MACHINE 32MPA 10MM
| GWP | kg CO |  | 2 | eq | 222 | 246 | 268 | 330 | 408 |  | GWP | kg CO eq 2 | 271 | 280 | 323 | 367 |  | GWP | kg CO |  | 2 | eq | 243 | 313 | 363 | 271 | 186 |  | GWP | kg CO |  | 2 | eq | 322 | 366 | 245 | 271
| ODP | kg CFC11 eq |  |  |  | 4.25e-06 | 4.53e-06 | 4.64e-06 | 4.99e-06 | 5.37e-06 |  | ODP | kg CFC11 eq | 4.01e-06 | 4.11e-06 | 4.25e-06 | 4.41e-06 |  | ODP | kg CFC11 eq |  |  |  | 3.04e-06 | 4.89e-06 | 5.01e-06 | 4.64e-06 | 3.39e-06 |  | ODP | kg CFC11 eq |  |  |  | 4.85e-06 | 5.11e-06 | 4.84e-06 | 5e-06
| AP | kg SO | 2 |  | eq | 0.402 | 0.436 | 0.463 | 0.542 | 0.64 |  | AP | kg SO eq 2 | 0.446 | 0.46 | 0.512 | 0.566 |  | AP | kg SO | 2 |  | eq | 0.379 | 0.521 | 0.579 | 0.459 | 0.327 |  | AP | kg SO | 2 |  | eq | 0.53 | 0.599 | 0.445 | 0.479
| EP | kg PO | 3- |  | eq | 0.0912 | 0.0991 | 0.106 | 0.125 | 0.149 |  | EP | kg PO 3- eq 4 | 0.103 | 0.106 | 0.119 | 0.132 |  | EP | kg PO | 3- |  | eq | 0.089 | 0.12 | 0.134 | 0.105 | 0.0745 |  | EP | kg PO | 3- |  | eq | 0.122 | 0.137 | 0.101 | 0.109
|  |  | 4 | [8 empty] | POCP | kg C H eq 2 4 | 0.0423 | 0.0434 | 0.0464 | 0.0496 |  |  |  | 4 | [10 empty] | 4
| POCP | kg C 2 | H | 4 | eq | 0.0425 | 0.0457 | 0.0475 | 0.0529 | 0.0593 |  | ADPE | kg Sb eq | 4.04e-06 | 4.27e-06 | 4.91e-06 | 5.95e-06 |  | POCP | kg C 2 | H | 4 | eq | 0.0331 | 0.0515 | 0.0547 | 0.0474 | 0.0338 |  | POCP | kg C 2 | H | 4 | eq | 0.0518 | 0.0567 | 0.0483 | 0.0508
| ADPE | kg Sb eq |  |  |  | 4.45e-06 | 4.81e-06 | 4.98e-06 | 5.93e-06 | 7.32e-06 |  | ADPF | MJ NCV | 1700 | 1760 | 1990 | 2220 |  | ADPE | kg Sb eq |  |  |  | 1.87e-06 | 6.14e-06 | 6.67e-06 | 9.63e-07 | 7.88e-07 |  | ADPE | kg Sb eq |  |  |  | 7.16e-06 | 1.71e-05 | 5.62e-06 | 5.91e-06
| ADPF | MJ | NCV |  |  | 1480 | 1620 | 1730 | 2080 | 2500 | [8 empty] | ADPF | MJ | NCV |  |  | 1470 | 1990 | 2250 | 1720 | 1210 |  | ADPF | MJ | NCV |  |  | 2050 | 2330 | 1640 | 1790
|  |  | LC50 20MPa | LC50 25MPa | LC50 32MPa | LC50 40MPa | LC50 50MPa | LC50 65MPa | LC50 80MPa | LC40 20MPa | LC40 25MPa | LC40 32MPa | LC40 40MPa | LC40 50MPa | LC30 20MPa | LC30 25MPa | LC30 32MPa | LC30 40MPa | LC30 50MPa | LCHP 20MPa | LCHP 25MPa | LCHP 32MPa | LCHP 40MPa | LCHP 50MPa | LCHP 50PreCast | LCP 20MPa | LCP 25MPa | LCP 32MPa | LCP 40MPa | LCP 50MPa | LCP 65MPa | Normal class GP blend 20MPA | Normal class GP blend 25MPA | Normal class GP blend 32MPA | Normal class GP blend 40MPA | Normal class GP blend 50MPA | BURNISHED MIX WITHOUT STEEL FIBRES | HIGH SLUMP 50MPA | HIGH STRENGTH 65MPA | HIGH STRENGTH 80MPA | KERB MACHINE 25MPA 10MM | KERB MACHINE 32MPA 10MM | POST TENSIONED 40MPA 22@3 | POST TENSIONED 40MPA 22@4 | POST TENSIONED 40MPA 22@5 | TREMIE 40MPA | TREMIE 50MPA | TfNSW B80 40MPA 20MM PUMP B1 EXPOSURE | TfNSW B80 40MPA 20MM PUMP B2 EXPOSURE | TfNSW B80 50MPA 10MM PUMP B2 EXPOSURE | TfNSW B80 50MPA 20MM PUMP B1 EXPOSURE | TfNSW B80 50MPA 20MM PUMP B2 EXPOSURE | NO FINES 6:1 | STABILISED SAND 14:1 | STABILISED SAND 4:1 | STABILISED SAND 8:1 | SLAG AGG CONCRETE MIX, LC50 20MPA | SLAG AGG CONCRETE MIX, LC50 25MPA | SLAG AGG CONCRETE MIX, LC50 32MPA | SLAG AGG CONCRETE MIX, LC50 40MPA | SLAG AGG CONCRETE MIX, LC50 50MPA | SLAG AGG CONCRETE MIX, LC40 20MPA | SLAG AGG CONCRETE MIX, LC40 25MPA | SLAG AGG CONCRETE MIX, LC40 32MPA | SLAG AGG CONCRETE MIX, LC40 40MPA | SLAG AGG CONCRETE MIX, LC40 50MPA | SLAG AGG CONCRETE MIX, LC30 20MPA | SLAG AGG CONCRETE MIX, LC30 25MPA | SLAG AGG CONCRETE MIX, LC30 32MPA | SLAG AGG CONCRETE MIX, LC30 40MPA | SLAG AGG CONCRETE MIX, LC30 50MPA
|  |  | 149 | 164 | 187 | 219 | 272 | 277 | 301 | 171 | 187 | 215 | 253 | 314 | 213 | 240 | 274 | 326 | 395 | 185 | 200 | 224 | 267 | 326 | 339 | 194 | 212 | 239 | 280 | 348 | 357 | 249 | 273 | 297 | 341 | 435 | 342 | 377 | 400 | 413 | 162 | 180 | 325 | 314 | 297 | 317 | 378 | 317 | 248 | 250 | 405 | 251 | 182 | 83 | 210 | 121 | 158 | 175 | 204 | 233 | 287 | 182 | 196 | 223 | 262 | 323 | 201 | 225 | 266 | 306 | 391
|  |  | LC30 20MPA | LC30 25MPA | LC30 32MPA | LC30 40MPA | LC30 50MPA | NORMAL CLASS GP BLEND 20MPA | NORMAL CLASS GP BLEND 25MPA | NORMAL CLASS GP BLEND 32MPA | NORMAL CLASS GP BLEND 40MPA | NORMAL CLASS GP BLEND 50MPA | NO FINES 6:1 | POST TENSIONED 40MPA 22@4 | STABILISED SAND 14:1 | STABILISED SAND 8:1 | BURNISHED MIX WITHOUT FIBRES | HIGH SLUMP 50MPA | KERB MACHINE 25MPA 10MM | KERB MACHINE 32MPA 10MM
|  |  | 211 | 228 | 270 | 320 | 393 | 251 | 272 | 302 | 369 | 446 | 232 | 371 | 109 | 166 | 295 | 398 | 255 | 281
|  |  | LC30 20MPA | LC30 25MPA | LC30 32MPA | LC30 40MPA | LC30 50MPA | NORMAL CLASS GP BLEND 20MPA | NORMAL CLASS GP BLEND 25MPA | NORMAL CLASS GP BLEND 32MPA | NORMAL CLASS GP BLEND 40MPA | NO FINES 6:1 | POST TENSIONED 40MPA 22@5 | SHOTCRETE 40MPA 10MM | STABILISED SAND 4:1 | STABILISED SAND 8:1 | TFNSW B80 40MPA 20MM PUMP B1 EXPOSURE | TFNSW B80 40MPA 20MM TREMIE B2 EXPOSURE | KERB MACHINE 25MPA 10MM | KERB MACHINE 32MPA 10MM
|  |  | 222 | 246 | 268 | 330 | 408 | 271 | 280 | 323 | 367 | 243 | 313 | 363 | 271 | 186 | 322 | 366 | 245 | 271
| Product | GWP | Location | Unit | Reg. No. | From | to | link | Table name | material name | [7 empty] | MPA location | No. location | Strength |  |  | Split | [6 empty] | Split
| (LC)50 20MPa | 149 | Sydney Region, NSW | m3 | S-P-05479 | 2022-02-28 | 2027-02-28 | https://epd-australasia.com/wp-content/uploads/2022/02/17765_Concrite_EPD_2022_SP02335.pdf | 20 MPa, in-situ, no reinforcement, Ready-Mix Concrete(Concrite) | Concrete, 20 MPa, in-situ, no reinforcement, Ready-Mix Concrete (LC)50 (Concrite) (NSW) (Sydney Region, NSW) | [7 empty] | 10 | 7 | 20MPa | 20 | 20 MPa, | (LC)50 | 20MPa | [5 empty] | (LC)50 | [6 empty] | (LC)50 | in-situ, no reinforcement, Ready-Mix Concrete | (NSW) | (Sydney Region, NSW) | (Concrite)
| (LC)50 25MPa | 164 | Sydney Region, NSW | m3 | S-P-05479 | 2022-02-28 | 2027-02-28 | https://epd-australasia.com/wp-content/uploads/2022/02/17765_Concrite_EPD_2022_SP02335.pdf | 25 MPa, in-situ, no reinforcement, Ready-Mix Concrete(Concrite) | Concrete, 25 MPa, in-situ, no reinforcement, Ready-Mix Concrete (LC)50 (Concrite) (NSW) (Sydney Region, NSW) | [7 empty] | 10 | 7 | 25MPa | 25 | 25 MPa, | (LC)50 | 25MPa | [5 empty] | (LC)50 | [6 empty] | (LC)50 | in-situ, no reinforcement, Ready-Mix Concrete | (NSW) | (Sydney Region, NSW) | (Concrite)
| (LC)50 32MPa | 187 | Sydney Region, NSW | m3 | S-P-05479 | 2022-02-28 | 2027-02-28 | https://epd-australasia.com/wp-content/uploads/2022/02/17765_Concrite_EPD_2022_SP02335.pdf | 32 MPa, in-situ, no reinforcement, Ready-Mix Concrete(Concrite) | Concrete, 32 MPa, in-situ, no reinforcement, Ready-Mix Concrete (LC)50 (Concrite) (NSW) (Sydney Region, NSW) | [7 empty] | 10 | 7 | 32MPa | 32 | 32 MPa, | (LC)50 | 32MPa | [5 empty] | (LC)50 | [6 empty] | (LC)50 | in-situ, no reinforcement, Ready-Mix Concrete | (NSW) | (Sydney Region, NSW) | (Concrite)
| (LC)50 40MPa | 219 | Sydney Region, NSW | m3 | S-P-05479 | 2022-02-28 | 2027-02-28 | https://epd-australasia.com/wp-content/uploads/2022/02/17765_Concrite_EPD_2022_SP02335.pdf | 40 MPa, in-situ, no reinforcement, Ready-Mix Concrete(Concrite) | Concrete, 40 MPa, in-situ, no reinforcement, Ready-Mix Concrete (LC)50 (Concrite) (NSW) (Sydney Region, NSW) | [7 empty] | 10 | 7 | 40MPa | 40 | 40 MPa, | (LC)50 | 40MPa | [5 empty] | (LC)50 | [6 empty] | (LC)50 | in-situ, no reinforcement, Ready-Mix Concrete | (NSW) | (Sydney Region, NSW) | (Concrite)
| (LC)50 50MPa | 272 | Sydney Region, NSW | m3 | S-P-05479 | 2022-02-28 | 2027-02-28 | https://epd-australasia.com/wp-content/uploads/2022/02/17765_Concrite_EPD_2022_SP02335.pdf | 50 MPa, in-situ, no reinforcement, Ready-Mix Concrete(Concrite) | Concrete, 50 MPa, in-situ, no reinforcement, Ready-Mix Concrete (LC)50 (Concrite) (NSW) (Sydney Region, NSW) | [7 empty] | 10 | 7 | 50MPa | 50 | 50 MPa, | (LC)50 | 50MPa | [5 empty] | (LC)50 | [6 empty] | (LC)50 | in-situ, no reinforcement, Ready-Mix Concrete | (NSW) | (Sydney Region, NSW) | (Concrite)
| (LC)50 65MPa | 277 | Sydney Region, NSW | m3 | S-P-05479 | 2022-02-28 | 2027-02-28 | https://epd-australasia.com/wp-content/uploads/2022/02/17765_Concrite_EPD_2022_SP02335.pdf | 65 MPa, in-situ, no reinforcement, Ready-Mix Concrete(Concrite) | Concrete, 65 MPa, in-situ, no reinforcement, Ready-Mix Concrete (LC)50 (Concrite) (NSW) (Sydney Region, NSW) | [7 empty] | 10 | 7 | 65MPa | 65 | 65 MPa, | (LC)50 | 65MPa | [5 empty] | (LC)50 | [6 empty] | (LC)50 | in-situ, no reinforcement, Ready-Mix Concrete | (NSW) | (Sydney Region, NSW) | (Concrite)
| (LC)50 80MPa | 301 | Sydney Region, NSW | m3 | S-P-05479 | 2022-02-28 | 2027-02-28 | https://epd-australasia.com/wp-content/uploads/2022/02/17765_Concrite_EPD_2022_SP02335.pdf | 80 MPa, in-situ, no reinforcement, Ready-Mix Concrete(Concrite) | Concrete, 80 MPa, in-situ, no reinforcement, Ready-Mix Concrete (LC)50 (Concrite) (NSW) (Sydney Region, NSW) | [7 empty] | 10 | 7 | 80MPa | 80 | 80 MPa, | (LC)50 | 80MPa | [5 empty] | (LC)50 | [6 empty] | (LC)50 | in-situ, no reinforcement, Ready-Mix Concrete | (NSW) | (Sydney Region, NSW) | (Concrite)
| (LC)40 20MPa | 171 | Sydney Region, NSW | m3 | S-P-05479 | 2022-02-28 | 2027-02-28 | https://epd-australasia.com/wp-content/uploads/2022/02/17765_Concrite_EPD_2022_SP02335.pdf | 20 MPa, in-situ, no reinforcement, Ready-Mix Concrete(Concrite) | Concrete, 20 MPa, in-situ, no reinforcement, Ready-Mix Concrete (LC)40 (Concrite) (NSW) (Sydney Region, NSW) | [7 empty] | 10 | 7 | 20MPa | 20 | 20 MPa, | (LC)40 | 20MPa | [5 empty] | (LC)40 | [6 empty] | (LC)40 | in-situ, no reinforcement, Ready-Mix Concrete | (NSW) | (Sydney Region, NSW) | (Concrite)
| (LC)40 25MPa | 187 | Sydney Region, NSW | m3 | S-P-05479 | 2022-02-28 | 2027-02-28 | https://epd-australasia.com/wp-content/uploads/2022/02/17765_Concrite_EPD_2022_SP02335.pdf | 25 MPa, in-situ, no reinforcement, Ready-Mix Concrete(Concrite) | Concrete, 25 MPa, in-situ, no reinforcement, Ready-Mix Concrete (LC)40 (Concrite) (NSW) (Sydney Region, NSW) | [7 empty] | 10 | 7 | 25MPa | 25 | 25 MPa, | (LC)40 | 25MPa | [5 empty] | (LC)40 | [6 empty] | (LC)40 | in-situ, no reinforcement, Ready-Mix Concrete | (NSW) | (Sydney Region, NSW) | (Concrite)
| (LC)40 32MPa | 215 | Sydney Region, NSW | m3 | S-P-05479 | 2022-02-28 | 2027-02-28 | https://epd-australasia.com/wp-content/uploads/2022/02/17765_Concrite_EPD_2022_SP02335.pdf | 32 MPa, in-situ, no reinforcement, Ready-Mix Concrete(Concrite) | Concrete, 32 MPa, in-situ, no reinforcement, Ready-Mix Concrete (LC)40 (Concrite) (NSW) (Sydney Region, NSW) | [7 empty] | 10 | 7 | 32MPa | 32 | 32 MPa, | (LC)40 | 32MPa | [5 empty] | (LC)40 | [6 empty] | (LC)40 | in-situ, no reinforcement, Ready-Mix Concrete | (NSW) | (Sydney Region, NSW) | (Concrite)
| (LC)40 40MPa | 253 | Sydney Region, NSW | m3 | S-P-05479 | 2022-02-28 | 2027-02-28 | https://epd-australasia.com/wp-content/uploads/2022/02/17765_Concrite_EPD_2022_SP02335.pdf | 40 MPa, in-situ, no reinforcement, Ready-Mix Concrete(Concrite) | Concrete, 40 MPa, in-situ, no reinforcement, Ready-Mix Concrete (LC)40 (Concrite) (NSW) (Sydney Region, NSW) | [7 empty] | 10 | 7 | 40MPa | 40 | 40 MPa, | (LC)40 | 40MPa | [5 empty] | (LC)40 | [6 empty] | (LC)40 | in-situ, no reinforcement, Ready-Mix Concrete | (NSW) | (Sydney Region, NSW) | (Concrite)
| (LC)40 50MPa | 314 | Sydney Region, NSW | m3 | S-P-05479 | 2022-02-28 | 2027-02-28 | https://epd-australasia.com/wp-content/uploads/2022/02/17765_Concrite_EPD_2022_SP02335.pdf | 50 MPa, in-situ, no reinforcement, Ready-Mix Concrete(Concrite) | Concrete, 50 MPa, in-situ, no reinforcement, Ready-Mix Concrete (LC)40 (Concrite) (NSW) (Sydney Region, NSW) | [7 empty] | 10 | 7 | 50MPa | 50 | 50 MPa, | (LC)40 | 50MPa | [5 empty] | (LC)40 | [6 empty] | (LC)40 | in-situ, no reinforcement, Ready-Mix Concrete | (NSW) | (Sydney Region, NSW) | (Concrite)
GGBFS | (LC)30 20MPa | 213 | Sydney Region, NSW | m3 | S-P-05479 | 2022-02-28 | 2027-02-28 | https://epd-australasia.com/wp-content/uploads/2022/02/17765_Concrite_EPD_2022_SP02335.pdf | 20 MPa, in-situ, no reinforcement, Ready-Mix Concrete(Concrite) | Concrete, 20 MPa, in-situ, no reinforcement, Ready-Mix Concrete (LC)30 (Concrite) (NSW) (Sydney Region, NSW) | [7 empty] | 10 | 7 | 20MPa | 20 | 20 MPa, | (LC)30 | 20MPa | [5 empty] | (LC)30 | [6 empty] | (LC)30 | in-situ, no reinforcement, Ready-Mix Concrete | (NSW) | (Sydney Region, NSW) | (Concrite)
GGBFS | (LC)30 25MPa | 240 | Sydney Region, NSW | m3 | S-P-05479 | 2022-02-28 | 2027-02-28 | https://epd-australasia.com/wp-content/uploads/2022/02/17765_Concrite_EPD_2022_SP02335.pdf | 25 MPa, in-situ, no reinforcement, Ready-Mix Concrete(Concrite) | Concrete, 25 MPa, in-situ, no reinforcement, Ready-Mix Concrete (LC)30 (Concrite) (NSW) (Sydney Region, NSW) | [7 empty] | 10 | 7 | 25MPa | 25 | 25 MPa, | (LC)30 | 25MPa | [5 empty] | (LC)30 | [6 empty] | (LC)30 | in-situ, no reinforcement, Ready-Mix Concrete | (NSW) | (Sydney Region, NSW) | (Concrite)
GGBFS | (LC)30 32MPa | 274 | Sydney Region, NSW | m3 | S-P-05479 | 2022-02-28 | 2027-02-28 | https://epd-australasia.com/wp-content/uploads/2022/02/17765_Concrite_EPD_2022_SP02335.pdf | 32 MPa, in-situ, no reinforcement, Ready-Mix Concrete(Concrite) | Concrete, 32 MPa, in-situ, no reinforcement, Ready-Mix Concrete (LC)30 (Concrite) (NSW) (Sydney Region, NSW) | [7 empty] | 10 | 7 | 32MPa | 32 | 32 MPa, | (LC)30 | 32MPa | [5 empty] | (LC)30 | [6 empty] | (LC)30 | in-situ, no reinforcement, Ready-Mix Concrete | (NSW) | (Sydney Region, NSW) | (Concrite)
GGBFS | (LC)30 40MPa | 326 | Sydney Region, NSW | m3 | S-P-05479 | 2022-02-28 | 2027-02-28 | https://epd-australasia.com/wp-content/uploads/2022/02/17765_Concrite_EPD_2022_SP02335.pdf | 40 MPa, in-situ, no reinforcement, Ready-Mix Concrete(Concrite) | Concrete, 40 MPa, in-situ, no reinforcement, Ready-Mix Concrete (LC)30 (Concrite) (NSW) (Sydney Region, NSW) | [7 empty] | 10 | 7 | 40MPa | 40 | 40 MPa, | (LC)30 | 40MPa | [5 empty] | (LC)30 | [6 empty] | (LC)30 | in-situ, no reinforcement, Ready-Mix Concrete | (NSW) | (Sydney Region, NSW) | (Concrite)
GGBFS | (LC)30 50MPa | 395 | Sydney Region, NSW | m3 | S-P-05479 | 2022-02-28 | 2027-02-28 | https://epd-australasia.com/wp-content/uploads/2022/02/17765_Concrite_EPD_2022_SP02335.pdf | 50 MPa, in-situ, no reinforcement, Ready-Mix Concrete(Concrite) | Concrete, 50 MPa, in-situ, no reinforcement, Ready-Mix Concrete (LC)30 (Concrite) (NSW) (Sydney Region, NSW) | [7 empty] | 10 | 7 | 50MPa | 50 | 50 MPa, | (LC)30 | 50MPa | [5 empty] | (LC)30 | [6 empty] | (LC)30 | in-situ, no reinforcement, Ready-Mix Concrete | (NSW) | (Sydney Region, NSW) | (Concrite)
| (LCHP) 20MPa | 185 | Sydney Region, NSW | m3 | S-P-05479 | 2022-02-28 | 2027-02-28 | https://epd-australasia.com/wp-content/uploads/2022/02/17765_Concrite_EPD_2022_SP02335.pdf | 20 MPa, in-situ, no reinforcement, Ready-Mix Concrete(Concrite) | Concrete, 20 MPa, in-situ, no reinforcement, Ready-Mix Concrete (LCHP) (Concrite) (NSW) (Sydney Region, NSW) | [7 empty] | 10 | 7 | 20MPa | 20 | 20 MPa, | (LCHP) | 20MPa | [5 empty] | (LCHP) | [6 empty] | (LCHP) | in-situ, no reinforcement, Ready-Mix Concrete | (NSW) | (Sydney Region, NSW) | (Concrite)
| (LCHP) 25MPa | 200 | Sydney Region, NSW | m3 | S-P-05479 | 2022-02-28 | 2027-02-28 | https://epd-australasia.com/wp-content/uploads/2022/02/17765_Concrite_EPD_2022_SP02335.pdf | 25 MPa, in-situ, no reinforcement, Ready-Mix Concrete(Concrite) | Concrete, 25 MPa, in-situ, no reinforcement, Ready-Mix Concrete (LCHP) (Concrite) (NSW) (Sydney Region, NSW) | [7 empty] | 10 | 7 | 25MPa | 25 | 25 MPa, | (LCHP) | 25MPa | [5 empty] | (LCHP) | [6 empty] | (LCHP) | in-situ, no reinforcement, Ready-Mix Concrete | (NSW) | (Sydney Region, NSW) | (Concrite)
| (LCHP) 32MPa | 224 | Sydney Region, NSW | m3 | S-P-05479 | 2022-02-28 | 2027-02-28 | https://epd-australasia.com/wp-content/uploads/2022/02/17765_Concrite_EPD_2022_SP02335.pdf | 32 MPa, in-situ, no reinforcement, Ready-Mix Concrete(Concrite) | Concrete, 32 MPa, in-situ, no reinforcement, Ready-Mix Concrete (LCHP) (Concrite) (NSW) (Sydney Region, NSW) | [7 empty] | 10 | 7 | 32MPa | 32 | 32 MPa, | (LCHP) | 32MPa | [5 empty] | (LCHP) | [6 empty] | (LCHP) | in-situ, no reinforcement, Ready-Mix Concrete | (NSW) | (Sydney Region, NSW) | (Concrite)
| (LCHP) 40MPa | 267 | Sydney Region, NSW | m3 | S-P-05479 | 2022-02-28 | 2027-02-28 | https://epd-australasia.com/wp-content/uploads/2022/02/17765_Concrite_EPD_2022_SP02335.pdf | 40 MPa, in-situ, no reinforcement, Ready-Mix Concrete(Concrite) | Concrete, 40 MPa, in-situ, no reinforcement, Ready-Mix Concrete (LCHP) (Concrite) (NSW) (Sydney Region, NSW) | [7 empty] | 10 | 7 | 40MPa | 40 | 40 MPa, | (LCHP) | 40MPa | [5 empty] | (LCHP) | [6 empty] | (LCHP) | in-situ, no reinforcement, Ready-Mix Concrete | (NSW) | (Sydney Region, NSW) | (Concrite)
| (LCHP) 50MPa | 326 | Sydney Region, NSW | m3 | S-P-05479 | 2022-02-28 | 2027-02-28 | https://epd-australasia.com/wp-content/uploads/2022/02/17765_Concrite_EPD_2022_SP02335.pdf | 50 MPa, in-situ, no reinforcement, Ready-Mix Concrete(Concrite) | Concrete, 50 MPa, in-situ, no reinforcement, Ready-Mix Concrete (LCHP) (Concrite) (NSW) (Sydney Region, NSW) | [7 empty] | 10 | 7 | 50MPa | 50 | 50 MPa, | (LCHP) | 50MPa | [5 empty] | (LCHP) | [6 empty] | (LCHP) | in-situ, no reinforcement, Ready-Mix Concrete | (NSW) | (Sydney Region, NSW) | (Concrite)
| (LCHP) 50PreCast | 339 | Sydney Region, NSW | m3 | S-P-05479 | 2022-02-28 | 2027-02-28 | https://epd-australasia.com/wp-content/uploads/2022/02/17765_Concrite_EPD_2022_SP02335.pdf | ? MPa, (Concrite) | Concrete, ? MPa, (LCHP) (Concrite) (NSW) (Sydney Region, NSW) | [7 empty] | #VALUE! | #VALUE! | ? | ? | ? MPa, | (LCHP) | 50PreCast | [5 empty] | (LCHP) | [6 empty] | (LCHP) |  | (NSW) | (Sydney Region, NSW) | (Concrite)
| (LCP) 20MPa | 194 | Sydney Region, NSW | m3 | S-P-05479 | 2022-02-28 | 2027-02-28 | https://epd-australasia.com/wp-content/uploads/2022/02/17765_Concrite_EPD_2022_SP02335.pdf | 20 MPa, in-situ, no reinforcement, Ready-Mix Concrete(Concrite) | Concrete, 20 MPa, in-situ, no reinforcement, Ready-Mix Concrete (LCP) (Concrite) (NSW) (Sydney Region, NSW) | [7 empty] | 9 | 6 | 20MPa | 20 | 20 MPa, | (LCP) | 20MPa | [5 empty] | (LCP) | [6 empty] | (LCP) | in-situ, no reinforcement, Ready-Mix Concrete | (NSW) | (Sydney Region, NSW) | (Concrite)
| (LCP) 25MPa | 212 | Sydney Region, NSW | m3 | S-P-05479 | 2022-02-28 | 2027-02-28 | https://epd-australasia.com/wp-content/uploads/2022/02/17765_Concrite_EPD_2022_SP02335.pdf | 25 MPa, in-situ, no reinforcement, Ready-Mix Concrete(Concrite) | Concrete, 25 MPa, in-situ, no reinforcement, Ready-Mix Concrete (LCP) (Concrite) (NSW) (Sydney Region, NSW) | [7 empty] | 9 | 6 | 25MPa | 25 | 25 MPa, | (LCP) | 25MPa | [5 empty] | (LCP) | [6 empty] | (LCP) | in-situ, no reinforcement, Ready-Mix Concrete | (NSW) | (Sydney Region, NSW) | (Concrite)
| (LCP) 32MPa | 239 | Sydney Region, NSW | m3 | S-P-05479 | 2022-02-28 | 2027-02-28 | https://epd-australasia.com/wp-content/uploads/2022/02/17765_Concrite_EPD_2022_SP02335.pdf | 32 MPa, in-situ, no reinforcement, Ready-Mix Concrete(Concrite) | Concrete, 32 MPa, in-situ, no reinforcement, Ready-Mix Concrete (LCP) (Concrite) (NSW) (Sydney Region, NSW) | [7 empty] | 9 | 6 | 32MPa | 32 | 32 MPa, | (LCP) | 32MPa | [5 empty] | (LCP) | [6 empty] | (LCP) | in-situ, no reinforcement, Ready-Mix Concrete | (NSW) | (Sydney Region, NSW) | (Concrite)
| (LCP) 40MPa | 280 | Sydney Region, NSW | m3 | S-P-05479 | 2022-02-28 | 2027-02-28 | https://epd-australasia.com/wp-content/uploads/2022/02/17765_Concrite_EPD_2022_SP02335.pdf | 40 MPa, in-situ, no reinforcement, Ready-Mix Concrete(Concrite) | Concrete, 40 MPa, in-situ, no reinforcement, Ready-Mix Concrete (LCP) (Concrite) (NSW) (Sydney Region, NSW) | [7 empty] | 9 | 6 | 40MPa | 40 | 40 MPa, | (LCP) | 40MPa | [5 empty] | (LCP) | [6 empty] | (LCP) | in-situ, no reinforcement, Ready-Mix Concrete | (NSW) | (Sydney Region, NSW) | (Concrite)
| (LCP) 50MPa | 348 | Sydney Region, NSW | m3 | S-P-05479 | 2022-02-28 | 2027-02-28 | https://epd-australasia.com/wp-content/uploads/2022/02/17765_Concrite_EPD_2022_SP02335.pdf | 50 MPa, in-situ, no reinforcement, Ready-Mix Concrete(Concrite) | Concrete, 50 MPa, in-situ, no reinforcement, Ready-Mix Concrete (LCP) (Concrite) (NSW) (Sydney Region, NSW) | [7 empty] | 9 | 6 | 50MPa | 50 | 50 MPa, | (LCP) | 50MPa | [5 empty] | (LCP) | [6 empty] | (LCP) | in-situ, no reinforcement, Ready-Mix Concrete | (NSW) | (Sydney Region, NSW) | (Concrite)
| (LCP) 65MPa | 357 | Sydney Region, NSW | m3 | S-P-05479 | 2022-02-28 | 2027-02-28 | https://epd-australasia.com/wp-content/uploads/2022/02/17765_Concrite_EPD_2022_SP02335.pdf | 65 MPa, in-situ, no reinforcement, Ready-Mix Concrete(Concrite) | Concrete, 65 MPa, in-situ, no reinforcement, Ready-Mix Concrete (LCP) (Concrite) (NSW) (Sydney Region, NSW) | [7 empty] | 9 | 6 | 65MPa | 65 | 65 MPa, | (LCP) | 65MPa | [5 empty] | (LCP) | [6 empty] | (LCP) | in-situ, no reinforcement, Ready-Mix Concrete | (NSW) | (Sydney Region, NSW) | (Concrite)
| Normal class GP blend 20MPa | 249 | Sydney Region, NSW | m3 | S-P-05479 | 2022-02-28 | 2027-02-28 | https://epd-australasia.com/wp-content/uploads/2022/02/17765_Concrite_EPD_2022_SP02335.pdf | 20 MPa, in-situ, no reinforcement, Ready-Mix Concrete(Concrite) | Concrete, 20 MPa, in-situ, no reinforcement, Ready-Mix Concrete Normal class GP blend (Concrite) (NSW) (Sydney Region, NSW) | [7 empty] | 25 | 22 | 20MPa | 20 | 20 MPa, | Normal | class | GP | blend | 20MPa |  |  | Normal | class | GP | blend |  |  |  | Normal class GP blend | in-situ, no reinforcement, Ready-Mix Concrete | (NSW) | (Sydney Region, NSW) | (Concrite)
| Normal class GP blend 25MPa | 273 | Sydney Region, NSW | m3 | S-P-05479 | 2022-02-28 | 2027-02-28 | https://epd-australasia.com/wp-content/uploads/2022/02/17765_Concrite_EPD_2022_SP02335.pdf | 25 MPa, in-situ, no reinforcement, Ready-Mix Concrete(Concrite) | Concrete, 25 MPa, in-situ, no reinforcement, Ready-Mix Concrete Normal class GP blend (Concrite) (NSW) (Sydney Region, NSW) | [7 empty] | 25 | 22 | 25MPa | 25 | 25 MPa, | Normal | class | GP | blend | 25MPa |  |  | Normal | class | GP | blend |  |  |  | Normal class GP blend | in-situ, no reinforcement, Ready-Mix Concrete | (NSW) | (Sydney Region, NSW) | (Concrite)
| Normal class GP blend 32MPa | 297 | Sydney Region, NSW | m3 | S-P-05479 | 2022-02-28 | 2027-02-28 | https://epd-australasia.com/wp-content/uploads/2022/02/17765_Concrite_EPD_2022_SP02335.pdf | 32 MPa, in-situ, no reinforcement, Ready-Mix Concrete(Concrite) | Concrete, 32 MPa, in-situ, no reinforcement, Ready-Mix Concrete Normal class GP blend (Concrite) (NSW) (Sydney Region, NSW) | [7 empty] | 25 | 22 | 32MPa | 32 | 32 MPa, | Normal | class | GP | blend | 32MPa |  |  | Normal | class | GP | blend |  |  |  | Normal class GP blend | in-situ, no reinforcement, Ready-Mix Concrete | (NSW) | (Sydney Region, NSW) | (Concrite)
| Normal class GP blend 40MPa | 341 | Sydney Region, NSW | m3 | S-P-05479 | 2022-02-28 | 2027-02-28 | https://epd-australasia.com/wp-content/uploads/2022/02/17765_Concrite_EPD_2022_SP02335.pdf | 40 MPa, in-situ, no reinforcement, Ready-Mix Concrete(Concrite) | Concrete, 40 MPa, in-situ, no reinforcement, Ready-Mix Concrete Normal class GP blend (Concrite) (NSW) (Sydney Region, NSW) | [7 empty] | 25 | 22 | 40MPa | 40 | 40 MPa, | Normal | class | GP | blend | 40MPa |  |  | Normal | class | GP | blend |  |  |  | Normal class GP blend | in-situ, no reinforcement, Ready-Mix Concrete | (NSW) | (Sydney Region, NSW) | (Concrite)
| Normal class GP blend 50MPa | 435 | Sydney Region, NSW | m3 | S-P-05479 | 2022-02-28 | 2027-02-28 | https://epd-australasia.com/wp-content/uploads/2022/02/17765_Concrite_EPD_2022_SP02335.pdf | 50 MPa, in-situ, no reinforcement, Ready-Mix Concrete(Concrite) | Concrete, 50 MPa, in-situ, no reinforcement, Ready-Mix Concrete Normal class GP blend (Concrite) (NSW) (Sydney Region, NSW) | [7 empty] | 25 | 22 | 50MPa | 50 | 50 MPa, | Normal | class | GP | blend | 50MPa |  |  | Normal | class | GP | blend |  |  |  | Normal class GP blend | in-situ, no reinforcement, Ready-Mix Concrete | (NSW) | (Sydney Region, NSW) | (Concrite)
| BURNISHED MIX WITHOUT STEEL FIBRES | 342 | Sydney Region, NSW | m3 | S-P-05479 | 2022-02-28 | 2027-02-28 | https://epd-australasia.com/wp-content/uploads/2022/02/17765_Concrite_EPD_2022_SP02335.pdf | ? MPa, (Concrite) | Concrete, ? MPa, BURNISHED MIX WITHOUT STEEL FIBRES (Concrite) (NSW) (Sydney Region, NSW) | [7 empty] | #VALUE! | #VALUE! | ? | ? | ? MPa, | BURNISHED | MIX | WITHOUT | STEEL | FIBRES |  |  | BURNISHED | MIX | WITHOUT | STEEL | FIBRES |  |  | BURNISHED MIX WITHOUT STEEL FIBRES |  | (NSW) | (Sydney Region, NSW) | (Concrite)
| HIGH SLUMP 50MPa | 377 | Sydney Region, NSW | m3 | S-P-05479 | 2022-02-28 | 2027-02-28 | https://epd-australasia.com/wp-content/uploads/2022/02/17765_Concrite_EPD_2022_SP02335.pdf | 50 MPa, in-situ, no reinforcement, Ready-Mix Concrete(Concrite) | Concrete, 50 MPa, in-situ, no reinforcement, Ready-Mix Concrete HIGH SLUMP (Concrite) (NSW) (Sydney Region, NSW) | [7 empty] | 14 | 11 | 50MPa | 50 | 50 MPa, | HIGH | SLUMP | 50MPa |  |  |  |  | HIGH | SLUMP | [5 empty] | HIGH SLUMP | in-situ, no reinforcement, Ready-Mix Concrete | (NSW) | (Sydney Region, NSW) | (Concrite)
| HIGH STRENGTH 65MPa | 400 | Sydney Region, NSW | m3 | S-P-05479 | 2022-02-28 | 2027-02-28 | https://epd-australasia.com/wp-content/uploads/2022/02/17765_Concrite_EPD_2022_SP02335.pdf | 65 MPa, in-situ, no reinforcement, Ready-Mix Concrete(Concrite) | Concrete, 65 MPa, in-situ, no reinforcement, Ready-Mix Concrete HIGH STRENGTH (Concrite) (NSW) (Sydney Region, NSW) | [7 empty] | 17 | 14 | 65MPa | 65 | 65 MPa, | HIGH | STRENGTH | 65MPa |  |  |  |  | HIGH | STRENGTH | [5 empty] | HIGH STRENGTH | in-situ, no reinforcement, Ready-Mix Concrete | (NSW) | (Sydney Region, NSW) | (Concrite)
| HIGH STRENGTH 80MPa | 413 | Sydney Region, NSW | m3 | S-P-05479 | 2022-02-28 | 2027-02-28 | https://epd-australasia.com/wp-content/uploads/2022/02/17765_Concrite_EPD_2022_SP02335.pdf | 80 MPa, in-situ, no reinforcement, Ready-Mix Concrete(Concrite) | Concrete, 80 MPa, in-situ, no reinforcement, Ready-Mix Concrete HIGH STRENGTH (Concrite) (NSW) (Sydney Region, NSW) | [7 empty] | 17 | 14 | 80MPa | 80 | 80 MPa, | HIGH | STRENGTH | 80MPa |  |  |  |  | HIGH | STRENGTH | [5 empty] | HIGH STRENGTH | in-situ, no reinforcement, Ready-Mix Concrete | (NSW) | (Sydney Region, NSW) | (Concrite)
| KERB MACHINE 25MPa 10MM | 162 | Sydney Region, NSW | m3 | S-P-05479 | 2022-02-28 | 2027-02-28 | https://epd-australasia.com/wp-content/uploads/2022/02/17765_Concrite_EPD_2022_SP02335.pdf | 25 MPa, in-situ, no reinforcement, Ready-Mix Concrete(Concrite) | Concrete, 25 MPa, in-situ, no reinforcement, Ready-Mix Concrete KERB MACHINE (Concrite) (NSW) (Sydney Region, NSW) | [7 empty] | 16 | 13 | 25MPa | 25 | 25 MPa, | KERB | MACHINE | 25MPa | 10MM |  |  |  | KERB | MACHINE | [5 empty] | KERB MACHINE | in-situ, no reinforcement, Ready-Mix Concrete | (NSW) | (Sydney Region, NSW) | (Concrite)
| KERB MACHINE 32MPa 10MM | 180 | Sydney Region, NSW | m3 | S-P-05479 | 2022-02-28 | 2027-02-28 | https://epd-australasia.com/wp-content/uploads/2022/02/17765_Concrite_EPD_2022_SP02335.pdf | 32 MPa, in-situ, no reinforcement, Ready-Mix Concrete(Concrite) | Concrete, 32 MPa, in-situ, no reinforcement, Ready-Mix Concrete KERB MACHINE (Concrite) (NSW) (Sydney Region, NSW) | [7 empty] | 16 | 13 | 32MPa | 32 | 32 MPa, | KERB | MACHINE | 32MPa | 10MM |  |  |  | KERB | MACHINE | [5 empty] | KERB MACHINE | in-situ, no reinforcement, Ready-Mix Concrete | (NSW) | (Sydney Region, NSW) | (Concrite)
| POST TENSIONED 40MPa 22@3 | 325 | Sydney Region, NSW | m3 | S-P-05479 | 2022-02-28 | 2027-02-28 | https://epd-australasia.com/wp-content/uploads/2022/02/17765_Concrite_EPD_2022_SP02335.pdf | 40 MPa, in-situ, no reinforcement, Ready-Mix Concrete(Concrite) | Concrete, 40 MPa, in-situ, no reinforcement, Ready-Mix Concrete POST TENSIONED (Concrite) (NSW) (Sydney Region, NSW) | [7 empty] | 18 | 15 | 40MPa | 40 | 40 MPa, | POST | TENSIONED | 40MPa | 22@3 |  |  |  | POST | TENSIONED | [5 empty] | POST TENSIONED | in-situ, no reinforcement, Ready-Mix Concrete | (NSW) | (Sydney Region, NSW) | (Concrite)
| POST TENSIONED 40MPa 22@4 | 314 | Sydney Region, NSW | m3 | S-P-05479 | 2022-02-28 | 2027-02-28 | https://epd-australasia.com/wp-content/uploads/2022/02/17765_Concrite_EPD_2022_SP02335.pdf | 40 MPa, in-situ, no reinforcement, Ready-Mix Concrete(Concrite) | Concrete, 40 MPa, in-situ, no reinforcement, Ready-Mix Concrete POST TENSIONED (Concrite) (NSW) (Sydney Region, NSW) | [7 empty] | 18 | 15 | 40MPa | 40 | 40 MPa, | POST | TENSIONED | 40MPa | 22@4 |  |  |  | POST | TENSIONED | [5 empty] | POST TENSIONED | in-situ, no reinforcement, Ready-Mix Concrete | (NSW) | (Sydney Region, NSW) | (Concrite)
| POST TENSIONED 40MPa 22@5 | 297 | Sydney Region, NSW | m3 | S-P-05479 | 2022-02-28 | 2027-02-28 | https://epd-australasia.com/wp-content/uploads/2022/02/17765_Concrite_EPD_2022_SP02335.pdf | 40 MPa, in-situ, no reinforcement, Ready-Mix Concrete(Concrite) | Concrete, 40 MPa, in-situ, no reinforcement, Ready-Mix Concrete POST TENSIONED (Concrite) (NSW) (Sydney Region, NSW) | [7 empty] | 18 | 15 | 40MPa | 40 | 40 MPa, | POST | TENSIONED | 40MPa | 22@5 |  |  |  | POST | TENSIONED | [5 empty] | POST TENSIONED | in-situ, no reinforcement, Ready-Mix Concrete | (NSW) | (Sydney Region, NSW) | (Concrite)
| TREMIE 40MPa | 317 | Sydney Region, NSW | m3 | S-P-05479 | 2022-02-28 | 2027-02-28 | https://epd-australasia.com/wp-content/uploads/2022/02/17765_Concrite_EPD_2022_SP02335.pdf | 40 MPa, in-situ, no reinforcement, Ready-Mix Concrete(Concrite) | Concrete, 40 MPa, in-situ, no reinforcement, Ready-Mix Concrete TREMIE 40MPa (Concrite) (NSW) (Sydney Region, NSW) | [7 empty] | 10 | 7 | 40MPa | 40 | 40 MPa, | TREMIE | 40MPa | [5 empty] | TREMIE | 40MPa | [5 empty] | TREMIE 40MPa | in-situ, no reinforcement, Ready-Mix Concrete | (NSW) | (Sydney Region, NSW) | (Concrite)
| TREMIE 50MPa | 378 | Sydney Region, NSW | m3 | S-P-05479 | 2022-02-28 | 2027-02-28 | https://epd-australasia.com/wp-content/uploads/2022/02/17765_Concrite_EPD_2022_SP02335.pdf | 50 MPa, in-situ, no reinforcement, Ready-Mix Concrete(Concrite) | Concrete, 50 MPa, in-situ, no reinforcement, Ready-Mix Concrete TREMIE 50MPa (Concrite) (NSW) (Sydney Region, NSW) | [7 empty] | 10 | 7 | 50MPa | 50 | 50 MPa, | TREMIE | 50MPa | [5 empty] | TREMIE | 50MPa | [5 empty] | TREMIE 50MPa | in-situ, no reinforcement, Ready-Mix Concrete | (NSW) | (Sydney Region, NSW) | (Concrite)
| TfNSW B80 40MPa 20MM PUMP B1 EXPOSURE | 317 | Sydney Region, NSW | m3 | S-P-05479 | 2022-02-28 | 2027-02-28 | https://epd-australasia.com/wp-content/uploads/2022/02/17765_Concrite_EPD_2022_SP02335.pdf | 40 MPa, in-situ, no reinforcement, Ready-Mix Concrete(Concrite) | Concrete, 40 MPa, in-situ, no reinforcement, Ready-Mix Concrete TfNSW B80 20MM PUMP B1 EXPOSURE (Concrite) (NSW) (Sydney Region, NSW) | [7 empty] | 13 | 10 | 40MPa | 40 | 40 MPa, | TfNSW | B80 | 40MPa | 20MM | PUMP | B1 | EXPOSURE | TfNSW | B80 |  | 20MM | PUMP | B1 | EXPOSURE | TfNSW B80 20MM PUMP B1 EXPOSURE | in-situ, no reinforcement, Ready-Mix Concrete | (NSW) | (Sydney Region, NSW) | (Concrite)
| TfNSW B80 40MPa 20MM PUMP B2 EXPOSURE | 248 | Sydney Region, NSW | m3 | S-P-05479 | 2022-02-28 | 2027-02-28 | https://epd-australasia.com/wp-content/uploads/2022/02/17765_Concrite_EPD_2022_SP02335.pdf | 40 MPa, in-situ, no reinforcement, Ready-Mix Concrete(Concrite) | Concrete, 40 MPa, in-situ, no reinforcement, Ready-Mix Concrete TfNSW B80 20MM PUMP B2 EXPOSURE (Concrite) (NSW) (Sydney Region, NSW) | [7 empty] | 13 | 10 | 40MPa | 40 | 40 MPa, | TfNSW | B80 | 40MPa | 20MM | PUMP | B2 | EXPOSURE | TfNSW | B80 |  | 20MM | PUMP | B2 | EXPOSURE | TfNSW B80 20MM PUMP B2 EXPOSURE | in-situ, no reinforcement, Ready-Mix Concrete | (NSW) | (Sydney Region, NSW) | (Concrite)
| TfNSW B80 50MPa 10MM PUMP B2 EXPOSURE | 250 | Sydney Region, NSW | m3 | S-P-05479 | 2022-02-28 | 2027-02-28 | https://epd-australasia.com/wp-content/uploads/2022/02/17765_Concrite_EPD_2022_SP02335.pdf | 50 MPa, in-situ, no reinforcement, Ready-Mix Concrete(Concrite) | Concrete, 50 MPa, in-situ, no reinforcement, Ready-Mix Concrete TfNSW B80 10MM PUMP B2 EXPOSURE (Concrite) (NSW) (Sydney Region, NSW) | [7 empty] | 13 | 10 | 50MPa | 50 | 50 MPa, | TfNSW | B80 | 50MPa | 10MM | PUMP | B2 | EXPOSURE | TfNSW | B80 |  | 10MM | PUMP | B2 | EXPOSURE | TfNSW B80 10MM PUMP B2 EXPOSURE | in-situ, no reinforcement, Ready-Mix Concrete | (NSW) | (Sydney Region, NSW) | (Concrite)
| TfNSW B80 50MPa 20MM PUMP B1 EXPOSURE | 405 | Sydney Region, NSW | m3 | S-P-05479 | 2022-02-28 | 2027-02-28 | https://epd-australasia.com/wp-content/uploads/2022/02/17765_Concrite_EPD_2022_SP02335.pdf | 50 MPa, in-situ, no reinforcement, Ready-Mix Concrete(Concrite) | Concrete, 50 MPa, in-situ, no reinforcement, Ready-Mix Concrete TfNSW B80 20MM PUMP B1 EXPOSURE (Concrite) (NSW) (Sydney Region, NSW) | [7 empty] | 13 | 10 | 50MPa | 50 | 50 MPa, | TfNSW | B80 | 50MPa | 20MM | PUMP | B1 | EXPOSURE | TfNSW | B80 |  | 20MM | PUMP | B1 | EXPOSURE | TfNSW B80 20MM PUMP B1 EXPOSURE | in-situ, no reinforcement, Ready-Mix Concrete | (NSW) | (Sydney Region, NSW) | (Concrite)
| TfNSW B80 50MPa 20MM PUMP B2 EXPOSURE | 251 | Sydney Region, NSW | m3 | S-P-05479 | 2022-02-28 | 2027-02-28 | https://epd-australasia.com/wp-content/uploads/2022/02/17765_Concrite_EPD_2022_SP02335.pdf | 50 MPa, in-situ, no reinforcement, Ready-Mix Concrete(Concrite) | Concrete, 50 MPa, in-situ, no reinforcement, Ready-Mix Concrete TfNSW B80 20MM PUMP B2 EXPOSURE (Concrite) (NSW) (Sydney Region, NSW) | [7 empty] | 13 | 10 | 50MPa | 50 | 50 MPa, | TfNSW | B80 | 50MPa | 20MM | PUMP | B2 | EXPOSURE | TfNSW | B80 |  | 20MM | PUMP | B2 | EXPOSURE | TfNSW B80 20MM PUMP B2 EXPOSURE | in-situ, no reinforcement, Ready-Mix Concrete | (NSW) | (Sydney Region, NSW) | (Concrite)
| NO FINES 6:1 | 182 | Sydney Region, NSW | m3 | S-P-05479 | 2022-02-28 | 2027-02-28 | https://epd-australasia.com/wp-content/uploads/2022/02/17765_Concrite_EPD_2022_SP02335.pdf | Sta MPa, (Concrite) | Concrete, Sta MPa, NO FINES 6:1 (Concrite) (NSW) (Sydney Region, NSW) | [7 empty] | #VALUE! | #VALUE! | Stabilised Sand | Sta | Sta MPa, | NO | FINES | 6:1 |  |  |  |  | NO | FINES | 6:1 |  |  |  |  | NO FINES 6:1 |  | (NSW) | (Sydney Region, NSW) | (Concrite)
| Stabilised Sand 14:1 | 83 | Sydney Region, NSW | m3 | S-P-05479 | 2022-02-28 | 2027-02-28 | https://epd-australasia.com/wp-content/uploads/2022/02/17765_Concrite_EPD_2022_SP02335.pdf | Sta MPa, (Concrite) | Concrete, Sta MPa, Stabilised Sand 14:1 (Concrite) (NSW) (Sydney Region, NSW) | [7 empty] | #VALUE! | #VALUE! | Stabilised Sand | Sta | Sta MPa, | Stabilised | Sand | 14:1 |  |  |  |  | STABILISED | SAND | 14:1 |  |  |  |  | Stabilised Sand 14:1 |  | (NSW) | (Sydney Region, NSW) | (Concrite)
| Stabilised Sand 4:1 | 210 | Sydney Region, NSW | m3 | S-P-05479 | 2022-02-28 | 2027-02-28 | https://epd-australasia.com/wp-content/uploads/2022/02/17765_Concrite_EPD_2022_SP02335.pdf | Sta MPa, (Concrite) | Concrete, Sta MPa, Stabilised Sand 4:1 (Concrite) (NSW) (Sydney Region, NSW) | [7 empty] | #VALUE! | #VALUE! | Stabilised Sand | Sta | Sta MPa, | Stabilised | Sand | 4:1 |  |  |  |  | STABILISED | SAND | 4:1 |  |  |  |  | Stabilised Sand 4:1 |  | (NSW) | (Sydney Region, NSW) | (Concrite)
| Stabilised Sand 8:1 | 121 | Sydney Region, NSW | m3 | S-P-05479 | 2022-02-28 | 2027-02-28 | https://epd-australasia.com/wp-content/uploads/2022/02/17765_Concrite_EPD_2022_SP02335.pdf | Sta MPa, (Concrite) | Concrete, Sta MPa, Stabilised Sand 8:1 (Concrite) (NSW) (Sydney Region, NSW) | [7 empty] | #VALUE! | #VALUE! | Stabilised Sand | Sta | Sta MPa, | Stabilised | Sand | 8:1 |  |  |  |  | STABILISED | SAND | 8:1 |  |  |  |  | Stabilised Sand 8:1 |  | (NSW) | (Sydney Region, NSW) | (Concrite)
| SLAG AGG CONCRETE MIX, (LC)50 20MPa | 158 | Sydney Region, NSW | m3 | S-P-05479 | 2022-02-28 | 2027-02-28 | https://epd-australasia.com/wp-content/uploads/2022/02/17765_Concrite_EPD_2022_SP02335.pdf | 20 MPa, in-situ, no reinforcement, Ready-Mix Concrete(Concrite) | Concrete, 20 MPa, in-situ, no reinforcement, Ready-Mix Concrete SLAG AGG CONCRETE MIX, (LC)50 (Concrite) (NSW) (Sydney Region, NSW) | [7 empty] | 33 | 30 | 20MPa | 20 | 20 MPa, | SLAG | AGG | CONCRETE | MIX, | (LC)50 | 20MPa |  | SLAG | AGG | CONCRETE | MIX, | (LC)50 |  |  | SLAG AGG CONCRETE MIX, (LC)50 | in-situ, no reinforcement, Ready-Mix Concrete | (NSW) | (Sydney Region, NSW) | (Concrite)
| SLAG AGG CONCRETE MIX, (LC)50 25MPa | 175 | Sydney Region, NSW | m3 | S-P-05479 | 2022-02-28 | 2027-02-28 | https://epd-australasia.com/wp-content/uploads/2022/02/17765_Concrite_EPD_2022_SP02335.pdf | 25 MPa, in-situ, no reinforcement, Ready-Mix Concrete(Concrite) | Concrete, 25 MPa, in-situ, no reinforcement, Ready-Mix Concrete SLAG AGG CONCRETE MIX, (LC)50 (Concrite) (NSW) (Sydney Region, NSW) | [7 empty] | 33 | 30 | 25MPa | 25 | 25 MPa, | SLAG | AGG | CONCRETE | MIX, | (LC)50 | 25MPa |  | SLAG | AGG | CONCRETE | MIX, | (LC)50 |  |  | SLAG AGG CONCRETE MIX, (LC)50 | in-situ, no reinforcement, Ready-Mix Concrete | (NSW) | (Sydney Region, NSW) | (Concrite)
| SLAG AGG CONCRETE MIX, (LC)50 32MPa | 204 | Sydney Region, NSW | m3 | S-P-05479 | 2022-02-28 | 2027-02-28 | https://epd-australasia.com/wp-content/uploads/2022/02/17765_Concrite_EPD_2022_SP02335.pdf | 32 MPa, in-situ, no reinforcement, Ready-Mix Concrete(Concrite) | Concrete, 32 MPa, in-situ, no reinforcement, Ready-Mix Concrete SLAG AGG CONCRETE MIX, (LC)50 (Concrite) (NSW) (Sydney Region, NSW) | [7 empty] | 33 | 30 | 32MPa | 32 | 32 MPa, | SLAG | AGG | CONCRETE | MIX, | (LC)50 | 32MPa |  | SLAG | AGG | CONCRETE | MIX, | (LC)50 |  |  | SLAG AGG CONCRETE MIX, (LC)50 | in-situ, no reinforcement, Ready-Mix Concrete | (NSW) | (Sydney Region, NSW) | (Concrite)
| SLAG AGG CONCRETE MIX, (LC)50 40MPa | 233 | Sydney Region, NSW | m3 | S-P-05479 | 2022-02-28 | 2027-02-28 | https://epd-australasia.com/wp-content/uploads/2022/02/17765_Concrite_EPD_2022_SP02335.pdf | 40 MPa, in-situ, no reinforcement, Ready-Mix Concrete(Concrite) | Concrete, 40 MPa, in-situ, no reinforcement, Ready-Mix Concrete SLAG AGG CONCRETE MIX, (LC)50 (Concrite) (NSW) (Sydney Region, NSW) | [7 empty] | 33 | 30 | 40MPa | 40 | 40 MPa, | SLAG | AGG | CONCRETE | MIX, | (LC)50 | 40MPa |  | SLAG | AGG | CONCRETE | MIX, | (LC)50 |  |  | SLAG AGG CONCRETE MIX, (LC)50 | in-situ, no reinforcement, Ready-Mix Concrete | (NSW) | (Sydney Region, NSW) | (Concrite)
| SLAG AGG CONCRETE MIX, (LC)50 50MPa | 287 | Sydney Region, NSW | m3 | S-P-05479 | 2022-02-28 | 2027-02-28 | https://epd-australasia.com/wp-content/uploads/2022/02/17765_Concrite_EPD_2022_SP02335.pdf | 50 MPa, in-situ, no reinforcement, Ready-Mix Concrete(Concrite) | Concrete, 50 MPa, in-situ, no reinforcement, Ready-Mix Concrete SLAG AGG CONCRETE MIX, (LC)50 (Concrite) (NSW) (Sydney Region, NSW) | [7 empty] | 33 | 30 | 50MPa | 50 | 50 MPa, | SLAG | AGG | CONCRETE | MIX, | (LC)50 | 50MPa |  | SLAG | AGG | CONCRETE | MIX, | (LC)50 |  |  | SLAG AGG CONCRETE MIX, (LC)50 | in-situ, no reinforcement, Ready-Mix Concrete | (NSW) | (Sydney Region, NSW) | (Concrite)
| SLAG AGG CONCRETE MIX, (LC)40 20MPa | 182 | Sydney Region, NSW | m3 | S-P-05479 | 2022-02-28 | 2027-02-28 | https://epd-australasia.com/wp-content/uploads/2022/02/17765_Concrite_EPD_2022_SP02335.pdf | 20 MPa, in-situ, no reinforcement, Ready-Mix Concrete(Concrite) | Concrete, 20 MPa, in-situ, no reinforcement, Ready-Mix Concrete SLAG AGG CONCRETE MIX, (LC)40 (Concrite) (NSW) (Sydney Region, NSW) | [7 empty] | 33 | 30 | 20MPa | 20 | 20 MPa, | SLAG | AGG | CONCRETE | MIX, | (LC)40 | 20MPa |  | SLAG | AGG | CONCRETE | MIX, | (LC)40 |  |  | SLAG AGG CONCRETE MIX, (LC)40 | in-situ, no reinforcement, Ready-Mix Concrete | (NSW) | (Sydney Region, NSW) | (Concrite)
| SLAG AGG CONCRETE MIX, (LC)40 25MPa | 196 | Sydney Region, NSW | m3 | S-P-05479 | 2022-02-28 | 2027-02-28 | https://epd-australasia.com/wp-content/uploads/2022/02/17765_Concrite_EPD_2022_SP02335.pdf | 25 MPa, in-situ, no reinforcement, Ready-Mix Concrete(Concrite) | Concrete, 25 MPa, in-situ, no reinforcement, Ready-Mix Concrete SLAG AGG CONCRETE MIX, (LC)40 (Concrite) (NSW) (Sydney Region, NSW) | [7 empty] | 33 | 30 | 25MPa | 25 | 25 MPa, | SLAG | AGG | CONCRETE | MIX, | (LC)40 | 25MPa |  | SLAG | AGG | CONCRETE | MIX, | (LC)40 |  |  | SLAG AGG CONCRETE MIX, (LC)40 | in-situ, no reinforcement, Ready-Mix Concrete | (NSW) | (Sydney Region, NSW) | (Concrite)
| SLAG AGG CONCRETE MIX, (LC)40 32MPa | 223 | Sydney Region, NSW | m3 | S-P-05479 | 2022-02-28 | 2027-02-28 | https://epd-australasia.com/wp-content/uploads/2022/02/17765_Concrite_EPD_2022_SP02335.pdf | 32 MPa, in-situ, no reinforcement, Ready-Mix Concrete(Concrite) | Concrete, 32 MPa, in-situ, no reinforcement, Ready-Mix Concrete SLAG AGG CONCRETE MIX, (LC)40 (Concrite) (NSW) (Sydney Region, NSW) | [7 empty] | 33 | 30 | 32MPa | 32 | 32 MPa, | SLAG | AGG | CONCRETE | MIX, | (LC)40 | 32MPa |  | SLAG | AGG | CONCRETE | MIX, | (LC)40 |  |  | SLAG AGG CONCRETE MIX, (LC)40 | in-situ, no reinforcement, Ready-Mix Concrete | (NSW) | (Sydney Region, NSW) | (Concrite)
| SLAG AGG CONCRETE MIX, (LC)40 40MPa | 262 | Sydney Region, NSW | m3 | S-P-05479 | 2022-02-28 | 2027-02-28 | https://epd-australasia.com/wp-content/uploads/2022/02/17765_Concrite_EPD_2022_SP02335.pdf | 40 MPa, in-situ, no reinforcement, Ready-Mix Concrete(Concrite) | Concrete, 40 MPa, in-situ, no reinforcement, Ready-Mix Concrete SLAG AGG CONCRETE MIX, (LC)40 (Concrite) (NSW) (Sydney Region, NSW) | [7 empty] | 33 | 30 | 40MPa | 40 | 40 MPa, | SLAG | AGG | CONCRETE | MIX, | (LC)40 | 40MPa |  | SLAG | AGG | CONCRETE | MIX, | (LC)40 |  |  | SLAG AGG CONCRETE MIX, (LC)40 | in-situ, no reinforcement, Ready-Mix Concrete | (NSW) | (Sydney Region, NSW) | (Concrite)
| SLAG AGG CONCRETE MIX, (LC)40 50MPa | 323 | Sydney Region, NSW | m3 | S-P-05479 | 2022-02-28 | 2027-02-28 | https://epd-australasia.com/wp-content/uploads/2022/02/17765_Concrite_EPD_2022_SP02335.pdf | 50 MPa, in-situ, no reinforcement, Ready-Mix Concrete(Concrite) | Concrete, 50 MPa, in-situ, no reinforcement, Ready-Mix Concrete SLAG AGG CONCRETE MIX, (LC)40 (Concrite) (NSW) (Sydney Region, NSW) | [7 empty] | 33 | 30 | 50MPa | 50 | 50 MPa, | SLAG | AGG | CONCRETE | MIX, | (LC)40 | 50MPa |  | SLAG | AGG | CONCRETE | MIX, | (LC)40 |  |  | SLAG AGG CONCRETE MIX, (LC)40 | in-situ, no reinforcement, Ready-Mix Concrete | (NSW) | (Sydney Region, NSW) | (Concrite)
| SLAG AGG CONCRETE MIX, (LC)30 20MPa | 201 | Sydney Region, NSW | m3 | S-P-05479 | 2022-02-28 | 2027-02-28 | https://epd-australasia.com/wp-content/uploads/2022/02/17765_Concrite_EPD_2022_SP02335.pdf | 20 MPa, in-situ, no reinforcement, Ready-Mix Concrete(Concrite) | Concrete, 20 MPa, in-situ, no reinforcement, Ready-Mix Concrete SLAG AGG CONCRETE MIX, (LC)30 (Concrite) (NSW) (Sydney Region, NSW) | [7 empty] | 33 | 30 | 20MPa | 20 | 20 MPa, | SLAG | AGG | CONCRETE | MIX, | (LC)30 | 20MPa |  | SLAG | AGG | CONCRETE | MIX, | (LC)30 |  |  | SLAG AGG CONCRETE MIX, (LC)30 | in-situ, no reinforcement, Ready-Mix Concrete | (NSW) | (Sydney Region, NSW) | (Concrite)
| SLAG AGG CONCRETE MIX, (LC)30 25MPa | 225 | Sydney Region, NSW | m3 | S-P-05479 | 2022-02-28 | 2027-02-28 | https://epd-australasia.com/wp-content/uploads/2022/02/17765_Concrite_EPD_2022_SP02335.pdf | 25 MPa, in-situ, no reinforcement, Ready-Mix Concrete(Concrite) | Concrete, 25 MPa, in-situ, no reinforcement, Ready-Mix Concrete SLAG AGG CONCRETE MIX, (LC)30 (Concrite) (NSW) (Sydney Region, NSW) | [7 empty] | 33 | 30 | 25MPa | 25 | 25 MPa, | SLAG | AGG | CONCRETE | MIX, | (LC)30 | 25MPa |  | SLAG | AGG | CONCRETE | MIX, | (LC)30 |  |  | SLAG AGG CONCRETE MIX, (LC)30 | in-situ, no reinforcement, Ready-Mix Concrete | (NSW) | (Sydney Region, NSW) | (Concrite)
| SLAG AGG CONCRETE MIX, (LC)30 32MPa | 266 | Sydney Region, NSW | m3 | S-P-05479 | 2022-02-28 | 2027-02-28 | https://epd-australasia.com/wp-content/uploads/2022/02/17765_Concrite_EPD_2022_SP02335.pdf | 32 MPa, in-situ, no reinforcement, Ready-Mix Concrete(Concrite) | Concrete, 32 MPa, in-situ, no reinforcement, Ready-Mix Concrete SLAG AGG CONCRETE MIX, (LC)30 (Concrite) (NSW) (Sydney Region, NSW) | [7 empty] | 33 | 30 | 32MPa | 32 | 32 MPa, | SLAG | AGG | CONCRETE | MIX, | (LC)30 | 32MPa |  | SLAG | AGG | CONCRETE | MIX, | (LC)30 |  |  | SLAG AGG CONCRETE MIX, (LC)30 | in-situ, no reinforcement, Ready-Mix Concrete | (NSW) | (Sydney Region, NSW) | (Concrite)
| SLAG AGG CONCRETE MIX, (LC)30 40MPa | 306 | Sydney Region, NSW | m3 | S-P-05479 | 2022-02-28 | 2027-02-28 | https://epd-australasia.com/wp-content/uploads/2022/02/17765_Concrite_EPD_2022_SP02335.pdf | 40 MPa, in-situ, no reinforcement, Ready-Mix Concrete(Concrite) | Concrete, 40 MPa, in-situ, no reinforcement, Ready-Mix Concrete SLAG AGG CONCRETE MIX, (LC)30 (Concrite) (NSW) (Sydney Region, NSW) | [7 empty] | 33 | 30 | 40MPa | 40 | 40 MPa, | SLAG | AGG | CONCRETE | MIX, | (LC)30 | 40MPa |  | SLAG | AGG | CONCRETE | MIX, | (LC)30 |  |  | SLAG AGG CONCRETE MIX, (LC)30 | in-situ, no reinforcement, Ready-Mix Concrete | (NSW) | (Sydney Region, NSW) | (Concrite)
| SLAG AGG CONCRETE MIX, (LC)30 50MPa | 391 | Sydney Region, NSW | m3 | S-P-05479 | 2022-02-28 | 2027-02-28 | https://epd-australasia.com/wp-content/uploads/2022/02/17765_Concrite_EPD_2022_SP02335.pdf | 50 MPa, in-situ, no reinforcement, Ready-Mix Concrete(Concrite) | Concrete, 50 MPa, in-situ, no reinforcement, Ready-Mix Concrete SLAG AGG CONCRETE MIX, (LC)30 (Concrite) (NSW) (Sydney Region, NSW) | [7 empty] | 33 | 30 | 50MPa | 50 | 50 MPa, | SLAG | AGG | CONCRETE | MIX, | (LC)30 | 50MPa |  | SLAG | AGG | CONCRETE | MIX, | (LC)30 |  |  | SLAG AGG CONCRETE MIX, (LC)30 | in-situ, no reinforcement, Ready-Mix Concrete | (NSW) | (Sydney Region, NSW) | (Concrite)
| (LC)30 20MPa | 211 | Southern Highlands, NSW | m3 | S-P-05479 | 2022-02-28 | 2027-02-28 | https://epd-australasia.com/wp-content/uploads/2022/02/17765_Concrite_EPD_2022_SP02335.pdf | 20 MPa, in-situ, no reinforcement, Ready-Mix Concrete(Concrite) | Concrete, 20 MPa, in-situ, no reinforcement, Ready-Mix Concrete (LC)30 20MPa (Concrite) (NSW) (Southern Highlands, NSW) | [7 empty] | 10 | 7 | 20MPa | 20 | 20 MPa, | (LC)30 | 20MPa | [5 empty] | (LC)30 | 20MPa | [5 empty] | (LC)30 20MPa | in-situ, no reinforcement, Ready-Mix Concrete | (NSW) | (Southern Highlands, NSW) | (Concrite)
| (LC)30 25MPa | 228 | Southern Highlands, NSW | m3 | S-P-05479 | 2022-02-28 | 2027-02-28 | https://epd-australasia.com/wp-content/uploads/2022/02/17765_Concrite_EPD_2022_SP02335.pdf | 25 MPa, in-situ, no reinforcement, Ready-Mix Concrete(Concrite) | Concrete, 25 MPa, in-situ, no reinforcement, Ready-Mix Concrete (LC)30 25MPa (Concrite) (NSW) (Southern Highlands, NSW) | [7 empty] | 10 | 7 | 25MPa | 25 | 25 MPa, | (LC)30 | 25MPa | [5 empty] | (LC)30 | 25MPa | [5 empty] | (LC)30 25MPa | in-situ, no reinforcement, Ready-Mix Concrete | (NSW) | (Southern Highlands, NSW) | (Concrite)
| (LC)30 32MPa | 270 | Southern Highlands, NSW | m3 | S-P-05479 | 2022-02-28 | 2027-02-28 | https://epd-australasia.com/wp-content/uploads/2022/02/17765_Concrite_EPD_2022_SP02335.pdf | 32 MPa, in-situ, no reinforcement, Ready-Mix Concrete(Concrite) | Concrete, 32 MPa, in-situ, no reinforcement, Ready-Mix Concrete (LC)30 32MPa (Concrite) (NSW) (Southern Highlands, NSW) | [7 empty] | 10 | 7 | 32MPa | 32 | 32 MPa, | (LC)30 | 32MPa | [5 empty] | (LC)30 | 32MPa | [5 empty] | (LC)30 32MPa | in-situ, no reinforcement, Ready-Mix Concrete | (NSW) | (Southern Highlands, NSW) | (Concrite)
| (LC)30 40MPa | 320 | Southern Highlands, NSW | m3 | S-P-05479 | 2022-02-28 | 2027-02-28 | https://epd-australasia.com/wp-content/uploads/2022/02/17765_Concrite_EPD_2022_SP02335.pdf | 40 MPa, in-situ, no reinforcement, Ready-Mix Concrete(Concrite) | Concrete, 40 MPa, in-situ, no reinforcement, Ready-Mix Concrete (LC)30 40MPa (Concrite) (NSW) (Southern Highlands, NSW) | [7 empty] | 10 | 7 | 40MPa | 40 | 40 MPa, | (LC)30 | 40MPa | [5 empty] | (LC)30 | 40MPa | [5 empty] | (LC)30 40MPa | in-situ, no reinforcement, Ready-Mix Concrete | (NSW) | (Southern Highlands, NSW) | (Concrite)
| (LC)30 50MPa | 393 | Southern Highlands, NSW | m3 | S-P-05479 | 2022-02-28 | 2027-02-28 | https://epd-australasia.com/wp-content/uploads/2022/02/17765_Concrite_EPD_2022_SP02335.pdf | 50 MPa, in-situ, no reinforcement, Ready-Mix Concrete(Concrite) | Concrete, 50 MPa, in-situ, no reinforcement, Ready-Mix Concrete (LC)30 50MPa (Concrite) (NSW) (Southern Highlands, NSW) | [7 empty] | 10 | 7 | 50MPa | 50 | 50 MPa, | (LC)30 | 50MPa | [5 empty] | (LC)30 | 50MPa | [5 empty] | (LC)30 50MPa | in-situ, no reinforcement, Ready-Mix Concrete | (NSW) | (Southern Highlands, NSW) | (Concrite)
| NORMAL CLASS GP BLEND 20MPa | 251 | Southern Highlands, NSW | m3 | S-P-05479 | 2022-02-28 | 2027-02-28 | https://epd-australasia.com/wp-content/uploads/2022/02/17765_Concrite_EPD_2022_SP02335.pdf | 20 MPa, in-situ, no reinforcement, Ready-Mix Concrete(Concrite) | Concrete, 20 MPa, in-situ, no reinforcement, Ready-Mix Concrete NORMAL CLASS GP BLEND (Concrite) (NSW) (Southern Highlands, NSW) | [7 empty] | 25 | 22 | 20MPa | 20 | 20 MPa, | NORMAL | CLASS | GP | BLEND | 20MPa |  |  | NORMAL | CLASS | GP | BLEND |  |  |  | NORMAL CLASS GP BLEND | in-situ, no reinforcement, Ready-Mix Concrete | (NSW) | (Southern Highlands, NSW) | (Concrite)
| NORMAL CLASS GP BLEND 25MPa | 272 | Southern Highlands, NSW | m3 | S-P-05479 | 2022-02-28 | 2027-02-28 | https://epd-australasia.com/wp-content/uploads/2022/02/17765_Concrite_EPD_2022_SP02335.pdf | 25 MPa, in-situ, no reinforcement, Ready-Mix Concrete(Concrite) | Concrete, 25 MPa, in-situ, no reinforcement, Ready-Mix Concrete NORMAL CLASS GP BLEND (Concrite) (NSW) (Southern Highlands, NSW) | [7 empty] | 25 | 22 | 25MPa | 25 | 25 MPa, | NORMAL | CLASS | GP | BLEND | 25MPa |  |  | NORMAL | CLASS | GP | BLEND |  |  |  | NORMAL CLASS GP BLEND | in-situ, no reinforcement, Ready-Mix Concrete | (NSW) | (Southern Highlands, NSW) | (Concrite)
| NORMAL CLASS GP BLEND 32MPa | 302 | Southern Highlands, NSW | m3 | S-P-05479 | 2022-02-28 | 2027-02-28 | https://epd-australasia.com/wp-content/uploads/2022/02/17765_Concrite_EPD_2022_SP02335.pdf | 32 MPa, in-situ, no reinforcement, Ready-Mix Concrete(Concrite) | Concrete, 32 MPa, in-situ, no reinforcement, Ready-Mix Concrete NORMAL CLASS GP BLEND (Concrite) (NSW) (Southern Highlands, NSW) | [7 empty] | 25 | 22 | 32MPa | 32 | 32 MPa, | NORMAL | CLASS | GP | BLEND | 32MPa |  |  | NORMAL | CLASS | GP | BLEND |  |  |  | NORMAL CLASS GP BLEND | in-situ, no reinforcement, Ready-Mix Concrete | (NSW) | (Southern Highlands, NSW) | (Concrite)
| NORMAL CLASS GP BLEND 40MPa | 369 | Southern Highlands, NSW | m3 | S-P-05479 | 2022-02-28 | 2027-02-28 | https://epd-australasia.com/wp-content/uploads/2022/02/17765_Concrite_EPD_2022_SP02335.pdf | 40 MPa, in-situ, no reinforcement, Ready-Mix Concrete(Concrite) | Concrete, 40 MPa, in-situ, no reinforcement, Ready-Mix Concrete NORMAL CLASS GP BLEND (Concrite) (NSW) (Southern Highlands, NSW) | [7 empty] | 25 | 22 | 40MPa | 40 | 40 MPa, | NORMAL | CLASS | GP | BLEND | 40MPa |  |  | NORMAL | CLASS | GP | BLEND |  |  |  | NORMAL CLASS GP BLEND | in-situ, no reinforcement, Ready-Mix Concrete | (NSW) | (Southern Highlands, NSW) | (Concrite)
| NORMAL CLASS GP BLEND 50MPa | 446 | Southern Highlands, NSW | m3 | S-P-05479 | 2022-02-28 | 2027-02-28 | https://epd-australasia.com/wp-content/uploads/2022/02/17765_Concrite_EPD_2022_SP02335.pdf | 50 MPa, in-situ, no reinforcement, Ready-Mix Concrete(Concrite) | Concrete, 50 MPa, in-situ, no reinforcement, Ready-Mix Concrete NORMAL CLASS GP BLEND (Concrite) (NSW) (Southern Highlands, NSW) | [7 empty] | 25 | 22 | 50MPa | 50 | 50 MPa, | NORMAL | CLASS | GP | BLEND | 50MPa |  |  | NORMAL | CLASS | GP | BLEND |  |  |  | NORMAL CLASS GP BLEND | in-situ, no reinforcement, Ready-Mix Concrete | (NSW) | (Southern Highlands, NSW) | (Concrite)
| NO FINES 6:1 | 232 | Southern Highlands, NSW | m3 | S-P-05479 | 2022-02-28 | 2027-02-28 | https://epd-australasia.com/wp-content/uploads/2022/02/17765_Concrite_EPD_2022_SP02335.pdf | ? MPa, (Concrite) | Concrete, ? MPa, NO FINES 6:1 (Concrite) (NSW) (Southern Highlands, NSW) | [7 empty] | #VALUE! | #VALUE! | ? | ? | ? MPa, | NO | FINES | 6:1 |  |  |  |  | NO | FINES | 6:1 |  |  |  |  | NO FINES 6:1 |  | (NSW) | (Southern Highlands, NSW) | (Concrite)
| POST TENSIONED 40MPa 22@4 | 371 | Southern Highlands, NSW | m3 | S-P-05479 | 2022-02-28 | 2027-02-28 | https://epd-australasia.com/wp-content/uploads/2022/02/17765_Concrite_EPD_2022_SP02335.pdf | 40 MPa, in-situ, no reinforcement, Ready-Mix Concrete(Concrite) | Concrete, 40 MPa, in-situ, no reinforcement, Ready-Mix Concrete POST TENSIONED 40MPa 22@4 (Concrite) (NSW) (Southern Highlands, NSW) | [7 empty] | 18 | 15 | 40MPa | 40 | 40 MPa, | POST | TENSIONED | 40MPa | 22@4 |  |  |  | POST | TENSIONED | 40MPa | 22@4 |  |  |  | POST TENSIONED 40MPa 22@4 | in-situ, no reinforcement, Ready-Mix Concrete | (NSW) | (Southern Highlands, NSW) | (Concrite)
| STABILISED SAND 14:1 | 109 | Southern Highlands, NSW | m3 | S-P-05479 | 2022-02-28 | 2027-02-28 | https://epd-australasia.com/wp-content/uploads/2022/02/17765_Concrite_EPD_2022_SP02335.pdf | Sta MPa, (Concrite) | Concrete, Sta MPa, STABILISED SAND 14:1 (Concrite) (NSW) (Southern Highlands, NSW) | [7 empty] | #VALUE! | #VALUE! | Stabilised Sand | Sta | Sta MPa, | STABILISED | SAND | 14:1 |  |  |  |  | STABILISED | SAND | 14:1 |  |  |  |  | STABILISED SAND 14:1 |  | (NSW) | (Southern Highlands, NSW) | (Concrite)
| STABILISED SAND 8:1 | 166 | Southern Highlands, NSW | m3 | S-P-05479 | 2022-02-28 | 2027-02-28 | https://epd-australasia.com/wp-content/uploads/2022/02/17765_Concrite_EPD_2022_SP02335.pdf | Sta MPa, (Concrite) | Concrete, Sta MPa, STABILISED SAND 8:1 (Concrite) (NSW) (Southern Highlands, NSW) | [7 empty] | #VALUE! | #VALUE! | Stabilised Sand | Sta | Sta MPa, | STABILISED | SAND | 8:1 |  |  |  |  | STABILISED | SAND | 8:1 |  |  |  |  | STABILISED SAND 8:1 |  | (NSW) | (Southern Highlands, NSW) | (Concrite)
| BURNISHED MIX WITHOUT FIBRES | 295 | Southern Highlands, NSW | m3 | S-P-05479 | 2022-02-28 | 2027-02-28 | https://epd-australasia.com/wp-content/uploads/2022/02/17765_Concrite_EPD_2022_SP02335.pdf | ? MPa, (Concrite) | Concrete, ? MPa, BURNISHED MIX WITHOUT FIBRES (Concrite) (NSW) (Southern Highlands, NSW) | [7 empty] | #VALUE! | #VALUE! | ? | ? | ? MPa, | BURNISHED | MIX | WITHOUT | FIBRES |  |  |  | BURNISHED | MIX | WITHOUT | FIBRES |  |  |  | BURNISHED MIX WITHOUT FIBRES |  | (NSW) | (Southern Highlands, NSW) | (Concrite)
| HIGH SLUMP 50MPa | 398 | Southern Highlands, NSW | m3 | S-P-05479 | 2022-02-28 | 2027-02-28 | https://epd-australasia.com/wp-content/uploads/2022/02/17765_Concrite_EPD_2022_SP02335.pdf | 50 MPa, in-situ, no reinforcement, Ready-Mix Concrete(Concrite) | Concrete, 50 MPa, in-situ, no reinforcement, Ready-Mix Concrete HIGH SLUMP (Concrite) (NSW) (Southern Highlands, NSW) | [7 empty] | 14 | 11 | 50MPa | 50 | 50 MPa, | HIGH | SLUMP | 50MPa |  |  |  |  | HIGH | SLUMP | [5 empty] | HIGH SLUMP | in-situ, no reinforcement, Ready-Mix Concrete | (NSW) | (Southern Highlands, NSW) | (Concrite)
| KERB MACHINE 25MPa 10MM | 255 | Southern Highlands, NSW | m3 | S-P-05479 | 2022-02-28 | 2027-02-28 | https://epd-australasia.com/wp-content/uploads/2022/02/17765_Concrite_EPD_2022_SP02335.pdf | 25 MPa, in-situ, no reinforcement, Ready-Mix Concrete(Concrite) | Concrete, 25 MPa, in-situ, no reinforcement, Ready-Mix Concrete KERB MACHINE 10MM (Concrite) (NSW) (Southern Highlands, NSW) | [7 empty] | 16 | 13 | 25MPa | 25 | 25 MPa, | KERB | MACHINE | 25MPa | 10MM |  |  |  | KERB | MACHINE |  | 10MM |  |  |  | KERB MACHINE 10MM | in-situ, no reinforcement, Ready-Mix Concrete | (NSW) | (Southern Highlands, NSW) | (Concrite)
| KERB MACHINE 32MPa 10MM | 281 | Southern Highlands, NSW | m3 | S-P-05479 | 2022-02-28 | 2027-02-28 | https://epd-australasia.com/wp-content/uploads/2022/02/17765_Concrite_EPD_2022_SP02335.pdf | 32 MPa, in-situ, no reinforcement, Ready-Mix Concrete(Concrite) | Concrete, 32 MPa, in-situ, no reinforcement, Ready-Mix Concrete KERB MACHINE 10MM (Concrite) (NSW) (Southern Highlands, NSW) | [7 empty] | 16 | 13 | 32MPa | 32 | 32 MPa, | KERB | MACHINE | 32MPa | 10MM |  |  |  | KERB | MACHINE |  | 10MM |  |  |  | KERB MACHINE 10MM | in-situ, no reinforcement, Ready-Mix Concrete | (NSW) | (Southern Highlands, NSW) | (Concrite)
| (LC)30 20MPa | 222 | Canberra, ACT | m3 | S-P-05479 | 2022-02-28 | 2027-02-28 | https://epd-australasia.com/wp-content/uploads/2022/02/17765_Concrite_EPD_2022_SP02335.pdf | 20 MPa, in-situ, no reinforcement, Ready-Mix Concrete(Concrite) | Concrete, 20 MPa, in-situ, no reinforcement, Ready-Mix Concrete LC30 20MPa (Concrite) (ACT) (Canberra, ACT) | [7 empty] | 10 | 7 | 20MPa | 20 | 20 MPa, | (LC)30 | 20MPa | [5 empty] | LC30 | 20MPa | [5 empty] | LC30 20MPa | in-situ, no reinforcement, Ready-Mix Concrete | (ACT) | (Canberra, ACT) | (Concrite)
| (LC)30 25MPa | 246 | Canberra, ACT | m3 | S-P-05479 | 2022-02-28 | 2027-02-28 | https://epd-australasia.com/wp-content/uploads/2022/02/17765_Concrite_EPD_2022_SP02335.pdf | 25 MPa, in-situ, no reinforcement, Ready-Mix Concrete(Concrite) | Concrete, 25 MPa, in-situ, no reinforcement, Ready-Mix Concrete LC30 25MPa (Concrite) (ACT) (Canberra, ACT) | [7 empty] | 10 | 7 | 25MPa | 25 | 25 MPa, | (LC)30 | 25MPa | [5 empty] | LC30 | 25MPa | [5 empty] | LC30 25MPa | in-situ, no reinforcement, Ready-Mix Concrete | (ACT) | (Canberra, ACT) | (Concrite)
| (LC)30 32MPa | 268 | Canberra, ACT | m3 | S-P-05479 | 2022-02-28 | 2027-02-28 | https://epd-australasia.com/wp-content/uploads/2022/02/17765_Concrite_EPD_2022_SP02335.pdf | 32 MPa, in-situ, no reinforcement, Ready-Mix Concrete(Concrite) | Concrete, 32 MPa, in-situ, no reinforcement, Ready-Mix Concrete LC30 32MPa (Concrite) (ACT) (Canberra, ACT) | [7 empty] | 10 | 7 | 32MPa | 32 | 32 MPa, | (LC)30 | 32MPa | [5 empty] | LC30 | 32MPa | [5 empty] | LC30 32MPa | in-situ, no reinforcement, Ready-Mix Concrete | (ACT) | (Canberra, ACT) | (Concrite)
| (LC)30 40MPa | 330 | Canberra, ACT | m3 | S-P-05479 | 2022-02-28 | 2027-02-28 | https://epd-australasia.com/wp-content/uploads/2022/02/17765_Concrite_EPD_2022_SP02335.pdf | 40 MPa, in-situ, no reinforcement, Ready-Mix Concrete(Concrite) | Concrete, 40 MPa, in-situ, no reinforcement, Ready-Mix Concrete LC30 40MPa (Concrite) (ACT) (Canberra, ACT) | [7 empty] | 10 | 7 | 40MPa | 40 | 40 MPa, | (LC)30 | 40MPa | [5 empty] | LC30 | 40MPa | [5 empty] | LC30 40MPa | in-situ, no reinforcement, Ready-Mix Concrete | (ACT) | (Canberra, ACT) | (Concrite)
| (LC)30 50MPa | 408 | Canberra, ACT | m3 | S-P-05479 | 2022-02-28 | 2027-02-28 | https://epd-australasia.com/wp-content/uploads/2022/02/17765_Concrite_EPD_2022_SP02335.pdf | 50 MPa, in-situ, no reinforcement, Ready-Mix Concrete(Concrite) | Concrete, 50 MPa, in-situ, no reinforcement, Ready-Mix Concrete LC30 50MPa (Concrite) (ACT) (Canberra, ACT) | [7 empty] | 10 | 7 | 50MPa | 50 | 50 MPa, | (LC)30 | 50MPa | [5 empty] | LC30 | 50MPa | [5 empty] | LC30 50MPa | in-situ, no reinforcement, Ready-Mix Concrete | (ACT) | (Canberra, ACT) | (Concrite)
| NORMAL CLASS GP BLEND 20MPa | 271 | Canberra, ACT | m3 | S-P-05479 | 2022-02-28 | 2027-02-28 | https://epd-australasia.com/wp-content/uploads/2022/02/17765_Concrite_EPD_2022_SP02335.pdf | 20 MPa, in-situ, no reinforcement, Ready-Mix Concrete(Concrite) | Concrete, 20 MPa, in-situ, no reinforcement, Ready-Mix Concrete NORMAL CLASS GP BLEND (Concrite) (ACT) (Canberra, ACT) | [7 empty] | 25 | 22 | 20MPa | 20 | 20 MPa, | NORMAL | CLASS | GP | BLEND | 20MPa |  |  | NORMAL | CLASS | GP | BLEND |  |  |  | NORMAL CLASS GP BLEND | in-situ, no reinforcement, Ready-Mix Concrete | (ACT) | (Canberra, ACT) | (Concrite)
| NORMAL CLASS GP BLEND 25MPa | 280 | Canberra, ACT | m3 | S-P-05479 | 2022-02-28 | 2027-02-28 | https://epd-australasia.com/wp-content/uploads/2022/02/17765_Concrite_EPD_2022_SP02335.pdf | 25 MPa, in-situ, no reinforcement, Ready-Mix Concrete(Concrite) | Concrete, 25 MPa, in-situ, no reinforcement, Ready-Mix Concrete NORMAL CLASS GP BLEND (Concrite) (ACT) (Canberra, ACT) | [7 empty] | 25 | 22 | 25MPa | 25 | 25 MPa, | NORMAL | CLASS | GP | BLEND | 25MPa |  |  | NORMAL | CLASS | GP | BLEND |  |  |  | NORMAL CLASS GP BLEND | in-situ, no reinforcement, Ready-Mix Concrete | (ACT) | (Canberra, ACT) | (Concrite)
| NORMAL CLASS GP BLEND 32MPa | 323 | Canberra, ACT | m3 | S-P-05479 | 2022-02-28 | 2027-02-28 | https://epd-australasia.com/wp-content/uploads/2022/02/17765_Concrite_EPD_2022_SP02335.pdf | 32 MPa, in-situ, no reinforcement, Ready-Mix Concrete(Concrite) | Concrete, 32 MPa, in-situ, no reinforcement, Ready-Mix Concrete NORMAL CLASS GP BLEND (Concrite) (ACT) (Canberra, ACT) | [7 empty] | 25 | 22 | 32MPa | 32 | 32 MPa, | NORMAL | CLASS | GP | BLEND | 32MPa |  |  | NORMAL | CLASS | GP | BLEND |  |  |  | NORMAL CLASS GP BLEND | in-situ, no reinforcement, Ready-Mix Concrete | (ACT) | (Canberra, ACT) | (Concrite)
| NORMAL CLASS GP BLEND 40MPa | 367 | Canberra, ACT | m3 | S-P-05479 | 2022-02-28 | 2027-02-28 | https://epd-australasia.com/wp-content/uploads/2022/02/17765_Concrite_EPD_2022_SP02335.pdf | 40 MPa, in-situ, no reinforcement, Ready-Mix Concrete(Concrite) | Concrete, 40 MPa, in-situ, no reinforcement, Ready-Mix Concrete NORMAL CLASS GP BLEND (Concrite) (ACT) (Canberra, ACT) | [7 empty] | 25 | 22 | 40MPa | 40 | 40 MPa, | NORMAL | CLASS | GP | BLEND | 40MPa |  |  | NORMAL | CLASS | GP | BLEND |  |  |  | NORMAL CLASS GP BLEND | in-situ, no reinforcement, Ready-Mix Concrete | (ACT) | (Canberra, ACT) | (Concrite)
| NO FINES 6:1 | 243 | Canberra, ACT | m3 | S-P-05479 | 2022-02-28 | 2027-02-28 | https://epd-australasia.com/wp-content/uploads/2022/02/17765_Concrite_EPD_2022_SP02335.pdf | ? MPa, (Concrite) | Concrete, ? MPa, NO FINES 6:1 (Concrite) (ACT) (Canberra, ACT) | [7 empty] | #VALUE! | #VALUE! | ? | ? | ? MPa, | NO | FINES | 6:1 |  |  |  |  | NO | FINES | 6:1 |  |  |  |  | NO FINES 6:1 |  | (ACT) | (Canberra, ACT) | (Concrite)
| POST TENSIONED 40MPa 22@5 | 313 | Canberra, ACT | m3 | S-P-05479 | 2022-02-28 | 2027-02-28 | https://epd-australasia.com/wp-content/uploads/2022/02/17765_Concrite_EPD_2022_SP02335.pdf | 40 MPa, in-situ, no reinforcement, Ready-Mix Concrete(Concrite) | Concrete, 40 MPa, in-situ, no reinforcement, Ready-Mix Concrete POST TENSIONED 40MPa 22@5 (Concrite) (ACT) (Canberra, ACT) | [7 empty] | 18 | 15 | 40MPa | 40 | 40 MPa, | POST | TENSIONED | 40MPa | 22@5 |  |  |  | POST | TENSIONED | 40MPa | 22@5 |  |  |  | POST TENSIONED 40MPa 22@5 | in-situ, no reinforcement, Ready-Mix Concrete | (ACT) | (Canberra, ACT) | (Concrite)
| SHOTCRETE 40MPa 10MM | 363 | Canberra, ACT | m3 | S-P-05479 | 2022-02-28 | 2027-02-28 | https://epd-australasia.com/wp-content/uploads/2022/02/17765_Concrite_EPD_2022_SP02335.pdf | 40 MPa, in-situ, no reinforcement, Ready-Mix Concrete(Concrite) | Concrete, 40 MPa, in-situ, no reinforcement, Ready-Mix Concrete SHOTCRETE 40MPa 10MM (Concrite) (ACT) (Canberra, ACT) | [7 empty] | 13 | 10 | 40MPa | 40 | 40 MPa, | SHOTCRETE | 40MPa | 10MM |  |  |  |  | SHOTCRETE | 40MPa | 10MM |  |  |  |  | SHOTCRETE 40MPa 10MM | in-situ, no reinforcement, Ready-Mix Concrete | (ACT) | (Canberra, ACT) | (Concrite)
| STABILISED SAND 4:1 | 271 | Canberra, ACT | m3 | S-P-05479 | 2022-02-28 | 2027-02-28 | https://epd-australasia.com/wp-content/uploads/2022/02/17765_Concrite_EPD_2022_SP02335.pdf | Sta MPa, (Concrite) | Concrete, Sta MPa, STABILISED SAND 4:1 (Concrite) (ACT) (Canberra, ACT) | [7 empty] | #VALUE! | #VALUE! | Stabilised Sand | Sta | Sta MPa, | STABILISED | SAND | 4:1 |  |  |  |  | STABILISED | SAND | 4:1 |  |  |  |  | STABILISED SAND 4:1 |  | (ACT) | (Canberra, ACT) | (Concrite)
| STABILISED SAND 8:1 | 186 | Canberra, ACT | m3 | S-P-05479 | 2022-02-28 | 2027-02-28 | https://epd-australasia.com/wp-content/uploads/2022/02/17765_Concrite_EPD_2022_SP02335.pdf | Sta MPa, (Concrite) | Concrete, Sta MPa, STABILISED SAND 8:1 (Concrite) (ACT) (Canberra, ACT) | [7 empty] | #VALUE! | #VALUE! | Stabilised Sand | Sta | Sta MPa, | STABILISED | SAND | 8:1 |  |  |  |  | STABILISED | SAND | 8:1 |  |  |  |  | STABILISED SAND 8:1 |  | (ACT) | (Canberra, ACT) | (Concrite)
| TFNSW B80 40MPa 20MM PUMP B1 EXPOSURE | 322 | Canberra, ACT | m3 | S-P-05479 | 2022-02-28 | 2027-02-28 | https://epd-australasia.com/wp-content/uploads/2022/02/17765_Concrite_EPD_2022_SP02335.pdf | 40 MPa, in-situ, no reinforcement, Ready-Mix Concrete(Concrite) | Concrete, 40 MPa, in-situ, no reinforcement, Ready-Mix Concrete TFNSW B80 20MM PUMP B1 EXPOSURE (Concrite) (ACT) (Canberra, ACT) | [7 empty] | 13 | 10 | 40MPa | 40 | 40 MPa, | TFNSW | B80 | 40MPa | 20MM | PUMP | B1 | EXPOSURE | TFNSW | B80 |  | 20MM | PUMP | B1 | EXPOSURE | TFNSW B80 20MM PUMP B1 EXPOSURE | in-situ, no reinforcement, Ready-Mix Concrete | (ACT) | (Canberra, ACT) | (Concrite)
| TFNSW B80 40MPa 20MM TREMIE B2 EXPOSURE | 366 | Canberra, ACT | m3 | S-P-05479 | 2022-02-28 | 2027-02-28 | https://epd-australasia.com/wp-content/uploads/2022/02/17765_Concrite_EPD_2022_SP02335.pdf | 40 MPa, in-situ, no reinforcement, Ready-Mix Concrete(Concrite) | Concrete, 40 MPa, in-situ, no reinforcement, Ready-Mix Concrete TFNSW B80 20MM TREMIE B2 EXPOSURE (Concrite) (ACT) (Canberra, ACT) | [7 empty] | 13 | 10 | 40MPa | 40 | 40 MPa, | TFNSW | B80 | 40MPa | 20MM | TREMIE | B2 | EXPOSURE | TFNSW | B80 |  | 20MM | TREMIE | B2 | EXPOSURE | TFNSW B80 20MM TREMIE B2 EXPOSURE | in-situ, no reinforcement, Ready-Mix Concrete | (ACT) | (Canberra, ACT) | (Concrite)
| KERB MACHINE 25MPa 10MM | 245 | Canberra, ACT | m3 | S-P-05479 | 2022-02-28 | 2027-02-28 | https://epd-australasia.com/wp-content/uploads/2022/02/17765_Concrite_EPD_2022_SP02335.pdf | 25 MPa, in-situ, no reinforcement, Ready-Mix Concrete(Concrite) | Concrete, 25 MPa, in-situ, no reinforcement, Ready-Mix Concrete KERB MACHINE 10MM (Concrite) (ACT) (Canberra, ACT) | [7 empty] | 16 | 13 | 25MPa | 25 | 25 MPa, | KERB | MACHINE | 25MPa | 10MM |  |  |  | KERB | MACHINE |  | 10MM |  |  |  | KERB MACHINE 10MM | in-situ, no reinforcement, Ready-Mix Concrete | (ACT) | (Canberra, ACT) | (Concrite)
| KERB MACHINE 32MPa 10MM | 271 | Canberra, ACT | m3 | S-P-05479 | 2022-02-28 | 2027-02-28 | https://epd-australasia.com/wp-content/uploads/2022/02/17765_Concrite_EPD_2022_SP02335.pdf | 32 MPa, in-situ, no reinforcement, Ready-Mix Concrete(Concrite) | Concrete, 32 MPa, in-situ, no reinforcement, Ready-Mix Concrete KERB MACHINE 10MM (Concrite) (ACT) (Canberra, ACT) | [7 empty] | 16 | 13 | 32MPa | 32 | 32 MPa, | KERB | MACHINE | 32MPa | 10MM |  |  |  | KERB | MACHINE |  | 10MM |  |  |  | KERB MACHINE 10MM | in-situ, no reinforcement, Ready-Mix Concrete | (ACT) | (Canberra, ACT) | (Concrite)

## Other_Conc. (hidden)
Prefab/Precast units
[6 empty] | Based on Swedish precast slabs | Balcony with connector | Conc slab
[7 empty] | Max | Max |  | Average | Average
[7 empty] | Prefabricated concrete 1 | Prefabricated concrete 2 |  | Prefabricated concrete 1 | Prefabricated concrete 2 |  |  |  | EFs Max from spreadsheet (kg/kg
[6 empty] | Cement | 187.6 | 189.5 |  | 187.6 | 189.5 |  |  |  | 50 MPa | 0.25 | advice that 50 MPa used for precast (cement workshop) though these are for stormwater and railway applications culverts pipes etc. 50 MPa used as well advice from workshop noting the need for a quick dry strength
[6 empty] | Aggregate | 675.4 | 682.3 |  | 675.4 | 682.3 |  |  |  | Steel reo | 3.48
[6 empty] | Water | 75 | 75.8 |  | 75 | 75.8
[6 empty] | Plasticiser | 4.7 | 4.7 |  | 4.7 | 4.7 |  |  |  | EFs Av from spreadsheet (kg/kg
[6 empty] | Concrete waste | 9.427 | 9.523 |  | 9.427 | 9.523 |  |  |  | 50 MPa | 0.15 | advice that 50 MPa used for precast (cement workshop) though these are for stormwater and railway applications culverts pipes etc. 50 MPa used as well advice from workshop noting the need for a quick dry strength
[6 empty] | Concrete | 952.127 | 952.3 |  | 942.7 | 952.3 |  |  |  | Steel reo | 1.75
[6 empty] | steel (with waste) | 51.914 | 47.874 |  | 51.914 | 47.874
[6 empty] | waste | 10.1817 | 10.144 |  | 10.0874 | 10.144
[7 empty] | 938 | 947.6 |  | 938 | 947.6
[6 empty] | GWP per tonne | 418.6925 | 383.4715 |  | 217.8547 | 214.7494
[6 empty] | GWP per m3 | 962.9927 | 881.9844 |  | 501.0659 | 493.9236
[12 empty] | 221 | GWP-Mix 2
|  |  | Hollowcore - calcs of EPD and of Aus average basedon conc and steel numbers | [8 empty] | 2430 | GWP- steel
[11 empty] | density | 2356 | kg/m3 |  | concrete
https://api.environdec.com/api/v1/EPDLibrary/Files/c24082d0-e085-41f7-248b-08db259f9365/Data
volume m3 of block per m |  | thickness | length | volume of concrete m3/m | density max concrete kg/m3 | kg/panel m | steel t/m | concrete kg per m | steel kg per m |  | width | concrete with waste | steel with waste | GWP per m | GWP per m3 of block inc. void | GWP per m2
0.192 | HC160 | 160 | 1 | 0.1223 | 2336 | 285.6928 |  | 285.6928 | 0 | 0% | 1.2 | 63.7695 | 0 | 63.7695 | 332.1328 | 53.1412
0.24 | HC200 | 200 | 1 | 0.1268 | 2356 | 298.7408 | 0.00216 | 296.5808 | 2.16 | 0.723% | 1.2 | 66.6819 | 5.3013 | 71.9832 | 299.9301 | 59.986
0.24 | HC200W | 200 | 1 | 0.1333 | 2356 | 314.0548 | 0.00636 | 307.6948 | 6.36 | 2.025% | 1.2 | 70.1002 | 15.6093 | 85.7095 | 357.123 | 71.4246
0.3 | HC250 | 250 | 1 | 0.1579 | 2356 | 372.0124 | 0.00872 | 363.2924 | 8.72 | 2.344% | 1.2 | 83.0369 | 21.4015 | 104.4384 | 348.1279 | 87.032
0.36 | HC300 | 300 | 1 | 0.1846 | 2356 | 434.9176 | 0.00915 | 425.7676 | 9.15 | 2.104% | 1.2 | 97.078 | 22.4568 | 119.5348 | 332.0411 | 99.6123
0.42 | HC350 | 350 | 1 | 0.2117 | 2356 | 498.7652 | 0.0107 | 488.0652 | 10.7 | 2.145% | 1.2 | 111.3294 | 26.261 | 137.5904 | 327.5962 | 114.6587
0.48 | HC400 | 400 | 1 | 0.2268 | 2356 | 534.3408 | 0.0123 | 522.0408 | 12.3 | 2.302% | 1.2 | 119.2702 | 30.1879 | 149.4581 | 311.371 | 124.5484
0.6 | HC500 | 500 | 1 | 0.2967 | 2356 | 699.0252 | 0.0139 | 685.1252 | 13.9 | 1.988% | 1.2 | 156.0294 | 34.1148 | 190.1442 | 316.907 | 158.4535
[12 empty] | concrete | steel | 0
0.6 | HC500 | 500 | Max calculated | 0.3 | 2400 | 700 | 0.0216 | 679 | 21.6 | 3% | 1.2 | 156.247 | 53.0129 | 209.2599 | 348.7665 | 174.3832
0.6 | HC500 | 500 | Ave calculate | 0.18251 | 2400 | 429.6937 | 0.0074639 | 422.3719 | 7.4639 | 1.704% | 1.2 | 95.9119 | 18.3186 | 114.2305 | 190.3842 | 95.1921

## FultonHogan_Agg (hidden)
https://epd-australasia.com/wp-content/uploads/2022/02/Fulton-Hogan_Quarries-VIC-EPD_SP04651.pdf
Victoria
44616
46442
1 tonne
Indicator | Column2 | Column3 | Unit | Column5 | Column6 | Tylden quarry products | Tynong quarry products
Global warming (total) |  |  | kg CO 2 | eq |  | 5.1 | 7.8
Ozone layer depletion |  |  | kg CFC-11 eq |  |  | 6e-07 | 9.7e-07
Acidification, soil and water |  |  | kg SO 2 | eq |  | 0.011 | 0.016
Eutrophication |  |  | kg PO_{4}^{3-} eq |  |  | 0.0014 | 0.0017
Photochemical ozone creation | kg C | 2 | H | 4 | eq | 0.0013 | 0.002
Abiotic depletion - elements |  |  | kg Sb eq |  |  | 8.4e-08 | 6.7e-08
Abiotic depletion - fossil | MJ_{NCV} |  |  |  |  | 68 | 110

## RCPA_Conc_pipe (hidden)
https://epd-australasia.com/wp-content/uploads/2023/05/SP05500-RCPA-EPD-Pipes_Apr23.pdf
What to do about steel here?
Briba Lake, WA
Column1 | Column2 | Column3 | Column4 | Column5 |  |  | Table heading |  | Material
Indicator | Unit | Concrete (Per Tonne) | Steel Reinforcement (Per kg) | Rubber Rings (Per kg) |  |  |  |  | Reinforced concrete, >50 MPa, precast, inc. 2-8% steel reinforcing (70% post consumer) (RCPA) (WA)
GWP-GHG | kg CO_{2} eq. | 185 | 1.91 | 3.21
| Table 2: Potential environmental impacts – core indicators according to EN 15804:2012+A2:2019 | [5 empty] | >50 MPa in-situ, no reinforcement - RCPA |  | >50 MPa Concrete, precast, (RCPA) (
| Results per declared unit (A1-A3 total) | [7 empty] | Reinforcing steel for concrete pipe, (RCPA) (
Indicator | Unit | Concrete (Per Tonne) | Steel Reinforcement (Per kg) | Rubber Rings (Per kg)
GWP-total | kg CO eq. 2 | 1.86E+02 | 1.98E+00 | 3.25E+00
GWP-fossil | kg CO eq. 2 | 1.86E+02 | 1.97E+00 | 3.29E+00
GWP-biogenic | kg CO eq. 2 | 9.40E-02 | 9.10E-03 | -4.94E-02 |  |  | Company | Product | GWT | Location | GWPb | from | to | Registration number | version | location | unit | product mass | ref | Table name | Material name | Link
GWP-luluc | kg CO eq. 2 | 4.64E-04 | 2.06E-03 | 3.58E-04 |  |  | RCPA | Concrete pipes | 1.86E+02 | Briba Lake, WA |  | 26th April 2023 | 26th April 2028 | S-P-05500 |  |  | tonne |  |  | >50 MPa in-situ, no reinforcement - RCPA | Reinforcing steel for concrete pipe, (RCPA) (Briba Lake, WA) | https://epd-australasia.com/wp-content/uploads/2023/05/SP05500-RCPA-EPD-Pipes_Apr23.pdf
ODP | kg CFC 11 eq. | 3.47E-06 | 4.90E-08 | 1.25E-06 |  |  | RCPA | Concrete pipes | 2.26E+02 | Cobblebank, VIC |  | 26th April 2023 | 26th April 2028 | S-P-05500 |  |  | tonne |  |  | >50 MPa in-situ, no reinforcement - RCPA | Reinforcing steel for concrete pipe, (RCPA) (Cobblebank, VIC) | https://epd-australasia.com/wp-content/uploads/2023/05/SP05500-RCPA-EPD-Pipes_Apr23.pdf
AP | mol H^{+} eq. | 1.00E+00 | 8.51E-03 | 2.06E-02 |  |  | RCPA | Concrete pipes | 2.54E+02 | Kilmore, VIC |  | 26th April 2023 | 26th April 2028 | S-P-05500 |  |  | tonne |  |  | >50 MPa in-situ, no reinforcement - RCPA | Reinforcing steel for concrete pipe, (RCPA) (Kilmore, VIC) | https://epd-australasia.com/wp-content/uploads/2023/05/SP05500-RCPA-EPD-Pipes_Apr23.pdf
EP-freshwater | kg P eq. | 2.94E-04 | 5.56E-05 | 3.39E-06 |  |  | RCPA | Concrete pipes | 1.96E+02 | Somersby, NSW |  | 26th April 2023 | 26th April 2028 | S-P-05500 |  |  | tonne |  |  | >50 MPa in-situ, no reinforcement - RCPA | Reinforcing steel for concrete pipe, (RCPA) (Somersby, NSW) | https://epd-australasia.com/wp-content/uploads/2023/05/SP05500-RCPA-EPD-Pipes_Apr23.pdf
EP-marine | kg N eq. | 2.72E-01 | 2.14E-03 | 3.81E-03 |  |  | RCPA | Concrete pipes | 1.99E+02 | Yatala, QLD |  | 26th April 2023 | 26th April 2028 | S-P-05500 |  |  | tonne |  |  | >50 MPa in-situ, no reinforcement - RCPA | Reinforcing steel for concrete pipe, (RCPA) (Yatala, QLD) | https://epd-australasia.com/wp-content/uploads/2023/05/SP05500-RCPA-EPD-Pipes_Apr23.pdf
EP-terrestrial | mol N eq. | 3.05E+00 | 1.94E-02 | 4.17E-02 |  |  | RCPA | Steel reinforcement for concrete pipe, | 1.98E+00 | Briba Lake, WA |  | 26th April 2023 | 26th April 2028 | S-P-05500 |  |  | kg |  |  | Steel reinforcement for concrete pipe, - RCPA | Reinforcing steel for concrete pipe, (RCPA) (Briba Lake, WA) | https://epd-australasia.com/wp-content/uploads/2023/05/SP05500-RCPA-EPD-Pipes_Apr23.pdf
POCP | kg NMVOC eq. | 7.33E-01 | 6.94E-03 | 1.07E-02 |  |  | RCPA | Steel reinforcement for concrete pipe, | 2.13E+00 | Cobblebank, VIC |  | 26th April 2023 | 26th April 2028 | S-P-05500 |  |  | kg |  |  | Steel reinforcement for concrete pipe, - RCPA | Reinforcing steel for concrete pipe, (RCPA) (Cobblebank, VIC) | https://epd-australasia.com/wp-content/uploads/2023/05/SP05500-RCPA-EPD-Pipes_Apr23.pdf
ADP-minerals & metals* | kg Sb eq. | 1.34E-06 | 1.42E-06 | 4.36E-08 |  |  | RCPA | Steel reinforcement for concrete pipe, | 2.13E+00 | Kilmore, VIC |  | 26th April 2023 | 26th April 2028 | S-P-05500 |  |  | kg |  |  | Steel reinforcement for concrete pipe, - RCPA | Reinforcing steel for concrete pipe, (RCPA) (Kilmore, VIC) | https://epd-australasia.com/wp-content/uploads/2023/05/SP05500-RCPA-EPD-Pipes_Apr23.pdf
ADP-fossil* | MJ | 1.25E+03 | 2.11E+01 | 6.54E+01 |  |  | RCPA | Steel reinforcement for concrete pipe, | 2.14E+00 | Somersby, NSW |  | 26th April 2023 | 26th April 2028 | S-P-05500 |  |  | kg |  |  | Steel reinforcement for concrete pipe, - RCPA | Reinforcing steel for concrete pipe, (RCPA) (Somersby, NSW) | https://epd-australasia.com/wp-content/uploads/2023/05/SP05500-RCPA-EPD-Pipes_Apr23.pdf
WDP* | m^{3} | 1.71E+03 | 7.19E-01 | 5.04E+01 |  |  | RCPA | Steel reinforcement for concrete pipe, | 2.11E+00 | Yatala, QLD |  | 26th April 2023 | 26th April 2028 | S-P-05500 |  |  | kg |  |  | Steel reinforcement for concrete pipe, - RCPA | Reinforcing steel for concrete pipe, (RCPA) (Yatala, QLD) | https://epd-australasia.com/wp-content/uploads/2023/05/SP05500-RCPA-EPD-Pipes_Apr23.pdf
Table 3: Potential environmental impacts – additional indicators according to EN 15804:2012+A2:2019
Results per declared unit (A1-A3 total)
Indicator | Unit | Concrete (Per Tonne) | Steel Reinforcement (Per kg) | Rubber Rings (Per kg)
PM | disease incidence | 5.37E-06 | 1.82E-07 | 2.70E-07
IRP** | kBq U235 equivalent | 9.08E-01 | 1.39E-02 | 1.58E-03
ETP-fw* | CTUe | 7.47E+02 | 2.24E+01 | 1.06E+01
HTP-c* | CTUh | 1.54E-08 | 1.20E-08 | 2.75E-10
HTP-nc* | CTUh | 8.81E-07 | 5.66E-08 | 1.09E-08
SQP* | - | 6.29E+02 | 1.58E+00 | 1.40E+01
Cobblebank, VIC
Column1 | Column2 | Column3 | Column4 | Column5
Indicator | Unit | Concrete (Per Tonne) | Steel Reinforcement (Per kg) | Rubber Rings (Per kg)
GWP-GHG | kg CO_{2} eq | 224 | 2.05 | 3.33
Table 2: Potential environmental impacts – core indicators according to EN 15804:2012+A2:2019
Results per declared unit (A1-A3 total)
Indicator | Unit | Concrete (Per Tonne) | Steel Reinforcement (Per kg) | Rubber Rings (Per kg)
GWP-total | kg CO eq. 2 | 2.26E+02 | 2.13E+00 | 3.37E+00
GWP-fossil | kg CO eq. 2 | 2.25E+02 | 2.13E+00 | 3.42E+00
GWP-biogenic | kg CO eq. 2 | 9.93E-02 | 4.54E-03 | -4.95E-02
GWP-luluc | kg CO eq. 2 | 5.44E-04 | 8.86E-04 | 3.58E-04
ODP | kg CFC 11 eq. | 4.30E-06 | 2.93E-08 | 1.27E-06
AP | mol H^{+} eq. | 1.27E+00 | 7.94E-03 | 2.14E-02
EP-freshwater | kg P eq. | 3.52E-04 | 2.56E-05 | 3.37E-06
EP-marine | kg N eq. | 3.27E-01 | 1.98E-03 | 3.94E-03
EP-terrestrial | mol N eq. | 3.66E+00 | 2.01E-02 | 4.31E-02
POCP | kg NMVOC eq. | 8.85E-01 | 7.02E-03 | 1.11E-02
ADP-minerals & metals* | kg Sb eq. | 1.48E-06 | 9.19E-07 | 4.38E-08
ADP-fossil* | MJ | 1.51E+03 | 2.27E+01 | 6.72E+01
WDP* | m^{3} | 2.01E+03 | 5.07E-01 | 4.97E+01
Table 3: Potential environmental impacts – additional indicators according to EN 15804:2012+A2:2019
Results per declared unit (A1-A3 total)
Indicator | Unit | Concrete (Per Tonne) | Steel Reinforcement (Per kg) | Rubber Rings (Per kg)
PM | disease incidence | 7.37E-06 | 2.11E-07 | 2.48E-07
IRP** | kBq U235 equivalent | 1.08E+00 | 8.28E-03 | 1.58E-03
ETP-fw* | CTUe | 8.94E+02 | 9.22E+00 | 1.11E+01
HTP-c* | CTUh | 1.76E-08 | 4.80E-09 | 2.75E-10
HTP-nc* | CTUh | 1.04E-06 | 2.28E-08 | 1.07E-08
SQP* | - | 5.96E+02 | 1.50E+00 | 1.10E+01
Kilmore, VIC
Indicator | Unit | Column3 | Column4 | Concrete (Per Tonne) | Steel Reinforcement (Per kg) | Rubber Rings (Per kg)
GWP-GHG | kg CO_{2} eq |  |  | 252 | 2.04 | 3.31
Table 2: Potential environmental impacts – core indicators according to EN 15804:2012+A2:2019
Results per declared unit (A1-A3 total)
Indicator | Unit |  |  | Concrete (Per Tonne) | Steel Reinforcement (Per kg) | Rubber Rings (Per kg)
GWP-total | kg CO | 2 | eq. | 2.54E+02 | 2.13E+00 | 3.35E+00
GWP-fossil | kg CO | 2 | eq. | 2.54E+02 | 2.12E+00 | 3.40E+00
GWP-biogenic | kg CO | 2 | eq. | 1.22E-01 | 4.53E-03 | -4.95E-02
GWP-luluc | kg CO | 2 | eq. | 8.32E-04 | 8.85E-04 | 3.58E-04
ODP | kg CFC 11 eq. |  |  | 5.52E-06 | 2.85E-08 | 1.27E-06
AP | mol H^{+} eq. |  |  | 1.44E+00 | 7.91E-03 | 2.12E-02
EP-freshwater | kg P eq. |  |  | 4.21E-04 | 2.55E-05 | 3.37E-06
EP-marine | kg N eq. |  |  | 3.71E-01 | 1.97E-03 | 3.87E-03
EP-terrestrial | mol N eq. |  |  | 4.16E+00 | 2.00E-02 | 4.24E-02
POCP | kg NMVOC eq. |  |  | 1.01E+00 | 7.00E-03 | 1.09E-02
ADP-minerals&metals* | kg Sb eq. |  |  | 2.16E-06 | 9.18E-07 | 4.38E-08
ADP-fossil* | MJ |  |  | 1.77E+03 | 2.27E+01 | 6.68E+01
WDP* | m^{3} |  |  | 2.28E+03 | 5.03E-01 | 4.97E+01
Table 3: Potential environmental impacts – additional indicators according to EN 15804:2012+A2:2019
Results per declared unit (A1-A3 total)
Indicator | Unit |  |  | Concrete (Per Tonne) | Steel Reinforcement (Per kg) | Rubber Rings (Per kg)
PM | disease incidence |  |  | 8.74E-06 | 2.11E-07 | 2.47E-07
IRP** | kBq U235 equivalent |  |  | 1.21E+00 | 8.28E-03 | 1.58E-03
ETP-fw* | CTUe |  |  | 1.01E+03 | 9.20E+00 | 1.10E+01
HTP-c* | CTUh |  |  | 2.07E-08 | 4.79E-09 | 2.75E-10
HTP-nc* | CTUh |  |  | 1.19E-06 | 2.28E-08 | 1.06E-08
SQP* | - |  |  | 6.41E+02 | 1.50E+00 | 1.10E+01
Somersby, NSW
Column1 | Column2 | Column3 | Column4 | Column5
Indicator | Unit | Concrete (Per Tonne) | Steel Reinforcement (Per kg) | Rubber Rings (Per kg)
GWP-GHG | kg CO_{2} eq | 194 | 2.05 | 3.14
Table 2: Potential environmental impacts – core indicators according to EN 15804:2012+A2:2019
Results per declared unit (A1-A3 total)
Indicator | Unit | Concrete (Per Tonne) | Steel Reinforcement (Per kg) | Rubber Rings (Per kg)
GWP-total | kg CO eq. 2 | 1.96E+02 | 2.14E+00 | 3.18E+00
GWP-fossil | kg CO eq. 2 | 1.96E+02 | 2.14E+00 | 3.23E+00
GWP-biogenic | kg CO eq. 2 | 1.53E-01 | 1.49E-03 | -4.95E-02
GWP-luluc | kg CO eq. 2 | 6.86E-05 | 1.04E-04 | 3.58E-04
ODP | kg CFC 11 eq. | 2.11E-06 | 1.10E-09 | 1.24E-06
AP | mol H^{+} eq. | 7.49E-01 | 6.95E-03 | 1.97E-02
EP-freshwater | kg P eq. | 4.22E-05 | 5.50E-06 | 3.36E-06
EP-marine | kg N eq. | 2.44E-01 | 1.73E-03 | 3.41E-03
EP-terrestrial | mol N eq. | 2.74E+00 | 1.90E-02 | 3.73E-02
POCP | kg NMVOC eq. | 6.49E-01 | 6.69E-03 | 9.66E-03
ADP-minerals & metals* | kg Sb eq. | 1.10E-06 | 5.84E-07 | 4.36E-08
ADP-fossil* | MJ | 1.17E+03 | 2.25E+01 | 6.46E+01
WDP* | m^{3} | 3.25E+02 | 2.94E-01 | 4.96E+01
Table 3: Potential environmental impacts – additional indicators according to EN 15804:2012+A2:2019
Results per declared unit (A1-A3 total)
Indicator | Unit | Concrete (Per Tonne) | Steel Reinforcement (Per kg) | Rubber Rings (Per kg)
PM | disease incidence | 5.03E-06 | 2.21E-07 | 2.39E-07
IRP** | kBq U235 equivalent | 9.17E-03 | 4.54E-03 | 1.58E-03
ETP-fw* | CTUe | 6.80E+02 | 2.79E-02 | 1.04E+01
HTP-c* | CTUh | 1.49E-08 | 2.38E-13 | 2.72E-10
HTP-nc* | CTUh | 9.11E-07 | 1.73E-11 | 1.04E-08
SQP* | - | 5.81E+02 | 1.45E+00 | 1.10E+01
Yatala, QLD
Indicator | Unit | Column3 | Column4 | Concrete (Per Tonne) | Steel Reinforcement (Per kg) | Rubber Rings (Per kg)
GWP-GHG | kg CO_{2} eq |  |  | 197 | 2.03 | 3.33
Table 2: Potential environmental impacts – core indicators according to EN 15804:2012+A2:2019
Results per declared unit (A1-A3 total)
Indicator | Unit |  |  | Concrete (Per Tonne) | Steel Reinforcement (Per kg) | Rubber Rings (Per kg)
GWP-total | kg CO | 2 | eq. | 1.99E+02 | 2.11E+00 | 3.37E+00
GWP-fossil | kg CO | 2 | eq. | 1.99E+02 | 2.11E+00 | 3.42E+00
GWP-biogenic | kg CO | 2 | eq. | 6.60E-02 | 4.54E-03 | -4.95E-02
GWP-luluc | kg CO | 2 | eq. | 4.79E-04 | 8.86E-04 | 3.58E-04
ODP | kg CFC 11 eq. |  |  | 4.06E-06 | 2.64E-08 | 1.27E-06
AP | mol H^{+} eq. |  |  | 1.10E+00 | 7.81E-03 | 2.14E-02
EP-freshwater | kg P eq. |  |  | 3.08E-04 | 2.56E-05 | 3.37E-06
EP-marine | kg N eq. |  |  | 3.02E-01 | 1.95E-03 | 3.93E-03
EP-terrestrial | mol N eq. |  |  | 3.39E+00 | 1.98E-02 | 4.30E-02
POCP | kg NMVOC eq. |  |  | 8.15E-01 | 6.94E-03 | 1.10E-02
ADP-minerals & metals* | kg Sb eq. |  |  | 1.24E-06 | 9.19E-07 | 4.38E-08
ADP-fossil* | MJ |  |  | 1.35E+03 | 2.25E+01 | 6.71E+01
WDP* | m^{3} |  |  | 1.80E+03 | 4.93E-01 | 4.97E+01
Table 3: Potential environmental impacts – additional indicators according to EN 15804:2012+A2:2019
Results per declared unit (A1-A3 total)
Indicator | Unit |  |  | Concrete (Per Tonne) | Steel Reinforcement (Per kg) | Rubber Rings (Per kg)
PM | disease incidence |  |  | 5.96E-06 | 2.09E-07 | 2.48E-07
IRP** | kBq U235 equivalent |  |  | 9.35E-01 | 8.29E-03 | 1.58E-03
ETP-fw* | CTUe |  |  | 7.91E+02 | 9.16E+00 | 1.11E+01
HTP-c* | CTUh |  |  | 1.73E-08 | 4.80E-09 | 2.75E-10
HTP-nc* | CTUh |  |  | 9.11E-07 | 2.28E-08 | 1.07E-08
SQP* | - |  |  | 4.13E+02 | 1.50E+00 | 1.10E+01

## Ausreo_Steel (hidden)
https://epd-australasia.com/wp-content/uploads/2023/06/SP08459-AUSREO-EPD-Reinforcing-Bar-Prefabricated-Steel-Reinforcement-Cages-260623.pdf
Australia
2023-06-26
2028-06-25
1 tonne
Prefab cages
Column1 | Column2 | Column3 | Column4 | Column5 | Column6 | Column7 | Column8 | Column9 | Column10
Environmental impact
Abbreviation | Unit |  | A1-A3 | A4 | C1 | C2 | C3 | C4 | D
GWP-total | kg CO | -eq. 2 | 1,670 | 111 | 0.644 | 8.43 | 2.69 | 4.42 | -118
GWP-fossil | kg CO_{2} -eq. |  | 1,660 | 111 | 0.644 | 8.43 | 2.67 | 4.42 | -117
GWP-biogenic | kg CO | -eq. 2 | 2.18 | 0.0565 | 1.46E-04 | 0 | 0.00685 | 0 | -0.0609
GWP-luluc | kg CO_{2} -eq. |  | 0.291 | 0.00225 | 1.30E-05 | 1.77E-04 | 0.0146 | 0.00287 | -0.00258
ODP | kg CFC11-eq. |  | 3.34E-06 | 1.50E-14 | 9.48E-17 | 1.29E-15 | 1.19E-14 | 1.10E-14 | -2.99E-13
AP | Mole of H+ eq. |  | 6.76 | 1.62 | 0.00323 | 0.0158 | 0.0249 | 0.0217 | 0.0954
EP-freshwater | kg P eq. |  | 0.0470 | 2.00E-05 | 1.06E-07 | 1.45E-06 | 6.08E-06 | 1.33E-05 | -2.55E-05
EP-marine | kg N eq. |  | 1.57 | 0.529 | 0.00153 | 0.00656 | 0.0123 | 0.00763 | 0.0385
EP-terrestrial | Mole of N eq. |  | 17.1 | 5.80 | 0.0168 | 0.0723 | 0.135 | 0.0651 | 0.458
POCP | kg NMVOC eq. |  | 5.35 | 1.27 | 0.00429 | 0.0154 | 0.0358 | 0.0163 | 0.0351
ADP-minerals&metals | kg Sb-eq. |  | 5.40E-04 | 2.14E-06 | 9.95E-09 | 1.36E-07 | 2.94E-06 | 1.15E-06 | -3.01E-05
ADP-fossil | MJ |  | 18,100 | 1,440 | 8.54 | 117 | 50.3 | 65.4 | -1,130
WDP | m³ world equiv. |  | 288 | 0.580 | 0.00421 | 0.0576 | 0.448 | 0.259 | -343
Resource use
PERE | MJ |  | 1,040 | 6.51 | 0.0417 | 0.569 | 4.45 | 5.59 | 77.9
PERM | MJ |  | 0 | 0 | 0 | 0 | 0 | 0 | 0
PERT | MJ |  | 1,040 | 6.51 | 0.0417 | 0.569 | 4.45 | 5.59 | 77.9
PENRE | MJ |  | 18,100 | 1,440 | 8.54 | 117 | 50.4 | 67.3 | -1,130
PENRM | MJ |  | 0 | 0 | 0 | 0 | 0 | 0 | 0
PENRT | MJ |  | 18,100 | 1,440 | 8.54 | 117 | 50.4 | 67.3 | -1,130
SM | kg |  | 886 | 0 | 0 | 0 | 0 | 0 | 0
RSF | MJ |  | 0 | 0 | 0 | 0 | 0 | 0 | 0
NRSF | MJ |  | 59.0 | 0 | 0 | 0 | 0 | 0 | 0
FW | m^{3} |  | 6.42 | 0.0125 | 8.28E-05 | 0.00113 | 0.0131 | 0.00924 | -8.02
Waste categories and output flows
HWD | kg |  | 5.49E-04 | 6.67E-09 | 3.08E-11 | 4.21E-10 | 2.92E-09 | 6.36E-09 | 2.70E-07
NHWD | kg |  | 349 | 0.0617 | 2.04E-04 | 0.00279 | 0.0145 | 100 | 15.7
RWD | kg |  | 0.0393 | 5.45E-04 | 1.18E-06 | 1.61E-05 | 3.71E-04 | 5.61E-04 | 2.47E-04
CRU | kg |  | 0 | 0 | 0 | 0 | 0 | 0 | 0
MFR | kg |  | 94.2 | 0 | 0 | 0 | 900 | 0 | 0
MER | kg |  | 0.271 | 0 | 0 | 0 | 0 | 0 | 0
EEE | MJ |  | 0 | 0 | 0 | 0 | 0 | 0 | 0
EET | MJ |  | 0 | 0 | 0 | 0 | 0 | 0 | 0
Bars
Column1 | Column2 | Column3 | Column4 | Column5 | Column6 | Column7 | Column8 | Column9
Environmental impact
Abbreviation | Unit | A1-A3 | A4 | C1 | C2 | C3 | C4 | D
GWP-total | kg CO_{2} -eq. | 1,660 | 111 | 0.644 | 8.43 | 2.69 | 4.42 | -118
GWP-fossil | kg CO_{2} -eq. | 1,660 | 111 | 0.644 | 8.43 | 2.67 | 4.42 | -117
GWP-biogenic | kg CO_{2} -eq. | 2.22 | 0.0565 | 1.46E-04 | 0 | 0.00685 | 0 | -0.0609
GWP-luluc | kg CO_{2} -eq. | 0.285 | 0.00225 | 1.30E-05 | 1.77E-04 | 0.0146 | 0.00287 | -0.00258
ODP | kg CFC11-eq. | 3.21E-06 | 1.50E-14 | 9.48E-17 | 1.29E-15 | 1.19E-14 | 1.10E-14 | -2.99E-13
AP | Mole of H+ eq. | 6.74 | 1.62 | 0.00323 | 0.0158 | 0.0249 | 0.0217 | 0.0955
EP-freshwater | kg P eq. | 0.0459 | 2.00E-05 | 1.06E-07 | 1.45E-06 | 6.08E-06 | 1.33E-05 | -2.55E-05
EP-marine | kg N eq. | 1.57 | 0.529 | 0.00153 | 0.00656 | 0.0123 | 0.00763 | 0.0385
EP-terrestrial | Mole of N eq. | 17.1 | 5.80 | 0.0168 | 0.0723 | 0.135 | 0.0651 | 0.458
POCP | kg NMVOC eq. | 5.34 | 1.27 | 0.00429 | 0.0154 | 0.0358 | 0.0163 | 0.0351
ADP-minerals&metals | kg Sb-eq. | 4.64E-04 | 2.14E-06 | 9.95E-09 | 1.36E-07 | 2.94E-06 | 1.15E-06 | -2.52E-05
ADP-fossil | MJ | 18,000 | 1,440 | 8.54 | 117 | 50.3 | 65.4 | -1,130
WDP | m³ world equiv. | 286 | 0.580 | 0.00421 | 0.0576 | 0.448 | 0.259 | -343

## Steel_Galvanising (hidden)
Material | Company | Product | GWPf | GWPb | from | to | Registrayion number | Version | location | unit | ref | Table name | Material name | Unit2
Steel | Kingfield | Galvanising | 0.243 | 0.000492 | 2021-04-01 | 2026-03-31 | S-P-02325 | Version 1 | Australasia | 1 year of protection of a 1 m2 zinc coated 8mm thick steel plate | https://epd-australasia.com/wp-content/uploads/2021/04/Kingfield_EPD_May_2021_Final.pdf | Galvanising | Galvanising, Kingfield
Steel | Kingfield | Galvanising | 0.0106 | 4 3.27E-04 | 2021-04-01 | 2026-03-31 | S-P-02325 | Version 1 | Australasia | 1 year of protection of a 1 m2 zinc coated 8mm thick steel plate | https://epd-australasia.com/wp-content/uploads/2021/04/Kingfield_EPD_May_2021_Final.pdf | Galvanising | Galvanising, Kingfield
Steel | Galvanisers Association of Australia | Hot dip galvanising (Zinc) | 0.128 |  | 2019-09-26 | 2024-09-26 | S-P-01166 | Version 1 | Australia | 1 year of protection of a 1 m2 zinc coated 8 mm thick steel plate with minimum average coating thickness of 85 µm | https://epd-australasia.com/wp-content/uploads/2019/10/Environmental-Product-Declaration-for-Galvanisers-Association-of-Australia.pdf | Galvanising | Galvanising, Galvanisers Association of Australia
Steel | Galvanisers Association of Australia | Steel - galvanising only (A1-A3) | 0.156 |  | 2019-09-26 | 2024-09-26 | S-P-01166 | Version 1 | Australia | 1 year of protection of a 1 m2 zinc coated 8 mm thick steel plate with minimum average coating thickness of 85 µm | https://epd-australasia.com/wp-content/uploads/2019/10/Environmental-Product-Declaration-for-Galvanisers-Association-of-Australia.pdf | Steel | Steel, Galvanisers Association of Australia | m²
Steel EPDs - Not included
https://epd-australasia.com/wp-content/uploads/2023/05/SP05500-RCPA-EPD-Pipes_Apr23.pdf
https://epd-australasia.com/wp-content/uploads/2022/12/SP05494_Steel-Mains-EPD_Dec22.pdf
https://epd-australasia.com/wp-content/uploads/2021/09/SP03725_MitsubishiApolicEPD_V1.1Sep22.pdf

## Flooring (hidden)
(URBAN ACCESS FLOOR SYSTEM)
Company | Product | GWPf | GWPb | from | to | Registrayion number | Version | location | unit | ref | Table name | Material name
ASP Access Floors | Urban X S2 - medium environment (URBAN ACCESS FLOOR SYSTEM) (URBAN ACCESS FLOOR SYSTEM) | 19 |  | 2019-09-03 | 2024-07-30 | S-P-00996 | Version 1.1 | AUSTRALIA | 1m2 | https://epd-australasia.com/wp-content/uploads/2020/04/180017-Urban-EPD-2019-FA3_LR-update-030919.pdf
ASP Access Floors | Urban X S2 - heavy environment (URBAN ACCESS FLOOR SYSTEM) | 23 |  | 2019-09-03 | 2024-07-30 | S-P-00996 | Version 1.1 | AUSTRALIA | 1m2 | https://epd-australasia.com/wp-content/uploads/2020/04/180017-Urban-EPD-2019-FA3_LR-update-030919.pdf
ASP Access Floors | Urban X S2 - extra heavy environment (URBAN ACCESS FLOOR SYSTEM) | 25 |  | 2019-09-03 | 2024-07-30 | S-P-00996 | Version 1.1 | AUSTRALIA | 1m2 | https://epd-australasia.com/wp-content/uploads/2020/04/180017-Urban-EPD-2019-FA3_LR-update-030919.pdf
ASP Access Floors | Urban X S4 - medium environment (URBAN ACCESS FLOOR SYSTEM) | 20 |  | 2019-09-03 | 2024-07-30 | S-P-00996 | Version 1.1 | AUSTRALIA | 1m2 | https://epd-australasia.com/wp-content/uploads/2020/04/180017-Urban-EPD-2019-FA3_LR-update-030919.pdf
ASP Access Floors | Urban X S4 - heavy environment (URBAN ACCESS FLOOR SYSTEM) | 23 |  | 2019-09-03 | 2024-07-30 | S-P-00996 | Version 1.1 | AUSTRALIA | 1m2 | https://epd-australasia.com/wp-content/uploads/2020/04/180017-Urban-EPD-2019-FA3_LR-update-030919.pdf
ASP Access Floors | Urban X S4 - extra heavy environment (URBAN ACCESS FLOOR SYSTEM) | 26 |  | 2019-09-03 | 2024-07-30 | S-P-00996 | Version 1.1 | AUSTRALIA | 1m2 | https://epd-australasia.com/wp-content/uploads/2020/04/180017-Urban-EPD-2019-FA3_LR-update-030919.pdf
ASP Access Floors | Urban X S4 - medium environment (URBAN ACCESS FLOOR SYSTEM) | 20.3 |  | 2019-09-03 | 2024-07-30 | S-P-00996 | Version 1.1 | AUSTRALIA | 1m2 | https://epd-australasia.com/wp-content/uploads/2020/04/180017-Urban-EPD-2019-FA3_LR-update-030919.pdf
ASP Access Floors | Urban X S4 - heavy environment (URBAN ACCESS FLOOR SYSTEM) | 24 |  | 2019-09-03 | 2024-07-30 | S-P-00996 | Version 1.1 | AUSTRALIA | 1m2 | https://epd-australasia.com/wp-content/uploads/2020/04/180017-Urban-EPD-2019-FA3_LR-update-030919.pdf
ASP Access Floors | Urban X S4 - extra heavy environment (URBAN ACCESS FLOOR SYSTEM) | 26.5 |  | 2019-09-03 | 2024-07-30 | S-P-00996 | Version 1.1 | AUSTRALIA | 1m2 | https://epd-australasia.com/wp-content/uploads/2020/04/180017-Urban-EPD-2019-FA3_LR-update-030919.pdf
ASP Access Floors | Urban IL S2 (URBAN ACCESS FLOOR SYSTEM) | 20 |  | 2019-09-03 | 2024-07-30 | S-P-00996 | Version 1.1 | AUSTRALIA | 1m2 | https://epd-australasia.com/wp-content/uploads/2020/04/180017-Urban-EPD-2019-FA3_LR-update-030919.pdf
ASP Access Floors | Urban IL S4 (URBAN ACCESS FLOOR SYSTEM) | 21 |  | 2019-09-03 | 2024-07-30 | S-P-00996 | Version 1.1 | AUSTRALIA | 1m2 | https://epd-australasia.com/wp-content/uploads/2020/04/180017-Urban-EPD-2019-FA3_LR-update-030919.pdf
ASP Access Floors | Urban IL S6 (URBAN ACCESS FLOOR SYSTEM) | 21 |  | 2019-09-03 | 2024-07-30 | S-P-00996 | Version 1.1 | AUSTRALIA | 1m2 | https://epd-australasia.com/wp-content/uploads/2020/04/180017-Urban-EPD-2019-FA3_LR-update-030919.pdf
Column1 | Column2 | Column3 | Column4
PRODUCT NAME | PANEL | FFH (Finished Floor Height) | PEDESTALS
Urban X S2 | Medium grade (3.0kN) 600x600mm Urban panel | 65 – 110mm | S2 pedestal
Urban X S2 | Heavy grade (4.5kN) 600x600mm Urban panel | 65 – 110mm | S2 pedestal
Urban X S2 | Extra heavy grade (6.0kN) 600x600mm Urban panel | 65 – 110mm | S2 pedestal
Urban X S4 | Medium grade (3.0kN) 600x600mm Urban panel | 110 – 180mm | S4 pedestal
Urban X S4 | Heavy grade (4.5kN) 600x600mm Urban panel | 110 – 180mm | S4 pedestal
Urban X S4 | Extra heavy grade (6.0kN) 600x600mm Urban panel | 110 – 180mm | S4 pedestal
Urban X S6 | Medium grade (3.0kN) 600x600mm Urban panel | 180 – 800mm | S6 pedestal
Urban X S6 | Heavy grade (4.5kN) 600x600mm Urban panel | 180 – 800mm | S6 pedestal
Urban X S6 | Extra heavy grade (6.0kN) 600x600mm Urban panel | 180 – 800mm | S6 pedestal
Urban IL S2 |  | 65 – 110 mm | S2 pedestal
Urban IL S4 | Extra heavy grade (6.0kN) 600x600mm Urban panel | 110 – 180 mm | S4 pedestal
Urban IL S6 |  | 180 – 800mm | S6 pedestal
ICON ACCESS FLOOR SYSTEM
Company | Product | GWPf | GWPb | from | to | Registrayion number | Version | location | unit | ref | Table name | Material name
ASP Access Floors | Icon X S3/S4, Medium Grade (3.0kN) 600x600mm Icon Panel | 27.7 |  | 2019-03-11 | 2022-03-15 | S-P-00863 | Version 1.1 | AUSTRALIA | 1 m2 | https://epd-australasia.com/wp-content/uploads/2018/04/V1.1-ASP-Floors-Icon-EPD-SP00863-170419.pdf
ASP Access Floors | Icon X S3/S4, Heavy Grade (4.5kN) 600x600mm Icon Panel | 29.6 |  | 2019-03-11 | 2022-03-15 | S-P-00863 | Version 1.1 | AUSTRALIA | 1 m2 | https://epd-australasia.com/wp-content/uploads/2018/04/V1.1-ASP-Floors-Icon-EPD-SP00863-170419.pdf
ASP Access Floors | Icon X S5/S6, Medium Grade (3.0kN) 600•600mm Icon Panel | 32.7 |  | 2019-03-11 | 2022-03-15 | S-P-00863 | Version 1.1 | AUSTRALIA | 1 m2 | https://epd-australasia.com/wp-content/uploads/2018/04/V1.1-ASP-Floors-Icon-EPD-SP00863-170419.pdf
ASP Access Floors | Icon X S5/S6, Heavy Grade (4.5kN) 600x600mm Icon Panel | 34.6 |  | 2019-03-11 | 2022-03-15 | S-P-00863 | Version 1.1 | AUSTRALIA | 1 m2 | https://epd-australasia.com/wp-content/uploads/2018/04/V1.1-ASP-Floors-Icon-EPD-SP00863-170419.pdf
ASP Access Floors | Icon Air, Medium Grade (3.0kN) 600x600mm Icon Panel | 34.2 |  | 2019-03-11 | 2022-03-15 | S-P-00863 | Version 1.1 | AUSTRALIA | 1 m2 | https://epd-australasia.com/wp-content/uploads/2018/04/V1.1-ASP-Floors-Icon-EPD-SP00863-170419.pdf
ASP Access Floors | Icon Air, Heav Grade (4.5kN) 600x600mm Icon Panel | 36 |  | 2019-03-11 | 2022-03-15 | S-P-00863 | Version 1.1 | AUSTRALIA | 1 m2 | https://epd-australasia.com/wp-content/uploads/2018/04/V1.1-ASP-Floors-Icon-EPD-SP00863-170419.pdf
ASP Access Floors | Icon HPL, Heavy Grade (4.5kN) 600300mm Icon Panel | 38.3 |  | 2019-03-11 | 2022-03-15 | S-P-00863 | Version 1.1 | AUSTRALIA | 1 m2 | https://epd-australasia.com/wp-content/uploads/2018/04/V1.1-ASP-Floors-Icon-EPD-SP00863-170419.pdf
PRODUCT NAME | PANEL | FFHI | PEDESTALS | STRINGERS
Icon X S3/S4 | Medium Grade (3.0kN) 600x600mm Icon Panel | 110-180mm | Field Pedestal' S3 Perimeter pedestal: S4
Icon X S3/S4 | Heavy Grade (4.5kN) 600x600mm Icon Panel | 110-180mm | Field Pedestal' S3 Perimeter pedestal: S5
Icon X S5/S6 | Medium Grade (3.0kN) 600•600mm Icon Panel | 180-1200mm | Field Pedestal' S5 Perimeter pedestal: S6
Icon X S5/S6 | Heavy Grade (4.5kN) 600x600mm Icon Panel | 180-1200mm | Field Pedestal' S5 Perimeter pedestal: S7
Icon Air | Medium Grade (3.0kN) 600x600mm Icon Panel | 180-12.00mm | Field Pedestal: S5 Perimeter pedestal: S6 | AT Stringer
Icon Air | Heav Grade (4.5kN) 600x600mm Icon Panel | 180-12.00mm | Field Pedestal: S5 Perimeter pedestal: S7 | AT Stringer
Icon HPL | Heavy Grade (4.5kN) 600300mm Icon Panel | 180-12.00mm | Unique Pedestal: S8 | S600 Stringer

## Roofing&Cladding (hidden)
Company | Product | GWT | GWPf | GWPb | from | to | Registration number | version | location | unit | product mass kg/m2 | ref | Table name | Material name | Notes
Fletcher Building, Pacific Coilcoaters | ColorCote® AlumiGard™ |  | 33.2 |  | 25th June 2019 | 25th June 2024 | S-P-01540 | Version 1 | Australia | m² |  | https://epd-australasia.com/wp-content/uploads/2019/11/5568-COLO-EPD-Document-Australia-nov19.pdf | Roofing & Cladding | AlumiGard™ and AlumiGard X™ (pre-painted marine grade aluminium alloy), ColorCote® 0.7 mm BMT, all profiles (wall, roof) (Pacific Coilcoaters, Fletcher Steel Ltd)
Fletcher Building, Pacific Coilcoaters | ColorCote® AlumiGard™ |  | 42.8 |  | 25th June 2019 | 25th June 2024 | S-P-01540 | Version 1 | Australia | m² |  | https://epd-australasia.com/wp-content/uploads/2019/11/5568-COLO-EPD-Document-Australia-nov19.pdf | Roofing & Cladding | AlumiGard™ and AlumiGard X™ (pre-painted marine grade aluminium alloy), ColorCote® 0.9 mm BMT, all profiles (wall, roof) (Pacific Coilcoaters, Fletcher Steel Ltd)
Fletcher Building, Pacific Coilcoaters | ColorCote® MagnaFlow™ |  | 11.9 |  | 25th June 2019 | 25th June 2024 | S-P-01540 | Version 1 | Australia | m² |  | https://epd-australasia.com/wp-content/uploads/2019/11/5568-COLO-EPD-Document-Australia-nov19.pdf | Roofing & Cladding | MagnaFlow™ and MagnaFlow X™ (pre-painted steel with hot-dipped zinc/aluminium/magnesium alloy), ColorCote® 0.42 mm BMT, all profiles (wall, roof) (Pacific Coilcoaters, Fletcher Steel Ltd)
Fletcher Building, Pacific Coilcoaters | ColorCote® MagnaFlow™ |  | 13.3 |  | 25th June 2019 | 25th June 2024 | S-P-01540 | Version 1 | Australia | m² |  | https://epd-australasia.com/wp-content/uploads/2019/11/5568-COLO-EPD-Document-Australia-nov19.pdf | Roofing & Cladding | MagnaFlow™ and MagnaFlow X™ (pre-painted steel with hot-dipped zinc/aluminium/magnesium alloy), ColorCote® 0.48 mm BMT, all profiles (wall, roof) (Pacific Coilcoaters, Fletcher Steel Ltd)
Fletcher Building, Pacific Coilcoaters | ColorCote® ZinaCore™ |  | 14.7 |  | 25th June 2019 | 25th June 2024 | S-P-01540 | Version 1 | Australia | m² |  | https://epd-australasia.com/wp-content/uploads/2019/11/5568-COLO-EPD-Document-Australia-nov19.pdf | Roofing & Cladding | ZinaCore™ and ZinaCore X™ (pre-painted steel with hot-dipped aluminium/zinc alloy), ColorCote® 0.42 mm BMT (150 g/m² coating weight), all profiles (wall, roof) (Pacific Coilcoaters, Fletcher Steel Ltd)
Fletcher Building, Pacific Coilcoaters | ColorCote® ZinaCore™ |  | 16.4 |  | 25th June 2019 | 25th June 2024 | S-P-01540 | Version 1 | Australia | m² |  | https://epd-australasia.com/wp-content/uploads/2019/11/5568-COLO-EPD-Document-Australia-nov19.pdf | Roofing & Cladding | ZinaCore™ and ZinaCore X™ (pre-painted steel with hot-dipped aluminium/zinc alloy), ColorCote® 0.48 mm BMT (150 g/m² coating weight), all profiles (wall, roof) (Pacific Coilcoaters, Fletcher Steel Ltd)
R
[16 empty] | 3.43 | , (Kingspan)
4.6
5.76
6.92
9.25
Kooltherm K10 G2W White is a high performance, quick and easy to install, white-faced insulation board, providing an attractive white finish suitable for ceiling insulation. Kooltherm K10 G2W has a fibrefree, phenolic core and an attractive white foil finish along with a slim profile. Kooltherm K10 G2W Soffit Board is suitable for ceiling, roof and floor application.
Wall panel, Kingspan Insulated Panel, KS1000 AWP and Evolution, 80mm thick, R4.15, imported (Australia)
Wall panel, Kingspan Insulated Panel, KS1000 RW, 40mm thick, R2.35, imported (Australia)
Wall panel, Kingspan Insulated Panel, KS1000 AWP and Evolution, 50mm thick, R2.65, imported (Australia)
Wall panel, Kingspan Insulated Panel, KS1000 RW, 60mm thick, R3.37, imported (Australia)
Wall panel, Kingspan Insulated Panel, KS1000 RW, 100mm thick, R5.36 and KS1000 AWP and Evolution, 100mm, R5.15, imported (Australia)
Wall panel, Kingspan Insulated Panel, KS1000 AWP and Evolution, 140mm thick, R7.15, imported (Australia)

## Ectract_plasterboard (hidden)
https://epd-australasia.com/wp-content/uploads/2023/06/SP07445-Etex-Siniat-Plasterboard-280623.pdf
Group Number | No. of products | Product | Column4 | Board thickness | Average board weight [kg/m^{2} ] | Location | PARAMETER | UNIT | mastashield 10 mm | mastashield 13 mm | spanshield 10 mm | watershield 10 mm | watershield 13 mm | soundshield 10 mm*
Group 1: mastashield 10 mm | 3 | mastashield |  | 10mm | 6.2 | Matraville | GWP | kg CO -eq. 2 | 1.4 | 1.92 | 1.42 | 2.11 | 2.66 | 2.23
|  | mastashield |  | 10mm |  | Altona | GWPf | kg CO_{2} -eq. | 2.05 | 2.64 | 2.1 | 2.82 | 3.4 | 2.96
|  | mastashield |  | 10mm |  | Bundaberg | GWPb | kg CO -eq. 2 | -0.657 | -0.727 | -0.677 | -0.706 | -0.741 | -0.731
Group 2: mastashield 13 mm | 3 | mastashield |  | 13mm | 8.3 | Matraville | GWPluluc | kg CO_{2} -eq. | 0.00342 | 0.00415 | 0.00325 | 0.00336 | 0.00418 | 0.00317
|  | mastashield |  | 13mm |  | Altona | ODP | kg CFC-11-eq. | 1.26e-11 | 1.55e-11 | 1.33e-11 | 1.68e-11 | 1.89e-11 | 1.59e-11
|  | mastashield |  | 13mm |  | Bundaberg | AP | Mole of H+ eq. | 0.00775 | 0.0102 | 0.00789 | 0.0103 | 0.0127 | 0.0105
Group 3: spanshield 10 mm | 3 | spanshield |  | 10mm | 6.6 | Matraville | EPfw | kg P eq. | 2.44e-05 | 3.11e-05 | 2.43e-05 | 3.36e-05 | 3.87e-05 | 2.87e-05
|  | spanshield |  | 10mm |  | Altona | EPm | kg N eq. | 0.00293 | 0.00388 | 0.00298 | 0.00382 | 0.00475 | 0.00371
|  | spanshield |  | 10mm |  | Bundaberg | EPt | Mole of N eq. | 0.0295 | 0.0388 | 0.03 | 0.0378 | 0.0473 | 0.038
Group 4: watershield 10 mm | 3 | watershield |  | 10mm | 7.6 | Matraville | POFP | kg NMVOC eq. | 0.00679 | 0.00893 | 0.00693 | 0.00883 | 0.011 | 0.00883
|  | watershield |  | 10mm |  | Altona | ADPmm | kg Sb-eq. | 3.66e-07 | 4.57e-07 | 3.71e-07 | 7.81e-06 | 7.39e-06 | 6.69e-07
|  | watershield |  | 10mm |  | Bundaberg | ADPf | MJ | 28.2 | 36.4 | 28.9 | 39.3 | 47.1 | 41.6
Group 5: watershield 13 mm | 3 | watershield |  | 13mm | 9.5 | Matraville | WDP | m³ world equiv. | 0.277 | 0.357 | 0.277 | 0.42 | 0.493 | 0.378
|  | watershield |  | 13mm |  | Altona
|  | watershield |  | 13mm |  | Bundaberg
Group 6: soundshield 10 mm | 2 | soundshield |  | 10mm | 8.5 | Matraville | PARAMETER | UNIT | soundshield 13 mm | Opal 10 mm | fireshield 13 mm | fireshield 16 mm | fireshield H 13 mm | trurock 13 mm
|  | soundshield |  | 10mm |  | Altona | GWP | kg CO_{2} -eq. | 2.95 | 1.8 | 2.61 | 3.29 | 2.88 | 3.22
Group 7: soundshield 13 mm | 3 | soundshield |  | 13mm | 12.3 | Matraville | GWPf | kg CO -eq. 2 | 3.75 | 2.69 | 3.35 | 4.05 | 3.62 | 4.14
|  | soundshield |  | 13mm |  | Altona | GWPb | kg CO_{2} -eq. | -0.793 | -0.892 | -0.744 | -0.76 | -0.736 | -0.923
|  | soundshield |  | 13mm |  | Bundaberg | GWPluluc | kg CO -eq. 2 | 0.00336 | 0.00305 | 0.00368 | 0.00425 | 0.00339 | 0.00302
Group 8: Opal 10 mm | 1 | OPAL |  | 10mm | 8.4 | Matraville | ODP | kg CFC-11-eq. | 2.06e-11 | 1.71e-11 | 1.86e-11 | 2.14e-11 | 1.97e-11 | 2.26e-11
Group 9: fireshield 13 mm | 3 | fireshield |  | 13mm | 10.7 | Matraville | AP | Mole of H+ eq. | 0.0151 | 0.0103 | 0.0145 | 0.0179 | 0.0156 | 0.0177
|  | fireshield |  | 13mm |  | Altona | EPfw | kg P eq. | 4.12e-05 | 3.3e-05 | 3.65e-05 | 4.17e-05 | 3.85e-05 | 3.93e-05
|  | fireshield |  | 13mm |  | Bundaberg | EPm | kg N eq. | 0.00556 | 0.00396 | 0.00516 | 0.00627 | 0.00557 | 0.00606
Group 10: fireshield 16 mm | 3 | fireshield 16 |  | 16mm | 13.1 | Matraville | EPt | Mole of N eq. | 0.0556 | 0.0396 | 0.0519 | 0.0634 | 0.0561 | 0.0619
|  | fireshield 16 |  | 16mm |  | Altona | POFP | kg NMVOC eq. | 0.0128 | 0.0091 | 0.0121 | 0.0148 | 0.0131 | 0.0147
|  | fireshield 16 |  | 16mm |  | Bundaberg | ADPmm | kg Sb-eq. | 5.86e-07 | 4.75e-07 | 5.36e-07 | 6.5e-07 | 5.62e-07 | 6.07e-07
Group 11: fireshield H 13 mm | 2 | fireshield Heavy |  | 13mm | 12 | Matraville | ADPf | MJ | 50.7 | 36.9 | 45.4 | 54.9 | 48.9 | 65.9
|  | fireshield Heavy |  | 13mm |  | Altona | WDP | m³ world equiv. | 0.518 | 0.351 | 0.457 | 0.55 | 0.495 | 0.506
|  | trurock |  | 13mm |  | Matraville
|  | trurock |  | 13mm |  | Altona
Group 12: trurock 13 mm | 3 | trurock |  | 13mm | 12.4 | Bundaberg
|  | trurock |  | 16mm |  | Matraville | PARA-METER | UNIT | trurock 16 mm* | trurock HD 13 mm | trurock HD 16 mm | shaftliner/ intershield 25 mm | multishield 13 mm | multishield 16 mm | curveshield 6.5 mm
|  | trurock |  | 16mm |  | Altona | GWP | kg CO_{2} -eq. | 4.12 | 3.42 | 3.71 | 5.58 | 3.17 | 3.64 | 0.859
Group 13: trurock 16 mm | 3 | trurock |  | 16mm | 14.8 | Bundaberg | GWPf | kg CO -eq. 2 | 5.08 | 4.35 | 4.75 | 6.79 | 3.96 | 4.4 | 1.89
Group 14: trurock HD 13 mm | 2 | trurock HD |  | 13mm | 12.4 | Matraville | GWPb | kg CO_{2} -eq. | -0.968 | -0.924 | -1.04 | -1.21 | -0.796 | -0.763 | -1.03
|  | trurock HD |  | 13mm |  | Altona | GWPluluc | kg CO_{2} -eq. | 0.00369 | 0.00305 | 0.00307 | 0.00757 | 0.00409 | 0.00317 | 0.00348
Group 15: trurock HD 16 mm | 1 | trurock HD |  | 16mm | 14.8 | Matraville | ODP | kg CF-C11-eq. | 2.54e-11 | 2.38e-11 | 2.6e-11 | 3.35e-11 | 1.89e-11 | 2.16e-11 | 1.38e-11
Group 16: shaftliner/ intershield 25 mm | 3 | shaftliner |  | 25mm | 20.8 | Matraville | AP | Mole of H+ eq. | 0.0217 | 0.0186 | 0.021 | 0.0282 | 0.0161 | 0.0183 | 0.00661
|  | intershield |  | 25mm |  | Matraville | EPfw | kg P eq. | 4.75e-05 | 4.11e-05 | 4.6e-05 | 8.43e-05 | 4.73e-05 | 4.65e-05 | 4.61e-05
|  | shaftliner |  | 25mm |  | Altona | EPm | kg N eq. | 0.00739 | 0.00627 | 0.00721 | 0.0104 | 0.00572 | 0.00631 | 0.00293
Group 17: multishield 13 mm | 1 | MultiShield |  | 13mm | 10.8 | Altona | EPt | Mole of N eq. | 0.0753 | 0.0639 | 0.0734 | 0.103 | 0.0567 | 0.0633 | 0.0262
Group 18: multishield 16 mm | 2 | MultiShield |  | 16mm | 13.1 | Altona | POFP | kg NMVOC eq. | 0.0179 | 0.0153 | 0.0174 | 0.0234 | 0.0131 | 0.0149 | 0.00542
|  | MultiShield |  | 16mm |  | Bundaberg | ADPmm | kg Sb-eq. | 7.26e-07 | 5.1e-06 | 6.96e-07 | 1.56e-06 | 6.24e-07 | 1.53e-06 | 4.7e-07
Group 19: curveshield 6.5 mm | 1 | CurveShield |  | 6.5mm | 4.8 | Altona | ADPf | MJ | 83.3 | 71.2 | 76.9 | 92 | 67.4 | 74.6 | 25.7
[7 empty] | WDP | m³ world equiv. | 0.631 | 0.515 | 0.575 | 1.04 | 5.57e-11 | 0.599 | 0.374
Ordered
| mastashield 10 mm | 1.4 | 2.05 | -0.657 |  | 6.2
| mastashield 13 mm | 1.92 | 2.64 | -0.727 |  | 8.3
| spanshield 10 mm | 1.42 | 2.1 | -0.677 |  | 6.6
| watershield 10 mm | 2.11 | 2.82 | -0.706 |  | 7.6
| watershield 13 mm | 2.66 | 3.4 | -0.741 |  | 9.5
| soundshield 10 mm* | 2.23 | 2.96 | -0.731 |  | 8.5
| soundshield 13 mm | 2.95 | 3.75 | 0.00336 |  | 12.3
| Opal 10 mm | 1.8 | 2.69 | 0.00305 |  | 8.4
| fireshield 13 mm | 2.61 | 3.35 | 0.00368 |  | 10.7
| fireshield 16 mm | 3.29 | 4.05 | 0.00425 |  | 13.1
| fireshield H 13 mm | 2.88 | 3.62 | 0.00339 |  | 12
| trurock 13 mm | 3.22 | 4.14 | 0.00302 |  | 12.4
| trurock 16 mm* | 4.12 | 5.08 | -0.968 |  | 14.8
| trurock HD 13 mm | 3.42 | 4.35 | -0.924 |  | 12.4
| trurock HD 16 mm | 3.71 | 4.75 | -1.04 |  | 14.8
| shaftliner/ intershield 25 mm | 5.58 | 6.79 | -1.21 |  | 20.8
| multishield 13 mm | 3.17 | 3.96 | -0.796 |  | 10.8
| multishield 16 mm | 3.64 | 4.4 | -0.763 |  | 13.1
| curveshield 6.5 mm | 0.859 | 1.89 | -1.03 |  | 4.8
https://epd-australasia.com/wp-content/uploads/2018/08/168-CSRMartini_EPD_R14.pdf
Product name | Thickness (mm) | Mass (kg/m2) | Density (kg/m3) | Colour/s | R-value (kWh/m2) | NRC/STC |  | Column1 | Column2 | Column3 | Column4 | Column5 | Column6 | Column7 | Column8
Decorative acoustic | [7 empty] | dECO Baffle Platform 26mm Black | 3.76 | 2.16e-07 | 0.000751 | 0.0163 | 0.00202 | 9.56e-06 | 67.2
dECO Baffle Platform 26mm Black | 26 | 3.84 | 147.7 | Black core/ Colour Face | NA | 0.65 |  | dECO Baffle Platform 26mm White | 4.53 | 2.62e-07 | 0.001 | 0.02 | 0.00228 | 1.48e-05 | 87.2
dECO Baffle Platform 26mm White | 26 | 3.84 | 147.7 | White core/Colour Face | NA | 0.65 |  | dECO Baffle Rise 26mm Black | 3.75 | 2.15e-07 | 0.000747 | 0.0162 | 0.002 | 9.54e-06 | 67
dECO Baffle Rise 26mm Black | 26 | 3.84 | 147.7 | Black core/ Colour Face | NA | 0.65 |  | dECO Baffle Rise 26mm White | 4.52 | 2.6e-07 | 0.000999 | 0.0199 | 0.00226 | 1.48e-05 | 87
dECO Baffle Rise 26mm White | 26 | 3.84 | 147.7 | White core/Colour Face | NA | 0.65 |  | dECO Board 7mm Black | 3.74 | 2.25e-07 | 0.00073 | 0.0161 | 0.00209 | 9.42e-06 | 65.7
dECO Board 7mm Black | 7 | 1.2 | 171.4 | Black core | NA | 0.30 - 0.45 |  | dECO Board 7mm White | 3.74 | 2.16e-07 | 0.00073 | 0.0161 | 0.00208 | 9.46e-06 | 65.4
dECO Board 7mm White | 7 | 1.2 | 171.4 | White core | NA | 0.30 - 0.45 |  | dECO Board 12mm Black | 3.72 | 2.23e-07 | 0.000724 | 0.016 | 0.00206 | 9.38e-06 | 65.4
dECO Board 12mm Black | 12 | 2.4 | 200 | Black core | NA | 0.50 - 0.65 |  | dECO Board 12mm White | 3.71 | 2.14e-07 | 0.000724 | 0.016 | 0.00206 | 9.42e-06 | 65.1
dECO Board 12mm White | 12 | 2.4 | 200 | White core | NA | 0.50 - 0.65 |  | dECO Deluxe 7mm | 3.37 | 1.99e-07 | 0.000634 | 0.0146 | 0.00188 | 7.86e-06 | 57.5
dECO Deluxe 7mm | 7 | 1.4 | 200 | Colour | NA | NA |  | dECO Deluxe 12mm | 3.37 | 1.99e-07 | 0.000634 | 0.0146 | 0.00188 | 7.86e-06 | 57.5
dECO Deluxe 12mm | 12 | 2.4 | 200 | Colour | NA | 0.65 - 0.90 |  | dECO Deluxe 24mm | 2.43 | 1.45e-07 | 0.000511 | 0.0105 | 0.00119 | 7.17e-06 | 44
dECO Deluxe 24mm | 24 | 3 | 125 | Black core / White core | NA | 0.65 - 0.90 |  | dECO Deluxe 48mm | 2.84 | 2.69e-06 | 0.00311 | 0.0111 | 0.00123 | 6.95e-06 | 43.9
dECO Deluxe 48mm | 48 | 6 | 125 | Black core / White core | NA | 0.65 - 0.90
dECO Deluxe EP 7mm | 7 | 1.4 | 200 | Various core colour | NA | 0.65 - 0.90
dECO Deluxe EP 7mm Black | 7 | 1.4 | 200 | Black | NA | NA
Column1 | Column2 | Column3 | Column4 | Column5 | Column6 | Column7
Product name | Thickness | Mass | Density | Colour/s | R-value | NRC/STC
| (mm) | (kg/m2) | (kg/m3) |  | (kWh/m2)
dECO Deluxe EP 7mm White | 7 | 1.4 | 200 | White | NA | NA
dECO Deluxe EP 12mm | 12 | 2.4 | 200 | Various core colour | NA | 0.65 - 0.90
dECO Deluxe EP 12mm Black | 12 | 2.4 | 200 | Black | NA | 0.65 - 0.90
dECO Deluxe EP 12mm White | 12 | 2.4 | 200 | White | NA | 0.65 - 0.90
dECO Deluxe EP 24mm | 24 | 3 | 125 | Various core colour | NA | 0.65 - 0.90
dECO Deluxe EP 24mm Black | 24 | 3 | 125 | Black | NA | 0.65 - 0.90
dECO Deluxe EP 24mm White | 24 | 3 | 125 | White | NA | 0.65 - 0.90
dECO E Felt | 1 | 0.35 | 350 | Colour | NA | 0.04
dECO Embrace Fabric | 1 | 0.35 | 350 | Colour | NA | 0.04
dECO Flat H Ceiling 13mm | 13 | 2.83 | 217.7 | White core/Colour Face | NA | 0.8
dECO Flat H Ceiling 25mm | 25 | 2.8 | 112 | White core/Colour Face | NA | 0.9
dECO Flex | 10 - 12 | 1.6 | 133.3 | White core/Colour Face | NA | 0.4
dECO Hanging Cloud - Black | 25 | 3.42 | 136.8 | Black core/ Colour Face | NA | 0.65
dECO Hanging Cloud - White | 25 | 3.42 | 136.8 | White core/Colour Face | NA | 0.65
dECO M Felt | 1.9 | 0.35 | 350 | Colour | NA | 0.04
dECO Miniflex | 8 | 2.04 | 255 | Black core/ Colour Face | NA | NA
dECO Panel 8mm Black | 8 | 1.62 | 202.5 | Black core/ Colour Face | NA | 0.4
dECO Panel 8mm White | 8 | 1.62 | 202.5 | White core/Colour Face | NA | 0.4
9
dECO Panel 13.5mm Black | 13.5 | 2.82 | 208.9 | Black core/ Colour Face | NA | 0.4
dECO Panel 13.5mm White | 13.5 | 2.82 | 208.9 | White core/Colour Face | NA | 0.4
dECO Panel 25mm Black | 25 | 1.92 | 76.8 | Black core/ Colour Face | NA | 0.4
dECO Panel 25mm White | 25 | 1.92 | 76.8 | White core/Colour Face | NA | 0.4
dECO Panel 50mm Black | 50 | 3.42 | 68.4 | Black core/ Colour Face | NA | 0.4
dECO Panel 50mm White | 50 | 3.42 | 68.4 | White core/Colour Face | NA | 0.4
dECO Quiet Board 25mm Black | 25 | 2.37 | 94.8 | Black core | NA | 1
dECO Quiet Board 25mm White | 25 | 2.37 | 94.8 | White core | NA | 1
dECO Quiet Board 50mm Black | 50 | 3.87 | 77.4 | Black core | NA | 0.85 - 1.00
dECO Quiet Board 50mm White | 50 | 3.87 | 77.4 | White core | NA | 0.85 - 1.00
dECO Quiet Panel 25mm Black | 25 | 2.79 | 111.6 | Black core/ Colour Face | NA | 0.85 - 1.00
dECO Quiet Panel 25mm White | 25 | 2.79 | 111.6 | White core/Colour Face | NA | 0.85 - 1.00
dECO Quiet Panel 50mm Black | 50 | 4.29 | 85.8 | Black core/ Colour Face | NA | 0.85 - 1.00
dECO Quiet Panel 50mm White | 50 | 4.29 | 85.8 | White core/Colour Face | NA | 0.85 - 1.00
dECO Quiet Panel Export 25mm White | 25 | 2.79 | 111.6 | White core/Colour Face | NA | 0.85 - 1.00
dECO Quiet Panel Export 50mm White | 50 | 4.29 | 85.8 | White core/Colour Face | NA | 0.85 - 1.00
dECO Screen 12mm Black | 12 | 2.84 | 236.7 | Black core/ Colour Face | NA | 0.5
dECO Screen 12mm White | 12 | 2.84 | 236.7 | White core/Colour Face | NA | 0.5
dECO Stick It | 13 | 3 | 230.8 | Black core/ Colour Face | NA | 0.5
dECO Tile - 3D H Ceiling | 8 | 1.62 | 202.5 | White core/Colour Face | NA | TBA
dECO Tile - 3D H Wall | 4 | 1.22 | 305 | White core/Colour Face | NA | TBA
dECO Tile - 3D WW Ceiling | 8 | 1.62 | 202.5 | White core/Colour Face | NA | 0.75
dECO Tile - 3D WW Wall | 4 | 1.22 | 305 | White core/Colour Face | NA | 0.55 - 0.9
dECO Tile 3D ET Wall | 4 | 1.37 | 342.5 | White core/Colour Face | NA | 0.55 - 0.9
Acoustic insulation
Absorb Black | 25/50/75/100 | 0.5 - 6 | 20,25,32,48,60 | Black | R0.55 - R3.0 | 0.65 - 1.1
Absorb White | 25/50/75/100 | 0.5 - 6 | 20,25,32,48,60 | White | R0.55 - R3.0 | 0.65 - 1.1
Blanket | 90 -200 | 0.75 | 8.3 | White | R1.5 - R3.5 | NA
Easy Baffle Black | 100 | 1 | 10 | Black | NA | 0.9
Easy Baffle White | 100 | 1 | 10 | White | NA | 0.9
MAB Black | 11/14/20/25/50/75/100 | .275 - 6 | 11,14,20,25,32,48,60 | Black | NA | NA
MAB White | 11/14/20/25/50/75/100 | .275 - 6 | 11,14,20,25,32,48,60 | White | NA | NA
MSB Black | 50/65/75/85/100 | .35/.5/.65/.85/1 | 7-10 | Black | R0.8 - R1.7 | NA
MSB White | 50/65/75/85/100 | .35/.5/.65/.85/1 | 7-10 | White | R0.8 - R1.7 | NA
Prime Black | 30/50/65/75/100 | .42 - 1400 | 14 | Black | R0.7 - R2.2 | NA
Prime White | 30/50/65/75/100 | .42 - 1400 | 14 | White | R0.7 - R2.2 | NA
Thermal insulation
Flexible Ducting | 75 | 0.429 | 5.7 | Black | R1.0 | NA
Polymax Acoustic R1.5 | 75 | 0.9 | 12 | Black / White | R1.5 | NA
Polymax Acoustic R2.0 75mm | 75 | 2.05 | 27.3 | Black / White | R2.0 | NA
Polymax Acoustic R2.0 90mm | 90 | 1.35 | 15 | Black / White | R2.0 | NA
Polymax Acoustic R2.5 | 90 | 2.5 | 27.8 | Black / White | R2.5 | NA
Polymax Thermal R2.0 Ceiling Batt | 120 | 1.05 | 8.8 | Black / White | R2.0 | NA
Polymax Thermal R2.5 Ceiling Batt | 140 | 1.35 | 9.6 | Black / White | R2.5 | NA
Polymax Thermal R3.0 Ceiling Batt | 180 | 1.65 | 9.2 | Black / White | R3.0 | NA
Polymax Thermal R3.5 Ceiling Batt | 200 | 1.9 | 9.5 | Black / White | R3.5 | NA
Polymax Thermal R4.0 Ceiling Batt | 220 | 2.4 | 10.9 | Black / White | R4.5 | NA
Polymax Thermal Wall R1.5 | 90 | 0.75 | 8.3 | Black / White | R1.5 | NA
Polymax Thermal Wall R2.0 | 90 | 1.35 | 15 | Black / White | R2.0 | NA
Polymax Thermal Wall R2.5 | 90 | 2.5 | 27.8 | Black / White | R2.5 | NA
| thickness | kg/m2
dECO Baffle Platform 26mm Black | 26 | 3.84 |  |  | dECO Baffle Platform 26mm Black
dECO Baffle Platform 26mm White | 26 | 3.84 |  |  | dECO Baffle Platform 26mm White
dECO Baffle Rise 26mm Black | 26 | 3.84 |  |  | dECO Baffle Rise 26mm Black
dECO Baffle Rise 26mm White | 26 | 3.84 |  |  | dECO Baffle Rise 26mm White
dECO Board 7mm Black | 7 | 1.2 |  |  | dECO Board 7mm Black
dECO Board 7mm White | 7 | 1.2 |  |  | dECO Board 7mm White
dECO Board 12mm Black | 12 | 2.4 |  |  | dECO Board 12mm Black
dECO Board 12mm White | 12 | 2.4 |  |  | dECO Board 12mm White
dECO Deluxe 7mm | 7 | 1.4 |  |  | dECO Deluxe 7mm
dECO Deluxe 12mm | 12 | 2.4 |  |  | dECO Deluxe 12mm
dECO Deluxe 24mm | 24 | 3 |  |  | dECO Deluxe 24mm
dECO Deluxe 48mm | 48 | 6 |  |  | dECO Deluxe 48mm
dECO Deluxe EP 7mm | 7 | 1.4 |  |  | dECO Deluxe EP 7mm
dECO Deluxe EP 7mm Black | 7 | 1.4 |  |  | dECO Deluxe EP 7mm Black
dECO Deluxe EP 7mm White | 7 | 1.4 |  |  | dECO Deluxe EP 7mm White
dECO Deluxe EP 12mm | 12 | 2.4 |  |  | dECO Deluxe EP 12mm
dECO Deluxe EP 12mm Black | 12 | 2.4 |  |  | dECO Deluxe EP 12mm Black
dECO Deluxe EP 12mm White | 12 | 2.4 |  |  | dECO Deluxe EP 12mm White
dECO Deluxe EP 24mm | 24 | 3 |  |  | dECO Deluxe EP 24mm
dECO Deluxe EP 24mm Black | 24 | 3 |  |  | dECO Deluxe EP 24mm Black
dECO Deluxe EP 24mm White | 24 | 3 |  |  | dECO Deluxe EP 24mm White
dECO E Felt | 1 | 0.35 |  |  | dECO E Fabric
dECO Embrace Fabric | 1 | 0.35 |  |  | dECO Embrace Fabric
dECO Flat H Ceiling 13mm | 13 | 2.83 |  |  | dECO Flex
dECO Flat H Ceiling 25mm | 25 | 2.8 |  |  | dECO Hanging Cloud Black
dECO Flex | 10 - 12 | 1.6 |  |  | dECO Hanging Cloud White
dECO Hanging Cloud Black | 25 | 3.42 |  |  | dECO M Fabric
dECO Hanging Cloud White | 25 | 3.42 |  |  | dECO Mini Flex
dECO M Felt | 1.9 | 0.35 |  |  | dECO Panel 8mm Black
dECO Mini Flex | 8 | 2.04 |  |  | dECO Panel 8mm White
dECO Panel 8mm Black | 8 | 1.62 |  |  | dECO Panel 13.5mm Black
dECO Panel 8mm White | 8 | 1.62 |  |  | dECO Panel 13.5mm White
dECO Panel 13.5mm Black | 13.5 | 2.82 |  |  | dECO Panel 25mm Black
dECO Panel 13.5mm White | 13.5 | 2.82 |  |  | dECO Panel 25mm White
dECO Panel 25mm Black | 25 | 1.92 |  |  | dECO Panel 50mm Black
dECO Panel 25mm White | 25 | 1.92 |  |  | dECO Panel 50mm White
dECO Panel 50mm Black | 50 | 3.42 |  |  | dECO Quiet Board 25mm Black
dECO Panel 50mm White | 50 | 3.42 |  |  | dECO Quiet Board 25mm White
dECO Quiet Board 25mm Black | 25 | 2.37 |  |  | dECO Quiet Board 50mm Black
dECO Quiet Board 25mm White | 25 | 2.37 |  |  | dECO Quiet Board 50mm White
dECO Quiet Board 50mm Black | 50 | 3.87 |  |  | dECO Quiet Panel 25mm Black
dECO Quiet Board 50mm White | 50 | 3.87 |  |  | dECO Quiet Panel 25mm White
dECO Quiet Panel 25mm Black | 25 | 2.79 |  |  | dECO Quiet Panel 50mm Black
dECO Quiet Panel 25mm White | 25 | 2.79 |  |  | dECO Quiet Panel 50mm White
dECO Quiet Panel 50mm Black | 50 | 4.29 |  |  | dECO Quiet Panel Export 25mm White
dECO Quiet Panel 50mm White | 50 | 4.29 |  |  | dECO Quiet Panel Export 50mm White
dECO Quiet Panel Export 25mm White | 25 | 2.79 |  |  | dECO Screen 12mm Black
dECO Quiet Panel Export 50mm White | 50 | 4.29 |  |  | dECO Screen 12mm White
dECO Screen 12mm Black | 12 | 2.84 |  |  | dECO Stick It
dECO Screen 12mm White | 12 | 2.84 |  |  | dECO Tile 3D ET Wall
dECO Stick It | 13 | 3 |  |  | dECO Tile 3D H Ceiling
dECO Tile 3D H Ceiling | 8 | 1.62 |  |  | dECO Tile 3D H Wall
dECO Tile 3D H Wall | 4 | 1.22 |  |  | dECO Tile 3D WW Ceiling
dECO Tile 3D WW Ceiling | 8 | 1.62 |  |  | dECO Tile 3D WW Wall
dECO Tile 3D WW Wall | 4 | 1.22 |  |  | dECO Tile Flat H Ceiling 13mm
dECO Tile 3D ET Wall | 4 | 1.37 |  |  | dECO Tile Flat H Ceiling 25mm
Absorb Black | 25/50/75/100 | 0.5 - 6 |  |  | Absorb Black
Absorb White | 25/50/75/100 | 0.5 - 6 |  |  | Absorb White
Blanket | 90 -200 | 0.75 |  |  | Blanket
Easy Baffle Black | 100 | 1 |  |  | Easy Baffle
Easy Baffle White | 100 | 1 |  |  | Easy Baffle Black
MAB Black | 11/14/20/25/50/75/100 | .275 - 6 |  |  | MAB Black
MAB White | 11/14/20/25/50/75/100 | .275 - 6 |  |  | MAB White
MSB Black | 50/65/75/85/100 | .35/.5/.65/.85/1 |  |  | MSB Black
MSB White | 50/65/75/85/100 | .35/.5/.65/.85/1 |  |  | MSB White
Prime Black | 30/50/65/75/100 | .42 - 1400 |  |  | Polymax Acoustic R1.5
Prime White | 30/50/65/75/100 | .42 - 1400 |  |  | Polymax Acoustic R2.0 75mm
Flexible Ducting | 75 | 0.429 |  |  | Polymax Acoustic R2.0 90mm
Polymax Acoustic R1.5 | 75 | 0.9 |  |  | Polymax Acoustic R2.5
Polymax Acoustic R2.0 75mm | 75 | 2.05 |  |  | Prime Black
Polymax Acoustic R2.0 90mm | 90 | 1.35 |  |  | Prime White
Polymax Acoustic R2.5 | 90 | 2.5 |  |  | Flexible Ducting
Polymax Thermal R2.0 Ceiling Batt | 120 | 1.05 |  |  | Polymax Thermal Ceiling R2.0
Polymax Thermal R2.5 Ceiling Batt | 140 | 1.35 |  |  | Polymax Thermal Ceiling R2.5
Polymax Thermal R3.0 Ceiling Batt | 180 | 1.65 |  |  | Polymax Thermal Ceiling R3.0
Polymax Thermal R3.5 Ceiling Batt | 200 | 1.9 |  |  | Polymax Thermal Ceiling R3.5
Polymax Thermal R4.0 Ceiling Batt | 220 | 2.4 |  |  | Polymax Thermal Ceiling R4.0
Polymax Thermal Wall R1.5 | 90 | 0.75 |  |  | Polymax Thermal Wall R1.5
Polymax Thermal Wall R2.0 | 90 | 1.35 |  |  | Polymax Thermal Wall R2.0
Polymax Thermal Wall R2.5 | 90 | 2.5 |  |  | Polymax Thermal Wall R2.5

## Lists
Material Category | Material Category (Alphabetical) | Timber | Material Category | Material Category (Alphabetical) | Material type | Material classification | Material category for matching emission factor
Concrete in-situ | Aggregate | GLT&CLT (hardwood) | ≤10 MPa | >10 MPa to ≤20 MPa | Concrete (in-situ) | Concrete, 20 MPa | >10 MPa to ≤20 MPa
Concrete shotcrete | Aluminium cladding/roofing | GLT&CLT (softwood) | >10 MPa to ≤20 MPa | >20 MPa to ≤25 MPa | Autoclaved aerated concrete | Concrete, 15 MPa | >20 MPa to ≤25 MPa
Concrete precast panel | Asphalt | LVL | >20 MPa to ≤25 MPa | >25 MPa to ≤32 MPa | Flooring | Concrete, 25 MPa | >25 MPa to ≤32 MPa
Concrete block | Brick | MDF | >25 MPa to ≤32 MPa | >32 MPa to ≤40 MPa | Aluminium | Concrete, 32 MPa | 32 MPa shotcrete
Reinforcing steel | Ceilings & walls | OSB | >32 MPa to ≤40 MPa | >40 MPa to ≤50 MPa | Asphalt | Shotcrete | 40 MPa shotcrete
Structural steel | Cement cladding/roofing | Particleboard | >40 MPa to ≤50 MPa | >50 MPa to ≤65 MPa | Vertical services | Concrete, 40 MPa | 25 MPa shotcrete
Stainless steel | Concrete block | Plastic sheeting | >50 MPa to ≤65 MPa | >65 MPa to ≤80 MPa | Ceilings and walls | Concrete, 35 MPa | 50 MPa shotcrete
Timber | Concrete in-situ | Plywood (all) | >65 MPa to ≤80 MPa | >80 MPa + | Masonry | Concrete, 50 MPa | >32 MPa to ≤40 MPa
Timber (engineered) | Concrete precast panel | Sawn hardwood | >80 MPa + | ≤10 MPa | Timber & engineered woods | Concrete, 65 MPa | >40 MPa to ≤50 MPa
Brick | Concrete shotcrete | Sawn softwood | Shotcrete | AAC and steel based system - generic | Aggregate | Concrete, 55 MPa | >50 MPa to ≤65 MPa
Aggregate | Curtain wall | Surfaced timber | Kerb | AAC panel (inc. reinforced) | Ethylene Propylene diene terpolymer | Concrete, 60 MPa | >65 MPa to ≤80 MPa
Asphalt | Escalator |  | Precast concrete panel (inc. reinforcing) | Access flooring | Fibre cement | Concrete, 64 MPa | >80 MPa +
Roof tiles | External shading |  | Hollow core - precast concrete (inc. reinforcing) | Aluminium construction | Glass | Concrete, 80 MPa | ≤10 MPa
Steel cladding/roofing | Extruded aluminium |  | Concrete block (exc. core fill or reinforcing) | Aluminium extruded anodised | Glass fibre reinforced concrete | Concrete, 100 MPa | AAC panel
Aluminium cladding/roofing | Floors |  | Solid AAC (no fill or reinforcing) | Aluminium extruded powder coated | Concrete precast | Concrete, 5 Mpa | Access flooring
Cement cladding/roofing | Glazing |  | Bar & mesh reinforcing steel | Aluminium extruded uncoated | Finishing | Concrete, 7 Mpa | Aluminium cladding
Plastic cladding/roofing | Lifts |  | Fibre & strand reinforcing steel | Aluminium louvre | Curtain wall | Concrete, 10 MPa | Aluminium extruded uncoated
Timber cladding | Mechanical, electrical, and plumbing (MEP) |  | Structural sections steel (welded beam, columns, angles, plates, piles etc) (hot rolled) | Aluminium sheeting | Door | AAC panel (inc. reinforced) | Asphalt
Structural insulated panel | Pavers/tiles |  | Structural formwork and decking steel (cold rolled - light weight) | Aluminium unitised type 1: 100% DGU 8T-16-44.2 | Duct | Access floor | Carpet flooring
Glazing | Plastic cladding/roofing |  | Structural framing steel (cold rolled - lightweight) | Aluminium unitised type 2: aluminium cladding, 50% DGU 8T-16-44.2 | Metal treatment | Aluminium, extruded | Category 1, 2 for low rise buildings (<4 floors)
Extruded aluminium | Reinforcing steel |  | Galvanised structural sections steel (welded beam, columns, angles, plates, piles etc.) (hot rolled) | Aluminium unitised type 3: aluminium cladding with vertical fins, 50% DGU 8T-16-44.2 | Insulation only | Aluminium sheeting | Category 3, 4 for medium rise buildings (4-10 floors)
External shading | Roller doors |  | Painted structural sections steel (welded beam, columns, angles, plates, piles etc.) (hot rolled) | Aluminium unitised type 4: aluminium cladding, 50% TGU 8T-16-6-16-44.2 | Insulation panels | Asphalt | Category 5, 6 for high rise buildings (>10 floors)
Ceilings & walls | Roof tiles |  | Stainless steel (general) | Aluminium unitised type 5: insulated shadow box, 50% DGU 8T-16-44.2 | Mortar and grout | Carpet | Ceiling tile
Pavers/tiles | Stainless steel |  | Softwood | Aluminium unitised type 6: GRC cladding, 50% DGU 8T-16-44.2 | Pipe conduit | Lift | Clay bricks
Floors | Steel cladding/roofing |  | Hardwood | Aluminium unitised type 7: opaque panel, 100% aluminium cladding | Polyamide | Ceiling tile | Decorative pb
Roller doors | Structural insulated panel |  | Timber poles and piles | Asphalt | Sand | Clay brick | Engineered fill
Windows & doors | Structural steel |  | Plywood | Bar & mesh reinforcing steel | Steel | Particleboard | EPDM
Curtain wall | Timber |  | Particleboard | Carpet flooring | Tile | Quarried fill and base material | Epoxy flooring
Lifts | Timber (engineered) |  | GLT & CLT (softwood) | Category 1, 2 for low rise buildings (<4 floors) | Waterproofing | EPDM | Escalator
Escalator | Timber cladding |  | GLT & CLT (hardwood) | Category 3, 4 for medium rise buildings (4-10 floors) | Window | Epoxy flooring | Fibre cement board
Mechanical, electrical, and plumbing (MEP) | Windows & doors |  | LVL | Category 5, 6 for high rise buildings (>10 floors) | Structural Insulated Panel (SIP) | Escalator | Glass (treated or untreated)
|  |  | OSB | Ceiling system aluminum frame suspended (powder coated aluminium) | Plasterboard | Fibre cement board | GLT & CLT (hardwood)
|  |  | MDF | Ceiling system steel frame suspended (fibre cement) | Plastic sheeting | Fibre cement flooring | GLT & CLT (softwood)
|  |  | Clay brick | Ceiling system steel frame suspended (mineral tile) | Add on aluminium billet - extrusion + anodising | Fibre cement lining | GRC
|  |  | Concrete brick | Ceiling system steel frame suspended (plasterboard) | Add on aluminium billet - extrusion + powder coating | Fibre cement cladding | Hollow core - precast concrete (inc. reinforcing)
|  |  | Stone brick | Ceiling tile | Plywood | Float Glass | Hybrid flooring
|  |  | Quarried fill and base material | Ceramic paver/tile | Stainless steel | Double glazing | Laminate flooring
|  |  | Recycled fill material | Clay and terracotta roof tiles | Steel cladding - metallic coated | Triple glazing | Linoleum flooring
|  |  | Stabilised sand | Clay brick | Steel cladding - painted | Glazing glass | LVL
|  |  | Asphalt | Concrete block (exc. core fill or reinforcing) | Steel | GLT&CLT (hw) | Concrete block (exc. core fill or reinforcing)
|  |  | Clay and terracotta roof tiles | Concrete brick | Surfaced timber | GLT&CLT (sw) | MDF
|  |  | Concrete roof tiles | Concrete paver/tile | Thermal break | GRC | Not used
|  |  | Steel sheeting - metallic coat | Concrete roof tiles | Clay brick | Hollowcore | OSB
|  |  | Steel sheeting - painted | Door - aluminium with glazing - generic |  | Hybrid floor | Panel - SIP >100mm
|  |  | Aluminium sheeting | Door - fully glazed - minor aluminium frame - generic |  | Laminate floor | Panel - SIP ≤100mm
|  |  | GRC | Door - steel solid - generic |  | Linoleum flooring | Particleboard
|  |  | Fibre cement board | Door - steel with glazing - generic |  | LVL | Ceramic paver/tile
|  |  | Plasterboard | Door - timber solid - generic |  | Masonry (Concrete bricks) | Plasterboard
|  |  | Plastic sheeting | Door - timber with glazing - generic |  | MDF | Plastic sheeting
|  |  | Timber weatherboards | Double skin type 1: deep cavity aluminium façade, 100% single + DGU 66.2 + 8T-16-44.2 |  | Fibre | plus_alum_extru_anod
|  |  | Panel - SIP ≤100mm | Double skin type 2: narrow cavity aluminium façade, 100% single + DGU 66.2 + 8T-16-44.2 |  | Concrete, ? MPa, | plus_alum_extru_powder
|  |  | Panel - SIP >100mm | Epoxy flooring |  | Concrete, Mortar | Plywood (all)
|  |  | Glass (treated or untreated) | Escalator |  | Precast concrete panel (inc. reinforcing) | Prefabricated concrete
|  |  | Aluminium extruded uncoated | Fibre & strand reinforcing steel |  | Curtain wall | Recycled fill material
|  |  | Aluminium extruded powder coated | Fibre cement board |  | Door, Wood | Roller doors
|  |  | Aluminium extruded anodised | Fibre cement sheet |  | Door, Glass - aluminium frame | Roof tiles - clay
|  |  | Aluminium louvre | Galvanised structural sections steel (welded beam, columns, angles, plates, piles etc.) (hot rolled) |  | Door, Metal | Rubber flooring
|  |  | Aluminium construction | Glass |  | Door, Mineral core | Sawn hardwood
|  |  | Steel construction | Glass (treated or untreated) |  | Door, Steel | Sawn softwood
|  |  | Steel frame | GLT & CLT (hardwood) |  | Duct | Sawn softwood, surfaced timber
|  |  | Timber frame | GLT & CLT (softwood) |  | Concrete, Sta MP | Solid AAC
|  |  | AAC panel (inc. reinforced) | GRC |  | Non-structural | Stabilised sand
|  |  | Ceiling tile | Hardwood |  | Ceramic tiles | Stainless steel (general)
|  |  | Particleboard wall/ceiling | High rise office, hotel or retail building (>10 floors) |  | Clay and terracotta roof tiles | Steel cladding - metallic coat
|  |  | Fibre cement sheet | Hollow core - precast concrete (inc. reinforcing) |  | Window, Wood frame | Steel cladding - painted
|  |  | Glass | Hospital or high services intensity building |  | Window, Aluminium frame | Steel, reinforcing
|  |  | Concrete paver/tile | Hybrid flooring |  | OSB | Stone brick
|  |  | Ceramic paver/tile | Kerb |  | Panel - SIP >100mm | Structural steel (cold rolled)
|  |  | Stone paver/tile | Laminate flooring |  | Panel - SIP ≤100mm | Structural steel (hot rolled)
|  |  | Access flooring | Linoleum flooring |  | Cold room panel | Surfaced timber
|  |  | Carpet flooring | Low or mid rise office, hotel or retail building (≤10 floors) |  | Plasterboard | Thermal break
|  |  | Vinyl flooring | LVL |  | Plywood | Vinyl flooring
|  |  | Rubber flooring | MDF |  | Recycled aggregate
|  |  | Timber flooring | OSB |  | Roller door
|  |  | Laminate flooring | Painted structural sections steel (welded beam, columns, angles, plates, piles etc.) (hot rolled) |  | Rubber floor
|  |  | Hybrid flooring | Panel - SIP >100mm |  | Hardwood
|  |  | Linoleum flooring | Panel - SIP ≤100mm |  | Softwood
|  |  | Epoxy flooring | Particleboard |  | Solid AAC (no fill or reinforcing)
|  |  | Roller doors | Particleboard wall/ceiling |  | Stabilised Sand
|  |  | Window - aluminium frame - generic | Plasterboard |  | Concrete, Stabil
|  |  | Window - timber frame - generic | Plastic sheeting |  | Stainless steel
|  |  | Door - timber with glazing - generic | Plywood |  | Steel sheeting - metallic coat
|  |  | Door - steel with glazing - generic | Precast concrete panel (inc. reinforcing) |  | Steel sheeting - painted
|  |  | Door - fully glazed - minor aluminium frame - generic | Quarried fill and base material |  | Reinforcing steel
|  |  | Door - aluminium with glazing - generic | Recycled fill material |  | Stone
|  |  | Door - timber solid - generic | Residential building |  | Structural framing steel (cold rolled - lightweight)
|  |  | Door - steel solid - generic | Revolving door - glass, aluminium, steel - generic |  | Structural formwork and decking steel (cold rolled - light weight)
|  |  | Revolving door - glass, aluminium, steel - generic | Roller doors |  | Steel, Structural steel (cold - rolled)
|  |  | Wall system steel frame - 1 side plasterboard (92mm stud) | Rubber flooring |  | Structural sections steel (welded beam, columns, angles, plates, piles etc) (hot rolled)
|  |  | Wall system steel frame - 2 sides plasterboard (92mm stud) | Shotcrete |  | Surfaced timber
|  |  | Wall system steel frame - 2 sides plasterboard (150 mm stud) | Softwood |  | Thermal break
|  |  | Wall system steel frame - 1 side plasterboard (150 mm stud) | Solid AAC (no fill or reinforcing) |  | Vinyl floor
|  |  | Wall system timber frame - 2 sides plasterboard | Stabilised sand |  | Concrete, 45 MPa
|  |  | Wall system timber frame - 1 side plasterboard | Stainless steel (general)
|  |  | AAC and steel based system - generic | Steel construction
|  |  | Ceiling system steel frame suspended (plasterboard) | Steel frame
|  |  | Ceiling system steel frame suspended (fibre cement) | Steel sheeting - metallic coat
|  |  | Ceiling system steel frame suspended (mineral tile) | Steel sheeting - painted
|  |  | Ceiling system aluminum frame suspended (powder coated aluminium) | Stone brick
|  |  | Aluminium unitised type 1: 100% DGU 8T-16-44.2 | Stone paver/tile
|  |  | Aluminium unitised type 2: aluminium cladding, 50% DGU 8T-16-44.2 | Structural formwork and decking steel (cold rolled - light weight)
|  |  | Aluminium unitised type 3: aluminium cladding with vertical fins, 50% DGU 8T-16-44.2 | Structural framing steel (cold rolled - lightweight)
|  |  | Aluminium unitised type 4: aluminium cladding, 50% TGU 8T-16-6-16-44.2 | Structural sections steel (welded beam, columns, angles, plates, piles etc) (hot rolled)
|  |  | Aluminium unitised type 5: insulated shadow box, 50% DGU 8T-16-44.2 | Timber flooring
|  |  | Aluminium unitised type 6: GRC cladding, 50% DGU 8T-16-44.2 | Timber frame
|  |  | Aluminium unitised type 7: opaque panel, 100% aluminium cladding | Timber poles and piles
|  |  | Double skin type 1: deep cavity aluminium façade, 100% single + DGU 66.2 + 8T-16-44.2 | Timber weatherboards
|  |  | Double skin type 2: narrow cavity aluminium façade, 100% single + DGU 66.2 + 8T-16-44.2 | Vinyl flooring
|  |  | Category 5, 6 for high rise buildings (>10 floors) | Wall system steel frame - 1 side plasterboard (150 mm stud)
|  |  | Category 3, 4 for medium rise buildings (4-10 floors) | Wall system steel frame - 1 side plasterboard (92mm stud)
|  |  | Category 1, 2 for low rise buildings (<4 floors) | Wall system steel frame - 2 sides plasterboard (150 mm stud)
|  |  | Escalator | Wall system steel frame - 2 sides plasterboard (92mm stud)
|  |  | Low or mid rise office, hotel or retail building (≤10 floors) | Wall system timber frame - 1 side plasterboard
|  |  | Residential building | Wall system timber frame - 2 sides plasterboard
|  |  | Warehouse or industrial building | Warehouse or industrial building
|  |  | High rise office, hotel or retail building (>10 floors) | Window - aluminium frame - generic
|  |  | Hospital or high services intensity building | Window - timber frame - generic

## Rondo_Wall_Ceiling (hidden)
2020-11-02 | 2025-11-02 | S-P-01548 | Australia |  | https://epd-australasia.com/wp-content/uploads/2020/12/EPD-SP01548-Rondo.pdf
Column1 | Column2 | Column3 | Column4 | Column5 | Column6 | Column7 | Column8 | Column9 | Column10 | Column1 | Column2 | Column3 | Column4 | Column5 | Column6 | Column7 | Column8 | Column9 | Column10 | Column1 | Column2 | Column3 | Column4 | Column5 | Column6 | Column7 | Column8 | Column9
Environmental impact | DUO7 | 2534 | P35 | P50 | R50 | P12 | P25 | 309A | 107 | Environmental impact | 129 | 495 | 506 | 592 | 681 | RE3530 | SR02 | P01S | 121 | Environmental impact | 301 | P05 | R06 | R05 | REVB030 | REVB080 | DUO2 | P01
GWP [kg CO_{2} -eq.] | 9.07 | 5.51 | 6.86 | 4.75 | 3.65 | 8.45 | 16.5 | 3.35 | 3.86 | GWP [kg CO_{2} -eq.] | 3.29 | 3.09 | 3.43 | 3.14 | 2.94 | 2.63 | 3.53 | 4.71 | 2.5 | GWP [kg CO_{2} -eq.] | 3.11 | 3.24 | 5.87 | 8.04 | 3.67 | 3.24 | 3.13 | 4.11
ODP [kg CFC11-eq.] | 1.31E-11 | 4.12e-12 | 5.22E-11 | 3.61E-12 | 3.09E-12 | 5.82E-12 | 1.09E-11 | 2.16E-12 | 2.45e-12 | ODP [kg CFC11-eq.] | 2.13e-12 | 2.03e-12 | 2.2e-12 | 2.07e-12 | 1.96e-12 | 1.90E-10 | 3.62E-12 | 4.31E-12 | 1.18e-11 | ODP [kg CFC11-eq.] | 2.8e-12 | 4.71E-12 | 7.75E-12 | 1.05E-11 | 4.71E-12 | 4.27E-12 | 3.11E-12 | 3.78E-12
AP [kg SO_{2} -eq.] | 0.0446 | 0.0167 | 0.0215 | 0.0161 | 0.0122 | 0.0278 | 0.0544 | 0.0109 | 0.0125 | AP [kg SO_{2} -eq.] | 0.0106 | 0.00976 | 0.0108 | 0.00984 | 0.00913 | 0.00384 | 0.0249 | 0.0331 | 0.00691 | AP [kg SO_{2} -eq.] | 0.01 | 0.00998 | 0.0178 | 0.0244 | 0.0116 | 0.0103 | 0.0114 | 0.0147
EP [kg PO_{4}^{3-} -eq.] | 0.00280 | 0.00198 | 0.00222 | 0.00163 | 0.00124 | 0.00279 | 0.00546 | 0.00110 | 0.00126 | EP [kg PO_{4}^{3-} -eq.] | 0.00108 | 0.00101 | 0.00111 | 0.00102 | 0.000952 | 6.74E-04 | 0.00159 | 0.00209 | 0.000805 | EP [kg PO_{4}^{3-} -eq.] | 0.00101 | 0.00108 | 0.00192 | 0.00262 | 0.00126 | 0.00112 | 0.00112 | 0.00145
POCP [kg C_{2} H_{4} eq.] | 0.00250 | 0.00259 | 0.00362 | 0.00267 | 0.00202 | 0.00465 | 0.00912 | 0.00183 | 0.0021 | POCP [kg C_{2} H_{4} eq.] | 0.00179 | 0.00168 | 0.00185 | 0.0017 | 0.00159 | 7.71E-04 | 0.00137 | 0.00181 | 0.00141 | POCP [kg C_{2} H_{4} eq.] | 0.00157 | 0.00169 | 0.00305 | 0.00418 | 0.00200 | 0.00178 | 0.00185 | 0.00240
ADPE [kg Sb eq.] | 2.30E-06 | 5.04e-07 | 3.63E-04 | 2.81E-04 | 2.12E-04 | 4.90E-04 | 9.64E-04 | 1.77E-04 | 0.000188 | ADPE [kg Sb eq.] | 0.00016 | 0.000109 | 0.000128 | 9.55e-05 | 7.24e-05 | 9.75E-07 | 1.64E-04 | 2.19E-04 | 8.56e-06 | ADPE [kg Sb eq.] | 9.8e-06 | 5.12E-05 | 9.28E-05 | 1.27E-04 | 3.63E-05 | 3.22E-05 | 2.70E-04 | 3.52E-04
ADPF [MJ] | 101 | 67.5 | 85.8 | 56.1 | 42.5 | 97.1 | 190 | 38.2 | 43.8 | ADPF [MJ] | 37.4 | 34.8 | 38.6 | 35.3 | 32.9 | 56.0 | 44.1 | 58.2 | 27.9 | ADPF [MJ] | 34.4 | 37.2 | 66.7 | 91.3 | 43.2 | 38.4 | 37.7 | 48.7
Column1 | Column2 | Column3 | Column4 | Column5 | Column6 | Column7 | Column8 | Column9 |  |  | Rondo, ceiling product, bulkhead trim, aluminium (product 321), imported (Australia)
Column6: Conversion; Column7: Representative products |  |  | Rondo, ceiling product, ceiling batten, GALVABOND® steel G2 Z275 (product NZ31, 310), imported (Australia)
Column3: BMT; Column4: Punch; Column6: linear |  |  | Rondo, ceiling product, ceiling batten, ZINCALUME® steel G550 AM125 (product NZ301, 303), imported (Australia)
Purpose | Material | (mm) | outs | Product | m/kg | A1-A3 | C3-C4 | D |  |  | Rondo, ceiling product, concealed T-spline, ZINCFORM® steel G300 Z200 (product 371), imported (Australia)
Bulkhead Trim | Aluminium | Extruded | 0% | 321 | 3.13 | DUO7 | 506 | DUO7 |  |  | Rondo, ceiling product, furring channel, GALVABOND® steel G2 Z275 (product 309A), imported (Australia)
| GALVABOND^{®} steel | 0.55 | 0% | 310 | 1.66 | 129 | 506 | 129 |  |  | Rondo, ceiling product, furring channel, GALVABOND® steel G2 Z275 (product 129, 155, 308, 333), imported (Australia)
| G2 Z275 | 0.55 | 0% | NZ31 | 3.68 | 129 | 506 | 129 |  |  | Rondo, ceiling product, primary section cross tee, aluminium (extruded) (product 357, 359), imported (Australia)
Column1: Ceiling Batten |  |  | Rondo, ceiling product, primary section cross and main tee, plain & polyester-coated ZINCFORM® steel G300 Z200 (product DU01, DU02), imported (Australia)
| ZINCALUME^{®} steel | 0.42 | 0% | 301 | 3.92 | 301 | 506 | 301 |  |  | Rondo, ceiling product, section joiner and seismic deflection track, GALVABOND® steel G2 Z275 (product 272), imported (Australia)
| G550 AM125 | 0.42 | 0% | 303 | 2.80 | 301 | 506 | 301 |  |  | Rondo, ceiling product, suspension rod, OneSteel rod (product 121, 122), imported (Australia)
Concealed T-Spline | ZINCFORM^{®} steel G300 Z200 | 0.3 | 0% | 371 | 4.09 | DUO2 | 506 | P50 |  |  | Rondo, ceiling product, top cross rail, GALVABOND® G2 Z275 (product 125), imported (Australia)
|  | 0.45 | 0% | 309A | 2.44 | 309A | 506 | P50 |  |  | Rondo, ceiling product, top cross rail, GALVABOND® G2 Z275 (product 127, 128), imported (Australia)
|  | 0.5 | 0% | 129 | 1.99 | 129 | 506 | 129 |  |  | Rondo, ceiling product, wall track, GALVABOND® steel G2 Z275 (product 140, 142, 143, 340), imported (Australia)
Furring Channel | GALVABOND^{®} steel | 0.5 | 0% | 155 | 1.83 | 129 | 506 | 129 |  |  | Rondo, ceiling product, wall track, GALVABOND® steel G2 Z275 (product 141), imported (Australia)
| G2 Z275 | 0.5 | 0% | 308 | 2.51 | 129 | 506 | 129 |  |  | Rondo, ceiling product, wall trim, aluminium (extruded) (product 242R, DU07, DU08, DU09), imported (Australia)
|  | 0.5 | 0% | 333 | 1.93 | 129 | 506 | 129 |  |  | Rondo, ceiling product, wall trim, polyester-coated GALVABOND® steel G2 Z275 (product DU05, DU06), imported (Australia)
|  | Extruded | 0% | 357 | 4.62 | DUO7 | 506 | DUO7 |  |  | Rondo, wall framing product, acoustic stud system GALVABOND® G2 Z275 (product RQST), imported (Australia)
Column2: Aluminium |  |  | Rondo, wall framing product, acoustic stud system GALVABOND® G2 Z275 (product GQ75, RQ75), imported (Australia)
Primary Section |  | Extruded | 0% | 359 | 4.80 | DUO7 | 506 | DUO7 |  |  | Rondo, wall framing product, angle & C-channel GALVABOND® G2 Z275 (product 559, 810, 820), imported (Australia)
Column1: Cross Tee |  |  | Rondo, wall framing product, CH stud GALVABOND® G2 Z275 (product 570, 590), imported (Australia)
| Plain & Polyester-coated ZINCFORM^{®} steel G300 Z200 | 0.3 | 2% | DUO2 | 0.00 | DUO2 | 506 | P50 |  |  | Rondo, wall framing product, CH stud GALVABOND® G2 Z275 (product 572, 592), imported (Australia)
Primary Section Main Tee | Plain & Polyester-coated ZINCFORM^{®} steel G300 Z200 | 0.3 | 3% | DUO1 | 2.81 | DUO2 | 506 | P50 |  |  | Rondo, wall framing product, deflection head track GALVABOND® G2 Z275 (product 480, 482, 483), imported (Australia)
Section Joiner | GALVABOND^{®} steel G2 Z275 | 0.75 | 0% | 272 | 2.00 | 495 | 506 | 506 |  |  | Rondo, wall framing product, deflection head track GALVABOND® G2 Z275 (product 488, 497, 498, 499, 510, 579, 599), imported (Australia)
Seismic Deflection | GALVABOND^{®} steel | 0.7 | 0% | 872 | 0.90 | 495 | 506 | 506 |  |  | Rondo, wall framing product, deflection head track GALVABOND® G2 Z275 (product S673, 690, 683, 673, 663), imported (Australia)
Head Track | G2 Z275 | 0.7 | 0% | 873 | 0.65 | 495 | 506 | 506 |  |  | Rondo, wall framing product, double punched nogging track GALVABOND® G2 Z275 (product 214, 215, 216, 217), imported (Australia)
|  |  | 0% | 121 | 6.67 | 121 | 506 | 301 |  |  | Rondo, wall framing product, E stud GALVABOND® G2 Z275 (product 574, 594), imported (Australia)
Suspension Rod | OneSteel Rod |  | 0% | 122 | 5.63 | 121 | 506 | 301 |  |  | Rondo, wall framing product, flexible track GALVABOND® G2 Z275 (product 103, 107, 108, 109, 110), imported (Australia)
|  | 0.55 | 0% | 125 | 2.57 | 129 | 506 | 129 |  |  | Rondo, wall framing product, J runner track GALVABOND® G2 Z275 (product 578, 598), imported (Australia)
Top Cross Rail | GALVABOND^{®} steel | 0.75 | 0% | 127 | 1.91 | 495 | 506 | 506 |  |  | Rondo, wall framing product, jamb stud GALVABOND® G2 Z275 (product 200, 204), imported (Australia)
| G2 Z275 | 0.75 | 0% | 128 | 1.48 | 495 | 506 | 506 |  |  | Rondo, wall framing product, nogging bracket & track GALVABOND® G2 Z275 (product 501, 503, 504, 505, 506, 507), imported (Australia)
|  | 0.5 | 0% | 140 | 3.06 | 129 | 506 | 129 |  |  | Rondo, wall framing product, 'quiet' deflection head track paper-lined GALVABOND® G2 Z275 (product Q488, Q497, Q498, Q499), imported (Australia)
|  | 0.5 | 0% | 142 | 4.29 | 129 | 506 | 129 |  |  | Rondo, wall framing product, 'quiet' wall track paper-lined GALVABOND® G2 Z275 (product Q490, Q492, Q496), imported (Australia)
Wall Track | GALVABOND^{®} steel | 0.5 | 0% | 143 | 3.33 | 129 | 506 | 129 |  |  | Rondo, wall framing product, slotted deflection head track GALVABOND® G2 Z275 (product S683, S690), imported (Australia)
| G2 Z275 | 0.5 | 0% | 340 | 2.52 | 129 | 506 | 129 |  |  | Rondo, wall framing product, wall stud GALVABOND® G2 Z275 (product 112, 401, 251, 403), imported (Australia)
|  | 1.15 | 0% | 141 | 1.40 | 681 | 506 | 301 |  |  | Rondo, wall framing product, wall stud GALVABOND® G2 Z275 (product 489, 491, 493, 495, 511), imported (Australia)
|  | Extruded | 0% | 242R | 3.56 | DUO7 | 506 | DUO7 |  |  | Rondo, wall framing product, wall stud GALVABOND® G2 Z275 (product 661, 671, 681, 691), imported (Australia)
|  | Extruded | 0% | DUO7 | 5.90 | DUO7 | 506 | DUO7 |  |  | Rondo, wall framing product, wall track GALVABOND® G2 Z275 (product 111, 250, 400, 402), imported (Australia)
| Aluminium | Extruded | 0% | DUO8 | 4.62 | DUO7 | 506 | DUO7 |  |  | Rondo, wall framing product, wall track GALVABOND® G2 Z275 (product 490, 492, 494, 496), imported (Australia)
Wall Trim |  | Extruded | 0% | DUO9 | 4.09 | DUO7 | 506 | DUO7 |  |  | Rondo, wall framing product, wall track GALVABOND® G2 Z275 (product 660, 670, 680), imported (Australia)
| Polyester-coated | 0.5 | 0% | DUO5 | 4.74 | 129 | 506 | 129 |  |  | Rondo, finishing product, angles GALVABOND® G2 Z275 (product 552, 553, 554, 555, 557, HB50), imported (Australia)
Column2: GALVABOND^{®} steel |  |  | Rondo, finishing product, angles GALVABOND® G2 Z275 (product 530, 556, 558, HB75), imported (Australia)
| G2 Z275 | 0.5 | 0% | DUO6 | 3.91 | 129 | 506 | 129 |  |  | Rondo, finishing product, archway bead GALVABOND® G2 Z275 (product P10), imported (Australia)
|  | 0.55 | 0.02% | RQST | 0.86 | 129 | 506 | 129 |  |  | Rondo, finishing product, bullnose corner beads GALVABOND® G2 Z275 (product R06), imported (Australia)
Acoustic | GALVABOND^{®} steel | 0.75 | 0.02% | GQ75 | 0.64 | 495 | 506 | 506 |  |  | Rondo, finishing product, bullnose corner beads GALVABOND® G2 Z275 (product R05), imported (Australia)
Stud System | G2 Z275 | 0.75 | 0.02% | RQ75 | 0.64 | 495 | 506 | 506 |  |  | Rondo, finishing product, casing beads plastic PVC (extruded) (product PCB0630, PCB1024, PCB1027, PCB1030, PCB1036), imported (Australia)
|  | 1.15 | 0% | 559 | 1.05 | 681 | 506 | 301 |  |  | Rondo, finishing product, casing beads plastic PVC (extruded) (product PCB1330, PDM0630), imported (Australia)
Angle & | GALVABOND^{®} steel | 1.15 | 0% | 810 | 0.66 | 681 | 506 | 301 |  |  | Rondo, finishing product, casing beads plastic PVC (extruded) (product PDM4530), imported (Australia)
C-Channel | G2 Z275 | 1.15 | 0% | 820 | 0.60 | 681 | 506 | 301 |  |  | Rondo, finishing product, casing beads GALVABOND® G2 Z275 (product R01, R02), imported (Australia)
|  | 0.55 | 4% | 570 | 1.06 | 129 | 506 | 129 |  |  | Rondo, finishing product, expansion joint GALVABOND® G2 Z275 and PVC (product P35), imported (Australia)
CH Stud | GALVABOND^{®} steel | 0.55 | 4% | 590 | 0.90 | 129 | 506 | 129 |  |  | Rondo, finishing product, ext corner GALVABOND® G2 Z275 (product P01A), imported (Australia)
| G2 Z275 | 0.9 | 4% | 572 | 0.68 | 592 | 506 | 506 |  |  | Rondo, finishing product, ext corner stainless steel (product P01S), imported (Australia)
|  | 0.9 | 4% | 592 | 0.57 | 592 | 506 | 506 |  |  | Rondo, finishing product, ext corner ZINCFORM® steel G300 Z200 (product P01), imported (Australia)
|  | 0.5 | 0% | 480 | 1.46 | 129 | 506 | 129 |  |  | Rondo, finishing product, ext corner ZINCFORM® steel G300 Z200 (product P01L), imported (Australia)
|  | 0.5 | 0% | 482 | 1.35 | 129 | 506 | 129 |  |  | Rondo, finishing product, external beads GALVABOND® steel G2 Z275 (product P32), imported (Australia)
|  | 0.5 | 0% | 483 | 1.23 | 129 | 506 | 129 |  |  | Rondo, finishing product, external beads stainless steel (product SR02), imported (Australia)
|  | 0.7 | 0% | 488 | 1.15 | 495 | 506 | 506 |  |  | Rondo, finishing product, external plasterboard trim plastic PVC (extruded) (product PE9030, PE90SL30, PEA9030), imported (Australia)
|  | 0.7 | 0% | 497 | 1.06 | 495 | 506 | 506 |  |  | Rondo, finishing product, external render trim plastic PVC (extruded) (product RE2530, RE3530, RE6030, RE902530), imported (Australia)
|  | 0.7 | 0% | 498 | 0.99 | 495 | 506 | 506 |  |  | Rondo, finishing product, external render trim plastic PVC (extruded) (product RE3530, RESC8030, RSBSC8030), imported (Australia)
|  | 0.7 | 0% | 499 | 0.90 | 495 | 506 | 506 |  |  | Rondo, finishing product, heavy weight top hats GALVABOND® steel G2 Z275 (product H515, H525, H535, H545, H550, H560, H715, H725, H735), imported (Australia)
Deflection | GALVABOND^{®} steel | 0.75 | 0% | 510 | 0.65 | 495 | 506 | 506 |  |  | Rondo, finishing product, heavy weight top hats GALVABOND® steel G2 Z275 (product H750), imported (Australia)
Head Track | G2 Z275 | 0.8 | 0% | 579 | 0.81 | 495 | 506 | 506 |  |  | Rondo, finishing product, int corner GALVABOND® steel G2 Z275 (product PS17, PSIA), imported (Australia)
|  | 0.8 | 0% | 599 | 0.68 | 495 | 506 | 506 |  |  | Rondo, finishing product, internal plasterboard trim plastic PVC (extruded) (product PADJIN), imported (Australia)
|  | 1.15 | 0% | S673 | 0.61 | 681 | 506 | 301 |  |  | Rondo, finishing product, L beads & shadow trim plastic PVC (extruded) (product PFTLB30, PTLB1030), imported (Australia)
|  | 1.15 | 0.03% | 690 | 0.43 | 681 | 506 | 301 |  |  | Rondo, finishing product, L beads & shadow trim plastic PVC (extruded) (product PTLB1330, PTLB630, PTSH1030), imported (Australia)
|  | 1.15 | 0.04% | 683 | 0.56 | 681 | 506 | 301 |  |  | Rondo, finishing product, medium weight top hats GALVABOND® steel G2 Z275 (product M515, M525, M535, M545, M550, M560, M715, M725, M735, M750), imported (Australia)
|  | 1.15 | 0.05% | 673 | 0.60 | 681 | 506 | 301 |  |  | Rondo, finishing product, plaster casing bead ZINCANNEAL® steel G2S ZF100 (product P03), imported (Australia)
|  | 1.15 | 0.06% | 663 | 0.66 | 681 | 506 | 301 |  |  | Rondo, finishing product, plaster casing bead ZINCANNEAL® steel G2S ZF100 (product P05, P07, P08), imported (Australia)
|  | 0.7 | 10% | 214 | 1.33 | 506 | 506 | 506 |  |  | Rondo, finishing product, plaster internal angle ZINCFORM® steel G300 Z200 (product P18, P40), imported (Australia)
Double Punched | GALVABOND^{®} steel | 0.7 | 10% | 215 | 1.22 | 506 | 506 | 506 |  |  | Rondo, finishing product, plaster stopping angle GALVABOND® steel G2 Z275 (product P28), imported (Australia)
Nogging Track | G2 Z275 | 0.7 | 10% | 216 | 1.10 | 506 | 506 | 506 |  |  | Rondo, finishing product, plaster stopping angle GALVABOND® steel G2 Z275 (product P25, P26, P27), imported (Australia)
|  | 0.75 | 10% | 217 | 0.74 | 506 | 506 | 506 |  |  | Rondo, finishing product, plaster stopping bead GALVABOND® steel G2 Z275 (product P11), imported (Australia)
E Stud | GALVABOND^{®} steel | 0.55 | 0% | 574 | 1.51 | 129 | 506 | 129 |  |  | Rondo, finishing product, plaster stopping bead GALVABOND® steel G2 Z275 (product P12), imported (Australia)
| G2 Z275 | 0.55 | 0% | 594 | 1.14 | 129 | 506 | 129 |  |  | Rondo, finishing product, plaster stopping bead GALVABOND® steel G2 Z275 (product P13, P14), imported (Australia)
|  | 0.5 | 15% | 103 | 2.26 | 107 | 506 | 129 |  |  | Rondo, finishing product, plasterboard expansion trim plastic PVC (extruded) (product PEXPH30), imported (Australia)
|  | 0.5 | 15% | 107 | 0.85 | 107 | 506 | 129 |  |  | Rondo, finishing product, reveal bead ZINCANNEAL® steel G2S ZF100 (product REVB150, REVB120, REVB110, REVB100, REVB090, REVB080, REVB075, REVB065, REVB060, REVB050), imported (Australia)
Flexible Track | GALVABOND^{®} steel | 0.5 | 15% | 108 | 1.14 | 107 | 506 | 129 |  |  | Rondo, finishing product, reveal bead ZINCANNEAL® steel G2S ZF100 (product REVB045, REVB040, REVB035), imported (Australia)
| G2 Z275 | 0.5 | 15% | 109 | 1.02 | 107 | 506 | 129 |  |  | Rondo, finishing product, reveal bead ZINCANNEAL® steel G2S ZF100 (product REVB030, REVB025), imported (Australia)
|  | 0.5 | 15% | 110 | 0.73 | 107 | 506 | 129 |  |  | Rondo, finishing product, reveal bead ZINCANNEAL® steel G2S ZF100 (product REVB020), imported (Australia)
J Runner Track | GALVABOND^{®} steel | 0.8 | 0% | 578 | 1.04 | 495 | 506 | 506 |  |  | Rondo, finishing product, shadowline plaster casing bead ZINCANNEAL® steel G2S ZF100 (product P06, P09), imported (Australia)
| G2 Z275 | 0.8 | 0% | 598 | 0.84 | 495 | 506 | 506 |  |  | Rondo, finishing product, shadowline plaster stopping angle GALVABOND® steel G2 Z275 (product P51, P52, P53, P50, P60), imported (Australia)
Jamb Stud | GALVABOND^{®} steel | 1.2 | 0.02% | 200 | 0.35 | 681 | 506 | 301 |  |  | Rondo, finishing product, stopping bead GALVABOND® steel G2 Z275 (product R50), imported (Australia)
| G2 Z275 | 1.2 | 0.02% | 204 | 0.29 | 681 | 506 | 301 |  |  | Rondo, finishing product, stopping bead GALVABOND® steel G2 Z275 (product R11), imported (Australia)
Rondo, clips (all), imported (Australia)
Purpose | Material | BMT (mm) | Punch outs | Product | linear m/kg | A1-A3 | C3-C4 | D
|  | 0.7 | 0.09 | 503 | 1.49 | 506 | 506 | 506
|  | 0.7 | 0.09 | 504 | 1.34 | 506 | 506 | 506
Nogging Bracket | GALVABOND^{®} steel | 0.7 | 0.09 | 505 | 1.22 | 506 | 506 | 506
& Track | G2 Z275 | 0.7 | 0.09 | 506 | 1.1 | 506 | 506 | 506
|  | 0.75 | 0.09 | 501 | 1.28 | 506 | 506 | 506
|  | 0.75 | 0.09 | 507 | 0.74 | 506 | 506 | 506
|  | 0.7 | 0 | Q488 | 1.17 | 495 | 506 | 506
‘Quiet’ Deflection | Paper-lined | 0.7 | 0 | Q497 | 1.08 | 495 | 506 | 506
GALVABOND^{®} steel
Head Track | G2 Z275 | 0.7 | 0 | Q498 | 1 | 495 | 506 | 506
|  | 0.7 | 0 | Q499 | 0.91 | 495 | 506 | 506
|  | 0.7 | 0 | Q490 | 1.6 | 495 | 506 | 506
‘Quiet’ Wall Track | Paper-lined GALVABOND^{®} steel | 0.7 | 0 | Q492 | 1.43 | 495 | 506 | 506
| G2 Z275 | 0.7 | 0 | Q496 | 1.15 | 495 | 506 | 506
Slotted Deflection | GALVABOND^{®} steel | 1.15 | 0 | S683 | 0.73 | 681 | 506 | 301
Head Track | G2 Z275 | 1.15 | 0 | S690 | 0.54 | 681 | 506 | 301
|  | 0.5 | 0.0002 | 112 | 1.67 | 129 | 506 | 129
|  | 0.5 | 0.0002 | 401 | 1.82 | 129 | 506 | 129
|  | 0.55 | 0.0002 | 251 | 1.27 | 129 | 506 | 129
|  | 0.55 | 0.0002 | 403 | 1.4 | 129 | 506 | 129
|  | 0.75 | 0.0002 | 489 | 1.28 | 495 | 506 | 506
|  | 0.75 | 0.0002 | 491 | 1.12 | 495 | 506 | 506
Wall Stud | GALVABOND^{®} steel G2 Z275 | 0.75 | 0.0002 | 493 | 1.03 | 495 | 506 | 506
|  | 0.75 | 0.0002 | 495 | 0.94 | 495 | 506 | 506
|  | 0.75 | 0.0002 | 511 | 0.72 | 495 | 506 | 506
|  | 1.15 | 0.0002 | 661 | 0.8 | 681 | 506 | 301
|  | 1.15 | 0.0002 | 671 | 0.73 | 681 | 506 | 301
|  | 1.15 | 0.0002 | 681 | 0.65 | 681 | 506 | 301
|  | 1.15 | 0.0002 | 691 | 0.48 | 681 | 506 | 301
|  | 0.5 | 0 | 111 | 1.88 | 129 | 506 | 129
|  | 0.5 | 0 | 250 | 1.54 | 129 | 506 | 129
|  | 0.5 | 0 | 400 | 2.08 | 129 | 506 | 129
|  | 0.5 | 0 | 402 | 1.7 | 129 | 506 | 129
|  | 0.7 | 0 | 490 | 1.43 | 495 | 506 | 506
Wall Track | GALVABOND^{®} steel G2 Z275 | 0.7 | 0 | 492 | 1.37 | 495 | 506 | 506
|  | 0.7 | 0 | 494 | 1.24 | 495 | 506 | 506
|  | 0.7 | 0 | 496 | 1.12 | 495 | 506 | 506
|  | 1.15 | 0 | 660 | 0.87 | 681 | 506 | 301
|  | 1.15 | 0 | 670 | 0.79 | 681 | 506 | 301
|  | 1.15 | 0 | 680 | 0.7 | 681 | 506 | 301
Column1 | Column2 | Column3 | Column4 | Column5 | Column6 | Column7 | Column8 | Column9
|  | BMT | Punch |  | linear
Purpose | Material | (mm) | outs | Product | m/kg | A1-A3 | C3-C4 | D
|  | 0.7 | 0% | 552 | 3.46 | 495 | 506 | 506
|  | 0.7 | 0% | 553 | 2.54 | 495 | 506 | 506
|  | 0.7 | 0% | 554 | 1.72 | 495 | 506 | 506
|  | 0.75 | 0% | 555 | 1.12 | 495 | 506 | 301
Angles | GALVABOND^{®} steel | 0.75 | 0% | 557 | 0.85 | 495 | 506 | 301
| G2 Z275 | 0.75 | 0.05% | HB50 | 1.61 | 495 | 506 | 301
|  | 1.15 | 0% | 530 | 1.40 | 681 | 506 | 301
|  | 1.15 | 0% | 556 | 0.73 | 681 | 506 | P50
|  | 1.15 | 0% | 558 | 0.56 | 681 | 506 | 506
|  | 1.15 | 0.02% | HB75 | 0.87 | 681 | 506 | 506
Archway Bead | GALVABOND^{®} steel G2 Z275 | 0.4 | 80% | P10 | 7.50 | P25 | 506 | RE3530
Bullnose | ZINCANNEAL^{®} steel | 0.5 | 45% | R06 | 2.61 | R06 | 506 | RE3530
Corner Beads | G2S ZF100 | 0.5 | 60% | R05 | 5.08 | R05 | 506 | RE3530
|  | Extruded | 0% | PCB0630 | 16.67 | RE3530 | RE3530 | RE3530
|  | Extruded | 0% | PCB1024 | 12.00 | RE3530 | RE3530 | RE3530
|  | Extruded | 0% | PCB1027 | 12.27 | RE3530 | RE3530 | RE3530
|  | Extruded | 0% | PCB1030 | 12.50 | RE3530 | RE3530 | RE3530
| Plastic – PVC | Extruded | 0% | PCB1036 | 13.85 | RE3530 | RE3530 | RE3530
Casing Beads |  | Extruded | 0% | PCB1330 | 9.38 | RE3530 | RE3530 | 129
|  | Extruded | 0% | PDM0630 | 11.54 | RE3530 | RE3530 | 129
|  | Extruded | 0% | PDM4530 | 12.50 | RE3530 | RE3530 | P35
| GALVABOND^{®} steel | 0.5 | 0% | R01 | 3.13 | 129 | 506 | P50
| G2 Z275 | 0.5 | 0% | R02 | 3.13 | 129 | 506 | P50
Expansion Joint | GALVABOND^{®} steel G2 Z275 and PVC | 0.4 | 60% | P35 | 3.09 | P35 | P35 | 129
| GALVABOND^{®} steel G2 Z275 | 0.35 | 25% | P01A | 7.50 | P50 | 506 | 129
Ext Corner | Stainless Steel | 0.45 | 25% | P01S | 6.38 | P01S | 506 | P50
| ZINCFORM^{®} steel | 0.3 | 25% | P01 | 8.57 | P01 | 506 | P50
| G300 Z200 | 0.3 | 25% | P01L | 8.57 | P01 | 506 | RE3530
External Beads | GALVABOND^{®} steel G2 Z275 | 0.4 | 0% | P32 | 6.67 | R50 | 506 | RE3530
| Stainless Steel | 0.45 | 0% | SR02 | 3.66 | SR02 | 506 | RE3530
|  | Extruded | 0% | PE9030 | 10.00 | RE3530 | RE3530 | RE3530
External | Plastic – PVC | Extruded | 0% | PE90SL30 | 11.54 | RE3530 | RE3530 | RE3530
Plasterboard Trim |  | Extruded | 0% | PEA9030 | 10.00 | RE3530 | RE3530 | RE3530
Column1 | Column2 | Column3 | Column4 | Column5 | Column6 | Column7 | Column8 | Column9
[5 empty] | Conversion | Representative products
Purpose | Material | BMT (mm) | Punch outs | Product | linear m/kg | A1-A3 | C3-C4 | D
|  | Extruded | 0% | RE2530 | 11.54 | RE3530 | RE3530 | RE3530
|  | Extruded | 0% | RE3530 | 10.71 | RE3530 | RE3530 | RE3530
|  | Extruded | 0% | RE6030 | 10.00 | RE3530 | RE3530 | RE3530
External | Plastic – PVC | Extruded | 0% | RE902530 | 11.54 | RE3530 | RE3530 | RE3530
Render Trim |  | Extruded | 0% | RE903530 | 11.54 | RE3530 | RE3530 | 301
|  | Extruded | 0% | RESC8030 | 6.00 | RE3530 | RE3530 | 301
|  | Extruded | 0% | RSBSC8030 | 8.82 | RE3530 | RE3530 | 301
|  | 1.15 | 0% | H515 | 1.05 | 681 | 506 | 301
|  | 1.15 | 0% | H525 | 0.84 | 681 | 506 | 301
|  | 1.15 | 0% | H535 | 0.73 | 681 | 506 | 301
|  | 1.15 | 0% | H545 | 0.64 | 681 | 506 | 301
Heavy Weight | GALVABOND^{®} steel | 1.15 | 0% | H550 | 0.62 | 681 | 506 | 301
Top Hats | G2 Z275 | 1.15 | 0% | H560 | 0.54 | 681 | 506 | 301
|  | 1.15 | 0% | H715 | 0.84 | 681 | 506 | 301
|  | 1.15 | 0% | H725 | 0.70 | 681 | 506 | P50
|  | 1.15 | 0% | H735 | 0.62 | 681 | 506 | P50
|  | 1.15 | 0% | H750 | 0.52 | 681 | 506 | RE3530
Int Corner | GALVABOND^{®} steel | 0.35 | 25% | PS17 | 7.50 | P50 | 506 | RE3530
| G2 Z275 | 0.35 | 25% | PSIA | 7.50 | P50 | 506 | RE3530
Internal Plasterboard Trim | Plastic – PVC | Extruded | 0% | PADJIN | 11.54 | RE3530 | RE3530 | RE3530
|  | Extruded | 0% | PFTLB30 | 13.64 | RE3530 | RE3530 | RE3530
|  | Extruded | 0% | PTLB1030 | 12.50 | RE3530 | RE3530 | RE3530
L Beads & | Plastic – PVC | Extruded | 0% | PTLB1330 | 11.54 | RE3530 | RE3530 | 506
Shadow Trims |  | Extruded | 0% | PTLB630 | 12.50 | RE3530 | RE3530 | 506
|  | Extruded | 0% | PTSH1030 | 12.50 | RE3530 | RE3530 | 506
|  | 0.75 | 0% | M515 | 1.53 | 495 | 506 | 506
|  | 0.75 | 0% | M525 | 1.24 | 495 | 506 | 506
|  | 0.75 | 0% | M535 | 1.08 | 495 | 506 | 506
|  | 0.75 | 0% | M545 | 0.94 | 495 | 506 | 506
Medium Weight | GALVABOND^{®} steel | 0.75 | 0% | M550 | 0.92 | 495 | 506 | 506
Top Hats | G2 Z275 | 0.75 | 0% | M560 | 0.81 | 495 | 506 | 506
|  | 0.75 | 0% | M715 | 1.24 | 495 | 506 | 506
|  | 0.75 | 0% | M725 | 1.05 | 495 | 506 | 506
|  | 0.75 | 0% | M735 | 0.92 | 495 | 506 | 506
|  | 0.75 | 0% | M750 | 0.79 | 495 | 506 | 506
|  | 0.5 | 0% | P03 | 5.00 | P05 | 506 | 506
Plaster | ZINCANNEAL^{®} steel | 0.5 | 0% | P05 | 5.00 | P05 | 506 | P50
Casing Beads | G2S ZF100 | 0.5 | 0% | P07 | 5.00 | P05 | 506 | P50
|  | 0.5 | 0% | P08 | 4.48 | P05 | 506 | P50
|  | BMT | Punch |  | linear
Purpose | Material | (mm) | outs | Product | m/kg | A1-A3 | C3-C4 | D
Plaster Internal | ZINCFORM^{®} steel | 0.3 | 0% | P18 | 6.86 | DUO2 | 506 | P50
Angles | G300 Z200 | 0.3 | 0% | P40 | 4.90 | DUO2 | 506 | P50
|  | 0.4 | 13% | P28 | 5.66 | R50 | 506 | P50
Plaster Stopping | GALVABOND^{®} steel | 0.4 | 80% | P25 | 9.09 | P25 | 506 | P50
Angle | G2 Z275 | 0.4 | 80% | P26 | 8.33 | P25 | 506 | P50
|  | 0.4 | 80% | P27 | 7.69 | P25 | 506 | P50
|  | 0.4 | 60% | P11 | 7.50 | P12 | 506 | P50
Plaster Stopping | GALVABOND^{®} steel | 0.4 | 60% | P12 | 7.50 | P12 | 506 | RE3530
Bead | G2 Z275 | 0.4 | 60% | P13 | 7.50 | P12 | 506 | 301
|  | 0.4 | 60% | P14 | 5.77 | P12 | 506 | 301
Plasterboard Expansion Trim | Plastic – PVC | Extruded | 0% | PEXPH30 | 6.00 | RE3530 | RE3530 | 301
|  | 0.9 | 7% | REVB150 | 0.78 | REVB080 | 506 | 301
|  | 0.9 | 8% | REVB120 | 0.94 | REVB080 | 506 | 301
|  | 0.9 | 9% | REVB110 | 1.01 | REVB080 | 506 | 301
|  | 0.9 | 10% | REVB100 | 1.08 | REVB080 | 506 | 301
|  | 0.9 | 11% | REVB090 | 1.18 | REVB080 | 506 | 301
|  | 0.9 | 12% | REVB080 | 1.29 | REVB080 | 506 | 301
|  | 0.9 | 12% | REVB075 | 1.35 | REVB080 | 506 | 301
Reveal Beads | ZINCANNEAL^{®} steel | 0.9 | 13% | REVB065 | 1.49 | REVB080 | 506 | 301
| G2S ZF100 | 0.9 | 14% | REVB060 | 1.58 | REVB080 | 506 | 301
|  | 0.9 | 16% | REVB050 | 1.78 | REVB080 | 506 | 301
|  | 0.9 | 17% | REVB045 | 1.91 | REVB030 | 506 | 301
|  | 0.9 | 18% | REVB040 | 2.05 | REVB030 | 506 | 301
|  | 0.9 | 20% | REVB035 | 2.21 | REVB030 | 506 | 301
|  | 0.9 | 22% | REVB030 | 2.40 | REVB030 | 506 | 506
|  | 0.9 | 23% | REVB025 | 2.61 | REVB030 | 506 | 506
|  | 0.9 | 26% | REVB020 | 2.88 | REVB030 | 506 | P50
Shadowline Plaster | ZINCANNEAL^{®} steel | 0.5 | 0% | P06 | 4.17 | P05 | 506 | P50
Casing Beads | G2S ZF100 | 0.5 | 0% | P09 | 2.88 | P05 | 506 | P50
|  | 0.4 | 6% | P51 | 3.57 | R50 | 506 | P50
|  | 0.4 | 6% | P52 | 3.49 | R50 | 506 | P50
Shadowline Plaster | GALVABOND^{®} steel | 0.4 | 6% | P53 | 3.26 | R50 | 506 | P50
Stopping Angle | G2 Z275 | 0.4 | 30% | P50 | 7.32 | P50 | 506 | P50
|  | 0.4 | 33% | P60 | 8.33 | P50 | 506 | 506
Stopping Beads | GALVABOND^{®} steel | 0.4 | 7% | R50 | 3.66 | R50 | 506 | 506
| G2 Z275 | 0.4 | 80% | R11 | 5.77 | P25 | 506 | 506
Column1 | Column2 | Column3 | Column4 | Column5 | Column6 | Column7 | Column8
|  |  |  | Mass | Representative products
Use Area | Material | BMT (mm) | Product | per Part (kg) | A1-A3 | C3-C4 | D
Ceiling | Cold Rolled Annealed Coil – Hardened | 0.8 | 2534 | 0.020 | 2534 | 506 | 301
| ZINCALUME^{®} steel G550 AM125 | 0.42 | B005 | 0.080 | 2534 | 506 | 301
|  | 0.75 | 138 | 0.040 | 2534 | 506 | 301
|  | 0.9 | 312 | 0.040 | 2534 | 506 | 301
|  | 0.55 | 315 | 0.030 | 2534 | 506 | 301
|  | 0.75 | 119 | 0.020 | 2534 | 506 | 301
|  | 0.75 | 139 | 0.020 | 2534 | 506 | 301
|  | 0.75 | 159 | 0.020 | 2534 | 506 | 301
|  | 0.9 | 156 | 0.030 | 2534 | 506 | 301
|  | 0.9 | 226 | 0.030 | 2534 | 506 | 301
|  | 1.15 | 237 | 0.030 | 2534 | 506 | 301
|  | 1.15 | 239 | 0.030 | 2534 | 506 | 301
|  | 0.9 | 282 | 0.030 | 2534 | 506 | 301
|  | 0.9 | 394 | 0.070 | 2534 | 506 | 301
Ceiling | GALVABOND^{®} steel | 1.15 | A239 | 0.060 | 2534 | 506 | 301
| G2 Z275 | 1.15 | BG01 | 0.040 | 2534 | 506 | 301
|  | 1.15 | BG02 | 0.040 | 2534 | 506 | 301
|  | 1.15 | BG03 | 0.040 | 2534 | 506 | 301
|  | 1.15 | BG05 | 0.050 | 2534 | 506 | 301
|  | 1.5 | BG05K | 0.050 | 2534 | 506 | 301
|  | 1.5 | FC-INFIN0030 | 0.050 | 2534 | 506 | 301
|  | 1.5 | FC-INFIN0080 | 0.050 | 2534 | 506 | 301
|  | 0.9 | 305 | 0.040 | 2534 | 506 | 301
|  | 0.9 | 307 | 0.030 | 2534 | 506 | 301
|  | 0.9 | 311D | 0.040 | 2534 | 506 | 301
|  | 0.9 | 313 | 0.110 | 2534 | 506 | 301
|  | 0.9 | 314 | 0.020 | 2534 | 506 | 301
|  | 0.8 | 166 | 0.020 | 2534 | 506 | 301
| Cold Rolled Annealed Coil – Hardened | 0.8 | A124 | 0.010 | 2534 | 506 | 301
Column1 | Column2 | Column3 | Column4 | Column5 | Column6 | Column7 | Column8
|  |  |  | Mass | Representative products
Use Area | Material | BMT (mm) | Product | per Part (kg) | A1-A3 | C3-C4 | D
|  | 1.45 | TCR-INFIN090 | 0.060 | 2534 | 506 | 301
| GALVABOND^{®} steel | 1.15 | 247 | 0.020 | 2534 | 506 | 301
| G2 Z275 | 1.15 | 249 | 0.020 | 2534 | 506 | 301
|  | 1.15 | 274 | 0.020 | 2534 | 506 | 301
|  | 0.8 | 534 | 0.020 | 2534 | 506 | 301
|  | 0.8 | 547 | 0.020 | 2534 | 506 | 301
| Cold Rolled Annealed | 0.8 | 124 | 0.020 | 2534 | 506 | 301
| Coil – Hardened | 0.8 | 124N | 0.020 | 2534 | 506 | 301
|  | 0.8 | 167 | 0.020 | 2534 | 506 | 301
Ceiling | GALVABOND^{®} steel G2 Z275 | 1.15 | 188 | 0.010 | 2534 | 506 | 301
| Spring steel | 0.8 | 254 | 0.010 | 2534 | 506 | 301
|  | 1.5 | 545 | 0.090 | 2534 | 506 | 301
| GALVABOND^{®} steel | 0.42 | 709 | 0.010 | 2534 | 506 | 301
| G2 Z275 | 0.75 | 717 | 0.020 | 2534 | 506 | 301
| Cold Rolled Annealed | 0.8 | 700 | 0.020 | 2534 | 506 | 301
| Coil – Hardened | 0.8 | 701 | 0.020 | 2534 | 506 | 301
| GALVABOND^{®} steel G2 Z275 | 1 | 702 | 0.020 | 2534 | 506 | 301
| Cold Rolled Annealed Coil – Hardened | 0.8 | 719 | 0.030 | 2534 | 506 | 301
| Cold Rolled Annealed Coil – Hardened | 0.8 | 126 | 0.020 | 2534 | 506 | 301
|  | 2.9 | 201 | 0.220 | 2534 | 506 | 301
|  | 1.5 | 202 | 0.170 | 2534 | 506 | 301
Wall Framing | GALVABOND^{®} steel | 2.9 | 203 | 0.190 | 2534 | 506 | 301
| G2 Z275 | 3 | 205 | 0.350 | 2534 | 506 | 301
|  | 1.5 | 206 | 0.350 | 2534 | 506 | 301
|  | 2.9 | 207 | 0.350 | 2534 | 506 | 301
|  | 1.9 | 535 | 0.160 | 2534 | 506 | 301
Finishing | GALVABOND^{®} steel | 1.9 | 550 | 0.220 | 2534 | 506 | 301
| G2 Z275 | 1.9 | 735 | 0.190 | 2534 | 506 | 301
|  | 1.9 | 750 | 0.250 | 2534 | 506 | 301

## All_EC3_Trial (hidden)
Error Type | Type of material | Manufacturer | Plant | Product name | Description | Program | Verifier | Plant locations | Expiry | GWP (A1-A3) kgCO2e | Declared unit | Updated in EC3
E | ReadyMix | Boral | Asphalt plants (? Plant) | Boral NSW/ACT Pre-mix Concrete EPD |  | EPD Australasia | Life Cycle Logic Pty Ltd | 11 Plants | Apr 01 2026 | 313 kgCO2e | 1 m3 | Jul 22 2023 | OpenBox
W | ReadyMix | Hanson Construction Materials Pty Ltd | Sydney Plants (? Plant) | M-Park Stage 01 (Pump 40MPa) | Hanson EcoDocs™ – M-Park Stage 01 (Pump... | EPD Australasia | Tecnalia R&I Certificación, S.L. | ? Plants | Sep 08 2026 | 293 kgCO2e | 1 m3 | Jul 22 2023 | OpenBox
W | ReadyMix | Holcim (Australia) Pty Ltd | Northern Rivers | ViroDecs™ Ready-mix concrete – Northern Rivers (NSW) – ECOPact NE201LBMX | Concrete is prepared by mixing cement, coarse and... | EPD Australasia | Epsten Group, Inc | AU | Aug 17 2026 | 219 kgCO2e | 1 m3 | Jul 22 2023 | OpenBox
W | ReadyMix | Hanson Construction Materials Pty Ltd | Brisbane Plants (? Plant) | Ann Street Project (Reduced Line 32 MPa) | Hanson EcoDocs™ – Ann Street Project. Reduced... | EPD Australasia | Tecnalia R&I Certificación, S.L. | ? Plants | Feb 15 2027 | 246 kgCO2e | 1 m3 | Jul 22 2023 | OpenBox
W | ReadyMix | Holcim (Australia) Pty Ltd | Dubbo | ViroDecs™ Ready-mix concrete – Dubbo Rail Maintenance Facility NS151F225 | Concrete is prepared by mixing cement, coarse and... | EPD Australasia | Epsten Group, Inc | AU | Jul 23 2026 | 220 kgCO2e | 1 m3 | Jul 22 2023 | OpenBox
E | ReadyMix | Holcim (Australia) Pty Ltd | QLD/NT (? Plant) | Holcim ViroDecs™ Special – Ready-mix concrete – Victoria | EPD Product Description and Use ViroDecs™... | EPD Australasia | Epsten Group, Inc | 3 Plants | Aug 04 2026 | 266 kgCO2e | 1 m3 | Jul 22 2023 | OpenBox
W | ReadyMix | Holcim (Australia) Pty Ltd | South East Queensland Plants (? Plant) | ViroDecs™ pre cast ready-mix concrete – SEQ– QS402PR024 | Concrete is prepared by mixing cement, coarse and... | EPD Australasia | Epsten Group, Inc | ? Plants | Jun 03 2026 | 425 kgCO2e | 1 m3 | Jul 22 2023 | OpenBox
E | ReadyMix | Bridgeman Concrete | Bridgeman Concrete Plants (? Plant) | Ready Mixed Concrete from Bridgeman Concrete and MixUp Concrete |  | EPD Australasia | Catalyst Ltd | 7 Plants | Nov 29 2026 | 213 kgCO2e | 1 m3 | Jul 22 2023 | OpenBox
W | ReadyMix | Holcim (Australia) Pty Ltd | Tweed Heads | ViroDecs™ Ready-mix concrete – Tweed Heads (NSW) – ECOPact QE202E,QZ202E | Concrete is prepared by mixing cement, coarse and... | EPD Australasia | Epsten Group, Inc | AU | Dec 12 2026 | 161 kgCO2e | 1 m3 | Jul 22 2023 | OpenBox
W | ReadyMix | Hanson Construction Materials Pty Ltd | Melbourne Plants (? Plant) | Anglo Italian Concrete - Electrolux Project (Chute 40 MPa) | Hanson EcoDocs™ - Electrolux Project (Chute 40... | EPD Australasia | Tecnalia R&I Certificación, S.L. | ? Plants | Feb 15 2027 | 348 kgCO2e | 1 m3 | Jul 22 2023 | OpenBox
W | ReadyMix | Hanson Construction Materials Pty Ltd | Brisbane Plants (? Plant) | DGC Tower 1 (Mix A: Pump 32 MPa) | Hanson EcoDocs™ – DGC Tower 1. Mix A: Pump 32... | EPD Australasia | Tecnalia R&I Certificación, S.L. | ? Plants | Jun 15 2027 | 208 kgCO2e | 1 m3 | Jul 22 2023 | OpenBox
E | ReadyMix | Hanson Construction Materials Pty Ltd | Perth Plants (? Plant) | Bunbury Outer Ring Road (BORR) Project (Mix A: StabSand 0 MPa) | Mix A: StabSand 0 MPa - 25% Indicative Cement... | EPD Australasia | Tecnalia R&I Certificación, S.L. | ? Plants | Jun 23 2027 | 101 kgCO2e | 1 m3 | Jul 22 2023 | OpenBox
F | ReadyMix | Boral | Asphalt plants (? Plant) | Boral Northern Territory Region Pre-mix Concrete EPD |  | EPD Australasia | Life Cycle Logic Pty Ltd | 11 Plants | Apr 20 2028 | 12.2 kgCO2e | 1 m3 | Jul 22 2023 | OpenBox
W | ReadyMix | Holcim (Australia) Pty Ltd | Holcim Adelaide Metropolitan Concrete Plants (?... | ViroDecs™ Ready-mix concrete – South Australia – Adelaide – ECOPact SE202E | Concrete is prepared by mixing cement, coarse and... | EPD Australasia | Tecnalia R&I Certificación, S.L. | ? Plants | Jan 27 2027 | 209 kgCO2e | 1 m3 | Jun 17 2023 | OpenBox
F | ReadyMix | Boral | Asphalt plants (? Plant) | Boral Northern Territory Region Pre-mix Concrete EPD |  | EPD Australasia | Life Cycle Logic Pty Ltd | 11 Plants | Apr 20 2028 | 12.2 kgCO2e | 1 m3 | Jun 17 2023 | OpenBox
W | ReadyMix | Firth | Otaki | Ready Mix Concrete, 30 MPa Standard | As New Zealand’s largest manufacturer of ready... | EPD Australasia | start2see Pty Ltd | NZ | Sep 18 2025 | 251 kgCO2e | 1 m3 | May 17 2023 | OpenBox
W | ReadyMix | Firth | Otaki | Ready Mix Concrete, 17.5 MPa Standard | As New Zealand’s largest manufacturer of ready... | EPD Australasia | start2see Pty Ltd | NZ | Sep 18 2025 | 200 kgCO2e | 1 m3 | May 17 2023 | OpenBox
W | ReadyMix | Firth | Otaki | Ready Mix Concrete, 20 MPa Standard | As New Zealand’s largest manufacturer of ready... | EPD Australasia | start2see Pty Ltd | NZ | Sep 18 2025 | 197 kgCO2e | 1 m3 | May 17 2023 | OpenBox
W | ReadyMix | Firth | Otaki | Ready Mix Concrete, 25 MPa Standard | As New Zealand’s largest manufacturer of ready... | EPD Australasia | start2see Pty Ltd | NZ | Sep 18 2025 | 232 kgCO2e | 1 m3 | May 17 2023 | OpenBox
W | ReadyMix | Firth | Otaki | Ready Mix Concrete, 40 MPa Standard | As New Zealand’s largest manufacturer of ready... | EPD Australasia | start2see Pty Ltd | NZ | Sep 18 2025 | 296 kgCO2e | 1 m3 | May 17 2023 | OpenBox
W | ReadyMix | Firth | Otaki | Ready Mix Concrete, 45 MPa Standard | As New Zealand’s largest manufacturer of ready... | EPD Australasia | start2see Pty Ltd | NZ | Sep 18 2025 | 309 kgCO2e | 1 m3 | May 17 2023 | OpenBox
W | ReadyMix | Firth | Otaki | Ready Mix Concrete, 50 MPa Standard | As New Zealand’s largest manufacturer of ready... | EPD Australasia | start2see Pty Ltd | NZ | Sep 18 2025 | 399 kgCO2e | 1 m3 | May 17 2023 | OpenBox
W | ReadyMix | Firth | Marsden Point | Ready Mix Concrete, 30 MPa Standard | As New Zealand’s largest manufacturer of ready... | EPD Australasia | start2see Pty Ltd | NZ | Sep 18 2025 | 254 kgCO2e | 1 m3 | May 17 2023 | OpenBox
W | ReadyMix | Firth | Marsden Point | Ready Mix Concrete, 20 MPa Standard | As New Zealand’s largest manufacturer of ready... | EPD Australasia | start2see Pty Ltd | NZ | Sep 18 2025 | 216 kgCO2e | 1 m3 | May 17 2023 | OpenBox
W | ReadyMix | Firth | Marsden Point | Ready Mix Concrete, 17.5 MPa Standard | As New Zealand’s largest manufacturer of ready... | EPD Australasia | start2see Pty Ltd | NZ | Sep 18 2025 | 208 kgCO2e | 1 m3 | May 17 2023 | OpenBox
E | ReadyMix | Boral | Asphalt plants (? Plant) | Boral NSW/ACT Pre-mix Concrete EPD |  | EPD Australasia | Life Cycle Logic Pty Ltd | 11 Plants | Apr 01 2026 | 313 kgCO2e | 1 m3 | Jul 22 2023 | OpenBox
W | ReadyMix | Hanson Construction Materials Pty Ltd | Sydney Plants (? Plant) | M-Park Stage 01 (Pump 40MPa) | Hanson EcoDocs™ – M-Park Stage 01 (Pump... | EPD Australasia | Tecnalia R&I Certificación, S.L. | ? Plants | Sep 08 2026 | 293 kgCO2e | 1 m3 | Jul 22 2023 | OpenBox
W | ReadyMix | Holcim (Australia) Pty Ltd | Northern Rivers | ViroDecs™ Ready-mix concrete – Northern Rivers (NSW) – ECOPact NE201LBMX | Concrete is prepared by mixing cement, coarse and... | EPD Australasia | Epsten Group, Inc | AU | Aug 17 2026 | 219 kgCO2e | 1 m3 | Jul 22 2023 | OpenBox
W | ReadyMix | Hanson Construction Materials Pty Ltd | Brisbane Plants (? Plant) | Ann Street Project (Reduced Line 32 MPa) | Hanson EcoDocs™ – Ann Street Project. Reduced... | EPD Australasia | Tecnalia R&I Certificación, S.L. | ? Plants | Feb 15 2027 | 246 kgCO2e | 1 m3 | Jul 22 2023 | OpenBox
W | ReadyMix | Holcim (Australia) Pty Ltd | Dubbo | ViroDecs™ Ready-mix concrete – Dubbo Rail Maintenance Facility NS151F225 | Concrete is prepared by mixing cement, coarse and... | EPD Australasia | Epsten Group, Inc | AU | Jul 23 2026 | 220 kgCO2e | 1 m3 | Jul 22 2023 | OpenBox
E | ReadyMix | Holcim (Australia) Pty Ltd | QLD/NT (? Plant) | Holcim ViroDecs™ Special – Ready-mix concrete – Victoria | EPD Product Description and Use ViroDecs™... | EPD Australasia | Epsten Group, Inc | 3 Plants | Aug 04 2026 | 266 kgCO2e | 1 m3 | Jul 22 2023 | OpenBox
W | ReadyMix | Holcim (Australia) Pty Ltd | South East Queensland Plants (? Plant) | ViroDecs™ pre cast ready-mix concrete – SEQ– QS402PR024 | Concrete is prepared by mixing cement, coarse and... | EPD Australasia | Epsten Group, Inc | ? Plants | Jun 03 2026 | 425 kgCO2e | 1 m3 | Jul 22 2023 | OpenBox
E | ReadyMix | Bridgeman Concrete | Bridgeman Concrete Plants (? Plant) | Ready Mixed Concrete from Bridgeman Concrete and MixUp Concrete |  | EPD Australasia | Catalyst Ltd | 7 Plants | Nov 29 2026 | 213 kgCO2e | 1 m3 | Jul 22 2023 | OpenBox
W | ReadyMix | Holcim (Australia) Pty Ltd | Tweed Heads | ViroDecs™ Ready-mix concrete – Tweed Heads (NSW) – ECOPact QE202E,QZ202E | Concrete is prepared by mixing cement, coarse and... | EPD Australasia | Epsten Group, Inc | AU | Dec 12 2026 | 161 kgCO2e | 1 m3 | Jul 22 2023 | OpenBox
W | ReadyMix | Hanson Construction Materials Pty Ltd | Melbourne Plants (? Plant) | Anglo Italian Concrete - Electrolux Project (Chute 40 MPa) | Hanson EcoDocs™ - Electrolux Project (Chute 40... | EPD Australasia | Tecnalia R&I Certificación, S.L. | ? Plants | Feb 15 2027 | 348 kgCO2e | 1 m3 | Jul 22 2023 | OpenBox
W | ReadyMix | Hanson Construction Materials Pty Ltd | Brisbane Plants (? Plant) | DGC Tower 1 (Mix A: Pump 32 MPa) | Hanson EcoDocs™ – DGC Tower 1. Mix A: Pump 32... | EPD Australasia | Tecnalia R&I Certificación, S.L. | ? Plants | Jun 15 2027 | 208 kgCO2e | 1 m3 | Jul 22 2023 | OpenBox
E | ReadyMix | Hanson Construction Materials Pty Ltd | Perth Plants (? Plant) | Bunbury Outer Ring Road (BORR) Project (Mix A: StabSand 0 MPa) | Mix A: StabSand 0 MPa - 25% Indicative Cement... | EPD Australasia | Tecnalia R&I Certificación, S.L. | ? Plants | Jun 23 2027 | 101 kgCO2e | 1 m3 | Jul 22 2023 | OpenBox
F | ReadyMix | Boral | Asphalt plants (? Plant) | Boral Northern Territory Region Pre-mix Concrete EPD |  | EPD Australasia | Life Cycle Logic Pty Ltd | 11 Plants | Apr 20 2028 | 12.2 kgCO2e | 1 m3 | Jul 22 2023 | OpenBox
W | ReadyMix | Holcim (Australia) Pty Ltd | Holcim Adelaide Metropolitan Concrete Plants (?... | ViroDecs™ Ready-mix concrete – South Australia – Adelaide – ECOPact SE202E | Concrete is prepared by mixing cement, coarse and... | EPD Australasia | Tecnalia R&I Certificación, S.L. | ? Plants | Jan 27 2027 | 209 kgCO2e | 1 m3 | Jun 17 2023 | OpenBox
F | ReadyMix | Boral | Asphalt plants (? Plant) | Boral Northern Territory Region Pre-mix Concrete EPD |  | EPD Australasia | Life Cycle Logic Pty Ltd | 11 Plants | Apr 20 2028 | 12.2 kgCO2e | 1 m3 | Jun 17 2023 | OpenBox
W | ReadyMix | Firth | Otaki | Ready Mix Concrete, 30 MPa Standard | As New Zealand’s largest manufacturer of ready... | EPD Australasia | start2see Pty Ltd | NZ | Sep 18 2025 | 251 kgCO2e | 1 m3 | May 17 2023 | OpenBox
W | ReadyMix | Firth | Otaki | Ready Mix Concrete, 17.5 MPa Standard | As New Zealand’s largest manufacturer of ready... | EPD Australasia | start2see Pty Ltd | NZ | Sep 18 2025 | 200 kgCO2e | 1 m3 | May 17 2023 | OpenBox
W | ReadyMix | Firth | Otaki | Ready Mix Concrete, 20 MPa Standard | As New Zealand’s largest manufacturer of ready... | EPD Australasia | start2see Pty Ltd | NZ | Sep 18 2025 | 197 kgCO2e | 1 m3 | May 17 2023 | OpenBox
W | ReadyMix | Firth | Otaki | Ready Mix Concrete, 25 MPa Standard | As New Zealand’s largest manufacturer of ready... | EPD Australasia | start2see Pty Ltd | NZ | Sep 18 2025 | 232 kgCO2e | 1 m3 | May 17 2023 | OpenBox
W | ReadyMix | Firth | Otaki | Ready Mix Concrete, 40 MPa Standard | As New Zealand’s largest manufacturer of ready... | EPD Australasia | start2see Pty Ltd | NZ | Sep 18 2025 | 296 kgCO2e | 1 m3 | May 17 2023 | OpenBox
W | ReadyMix | Firth | Otaki | Ready Mix Concrete, 45 MPa Standard | As New Zealand’s largest manufacturer of ready... | EPD Australasia | start2see Pty Ltd | NZ | Sep 18 2025 | 309 kgCO2e | 1 m3 | May 17 2023 | OpenBox
W | ReadyMix | Firth | Otaki | Ready Mix Concrete, 50 MPa Standard | As New Zealand’s largest manufacturer of ready... | EPD Australasia | start2see Pty Ltd | NZ | Sep 18 2025 | 399 kgCO2e | 1 m3 | May 17 2023 | OpenBox
W | ReadyMix | Firth | Marsden Point | Ready Mix Concrete, 30 MPa Standard | As New Zealand’s largest manufacturer of ready... | EPD Australasia | start2see Pty Ltd | NZ | Sep 18 2025 | 254 kgCO2e | 1 m3 | May 17 2023 | OpenBox
W | ReadyMix | Firth | Marsden Point | Ready Mix Concrete, 20 MPa Standard | As New Zealand’s largest manufacturer of ready... | EPD Australasia | start2see Pty Ltd | NZ | Sep 18 2025 | 216 kgCO2e | 1 m3 | May 17 2023 | OpenBox
W | ReadyMix | Firth | Marsden Point | Ready Mix Concrete, 17.5 MPa Standard | As New Zealand’s largest manufacturer of ready... | EPD Australasia | start2see Pty Ltd | NZ | Sep 18 2025 | 208 kgCO2e | 1 m3 | May 17 2023 | OpenBox
W | ReadyMix | Firth | Paihia | Ready Mix Concrete, 50 MPa Standard | As New Zealand’s largest manufacturer of ready... | EPD Australasia | start2see Pty Ltd | NZ | Sep 18 2025 | 360 kgCO2e | 1 m3 | May 17 2023 | OpenBox
W | ReadyMix | Firth | Palmerston North | Ready Mix Concrete, 30 MPa Standard | As New Zealand’s largest manufacturer of ready... | EPD Australasia | start2see Pty Ltd | NZ | Sep 18 2025 | 252 kgCO2e | 1 m3 | May 17 2023 | OpenBox
W | ReadyMix | Firth | Palmerston North | Ready Mix Concrete, 35 MPa Standard | As New Zealand’s largest manufacturer of ready... | EPD Australasia | start2see Pty Ltd | NZ | Sep 18 2025 | 265 kgCO2e | 1 m3 | May 17 2023 | OpenBox
W | ReadyMix | Firth | Palmerston North | Ready Mix Concrete, 17.5 MPa Standard | As New Zealand’s largest manufacturer of ready... | EPD Australasia | start2see Pty Ltd | NZ | Sep 18 2025 | 197 kgCO2e | 1 m3 | May 17 2023 | OpenBox
W | ReadyMix | Firth | Palmerston North | Ready Mix Concrete, 20 MPa Standard | As New Zealand’s largest manufacturer of ready... | EPD Australasia | start2see Pty Ltd | NZ | Sep 18 2025 | 209 kgCO2e | 1 m3 | May 17 2023 | OpenBox
W | ReadyMix | Firth | Palmerston North | Ready Mix Concrete, 25 MPa Standard | As New Zealand’s largest manufacturer of ready... | EPD Australasia | start2see Pty Ltd | NZ | Sep 18 2025 | 226 kgCO2e | 1 m3 | May 17 2023 | OpenBox
W | ReadyMix | Firth | Palmerston North | Ready Mix Concrete, 40 MPa Standard | As New Zealand’s largest manufacturer of ready... | EPD Australasia | start2see Pty Ltd | NZ | Sep 18 2025 | 304 kgCO2e | 1 m3 | May 17 2023 | OpenBox
W | ReadyMix | Firth | Palmerston North | Ready Mix Concrete, 50 MPa Standard | As New Zealand’s largest manufacturer of ready... | EPD Australasia | start2see Pty Ltd | NZ | Sep 18 2025 | 361 kgCO2e | 1 m3 | May 17 2023 | OpenBox
W | ReadyMix | Firth | Rotorua | Ready Mix Concrete, 30 MPa Standard | As New Zealand’s largest manufacturer of ready... | EPD Australasia | start2see Pty Ltd | NZ | Sep 18 2025 | 277 kgCO2e | 1 m3 | May 17 2023 | OpenBox
W | ReadyMix | Firth | Rotorua | Ready Mix Concrete, 35 MPa Standard | As New Zealand’s largest manufacturer of ready... | EPD Australasia | start2see Pty Ltd | NZ | Sep 18 2025 | 287 kgCO2e | 1 m3 | May 17 2023 | OpenBox
W | ReadyMix | Firth | Rotorua | Ready Mix Concrete, 17.5 MPa Standard | As New Zealand’s largest manufacturer of ready... | EPD Australasia | start2see Pty Ltd | NZ | Sep 18 2025 | 226 kgCO2e | 1 m3 | May 17 2023 | OpenBox
W | ReadyMix | Firth | Rotorua | Ready Mix Concrete, 20 MPa Standard | As New Zealand’s largest manufacturer of ready... | EPD Australasia | start2see Pty Ltd | NZ | Sep 18 2025 | 233 kgCO2e | 1 m3 | May 17 2023 | OpenBox
W | ReadyMix | Firth | Rotorua | Ready Mix Concrete, 25 MPa Standard | As New Zealand’s largest manufacturer of ready... | EPD Australasia | start2see Pty Ltd | NZ | Sep 18 2025 | 249 kgCO2e | 1 m3 | May 17 2023 | OpenBox
W | ReadyMix | Firth | Rotorua | Ready Mix Concrete, 40 MPa Standard | As New Zealand’s largest manufacturer of ready... | EPD Australasia | start2see Pty Ltd | NZ | Sep 18 2025 | 314 kgCO2e | 1 m3 | May 17 2023 | OpenBox
W | ReadyMix | Firth | Rotorua | Ready Mix Concrete, 45 MPa Standard | As New Zealand’s largest manufacturer of ready... | EPD Australasia | start2see Pty Ltd | NZ | Sep 18 2025 | 341 kgCO2e | 1 m3 | May 17 2023 | OpenBox
W | ReadyMix | Firth | Rotorua | Ready Mix Concrete, 50 MPa Standard | As New Zealand’s largest manufacturer of ready... | EPD Australasia | start2see Pty Ltd | NZ | Sep 18 2025 | 366 kgCO2e | 1 m3 | May 17 2023 | OpenBox
W | ReadyMix | Firth | Russell | Ready Mix Concrete, 20 MPa Standard | As New Zealand’s largest manufacturer of ready... | EPD Australasia | start2see Pty Ltd | NZ | Sep 18 2025 | 225 kgCO2e | 1 m3 | May 17 2023 | OpenBox
W | ReadyMix | Firth | Russell | Ready Mix Concrete, 30 MPa Standard | As New Zealand’s largest manufacturer of ready... | EPD Australasia | start2see Pty Ltd | NZ | Sep 18 2025 | 266 kgCO2e | 1 m3 | May 17 2023 | OpenBox
W | ReadyMix | Firth | Russell | Ready Mix Concrete, 17.5 MPa Standard | As New Zealand’s largest manufacturer of ready... | EPD Australasia | start2see Pty Ltd | NZ | Sep 18 2025 | 206 kgCO2e | 1 m3 | May 17 2023 | OpenBox
W | ReadyMix | Firth | Russell | Ready Mix Concrete, 25 MPa Standard | As New Zealand’s largest manufacturer of ready... | EPD Australasia | start2see Pty Ltd | NZ | Sep 18 2025 | 237 kgCO2e | 1 m3 | May 17 2023 | OpenBox
W | ReadyMix | Firth | Russell | Ready Mix Concrete, 40 MPa Standard | As New Zealand’s largest manufacturer of ready... | EPD Australasia | start2see Pty Ltd | NZ | Sep 18 2025 | 314 kgCO2e | 1 m3 | May 17 2023 | OpenBox
W | ReadyMix | Firth | Stratford | Ready Mix Concrete, 30 MPa Standard | As New Zealand’s largest manufacturer of ready... | EPD Australasia | start2see Pty Ltd | NZ | Sep 18 2025 | 274 kgCO2e | 1 m3 | May 17 2023 | OpenBox
W | ReadyMix | Firth | Stratford | Ready Mix Concrete, 35 MPa Standard | As New Zealand’s largest manufacturer of ready... | EPD Australasia | start2see Pty Ltd | NZ | Sep 18 2025 | 295 kgCO2e | 1 m3 | May 17 2023 | OpenBox
W | ReadyMix | Firth | Stratford | Ready Mix Concrete, 20 MPa Standard | As New Zealand’s largest manufacturer of ready... | EPD Australasia | start2see Pty Ltd | NZ | Sep 18 2025 | 227 kgCO2e | 1 m3 | May 17 2023 | OpenBox
W | ReadyMix | Firth | Stratford | Ready Mix Concrete, 17.5 MPa Standard | As New Zealand’s largest manufacturer of ready... | EPD Australasia | start2see Pty Ltd | NZ | Sep 18 2025 | 209 kgCO2e | 1 m3 | May 17 2023 | OpenBox
W | ReadyMix | Firth | Stratford | Ready Mix Concrete, 25 MPa Standard | As New Zealand’s largest manufacturer of ready... | EPD Australasia | start2see Pty Ltd | NZ | Sep 18 2025 | 274 kgCO2e | 1 m3 | May 17 2023 | OpenBox
W | ReadyMix | Firth | Stratford | Ready Mix Concrete, 40 MPa Standard | As New Zealand’s largest manufacturer of ready... | EPD Australasia | start2see Pty Ltd | NZ | Sep 18 2025 | 330 kgCO2e | 1 m3 | May 17 2023 | OpenBox
W | ReadyMix | Firth | Stratford | Ready Mix Concrete, 45 MPa Standard | As New Zealand’s largest manufacturer of ready... | EPD Australasia | start2see Pty Ltd | NZ | Sep 18 2025 | 365 kgCO2e | 1 m3 | May 17 2023 | OpenBox
W | ReadyMix | Firth | Taupo | Ready Mix Concrete, 30 MPa Standard | As New Zealand’s largest manufacturer of ready... | EPD Australasia | start2see Pty Ltd | NZ | Sep 18 2025 | 286 kgCO2e | 1 m3 | May 17 2023 | OpenBox
W | ReadyMix | Firth | Taupo | Ready Mix Concrete, 35 MPa Standard | As New Zealand’s largest manufacturer of ready... | EPD Australasia | start2see Pty Ltd | NZ | Sep 18 2025 | 297 kgCO2e | 1 m3 | May 17 2023 | OpenBox
W | ReadyMix | Firth | Taupo | Ready Mix Concrete, 20 MPa Standard | As New Zealand’s largest manufacturer of ready... | EPD Australasia | start2see Pty Ltd | NZ | Sep 18 2025 | 239 kgCO2e | 1 m3 | May 17 2023 | OpenBox
W | ReadyMix | Firth | Taupo | Ready Mix Concrete, 17.5 MPa Standard | As New Zealand’s largest manufacturer of ready... | EPD Australasia | start2see Pty Ltd | NZ | Sep 18 2025 | 229 kgCO2e | 1 m3 | May 17 2023 | OpenBox
W | ReadyMix | Firth | Taupo | Ready Mix Concrete, 25 MPa Standard | As New Zealand’s largest manufacturer of ready... | EPD Australasia | start2see Pty Ltd | NZ | Sep 18 2025 | 259 kgCO2e | 1 m3 | May 17 2023 | OpenBox
W | ReadyMix | Firth | Taupo | Ready Mix Concrete, 40 MPa Standard | As New Zealand’s largest manufacturer of ready... | EPD Australasia | start2see Pty Ltd | NZ | Sep 18 2025 | 331 kgCO2e | 1 m3 | May 17 2023 | OpenBox
W | ReadyMix | Firth | Taupo | Ready Mix Concrete, 50 MPa Standard | As New Zealand’s largest manufacturer of ready... | EPD Australasia | start2see Pty Ltd | NZ | Sep 18 2025 | 359 kgCO2e | 1 m3 | May 17 2023 | OpenBox
W | ReadyMix | Firth | Auckland City | Ready Mix Concrete, 35 MPa Standard | As New Zealand’s largest manufacturer of ready... | EPD Australasia | start2see Pty Ltd | NZ | Sep 18 2025 | 269 kgCO2e | 1 m3 | May 17 2023 | OpenBox
W | ReadyMix | Firth | Auckland City | Ready Mix Concrete, 25 MPa Standard | As New Zealand’s largest manufacturer of ready... | EPD Australasia | start2see Pty Ltd | NZ | Sep 18 2025 | 253 kgCO2e | 1 m3 | May 17 2023 | OpenBox
W | ReadyMix | Firth | Auckland City | Ready Mix Concrete, 17.5 MPa Standard | As New Zealand’s largest manufacturer of ready... | EPD Australasia | start2see Pty Ltd | NZ | Sep 18 2025 | 198 kgCO2e | 1 m3 | May 17 2023 | OpenBox
W | ReadyMix | Firth | Auckland City | Ready Mix Concrete, 20 MPa Standard | As New Zealand’s largest manufacturer of ready... | EPD Australasia | start2see Pty Ltd | NZ | Sep 18 2025 | 231 kgCO2e | 1 m3 | May 17 2023 | OpenBox
W | ReadyMix | Firth | Auckland City | Ready Mix Concrete, 40 MPa Standard | As New Zealand’s largest manufacturer of ready... | EPD Australasia | start2see Pty Ltd | NZ | Sep 18 2025 | 304 kgCO2e | 1 m3 | May 17 2023 | OpenBox
W | ReadyMix | Firth | Auckland City | Ready Mix Concrete, 30 MPa Standard | As New Zealand’s largest manufacturer of ready... | EPD Australasia | start2see Pty Ltd | NZ | Sep 18 2025 | 254 kgCO2e | 1 m3 | May 17 2023 | OpenBox
W | ReadyMix | Firth | Auckland City | Ready Mix Concrete, 45 MPa Standard | As New Zealand’s largest manufacturer of ready... | EPD Australasia | start2see Pty Ltd | NZ | Sep 18 2025 | 311 kgCO2e | 1 m3 | May 17 2023 | OpenBox
W | ReadyMix | Firth | Auckland City | Ready Mix Concrete, 50 MPa Standard | As New Zealand’s largest manufacturer of ready... | EPD Australasia | start2see Pty Ltd | NZ | Sep 18 2025 | 404 kgCO2e | 1 m3 | May 17 2023 | OpenBox
W | ReadyMix | Firth | Auckland Henderson | Ready Mix Concrete, 40 MPa Standard | As New Zealand’s largest manufacturer of ready... | EPD Australasia | start2see Pty Ltd | NZ | Sep 18 2025 | 306 kgCO2e | 1 m3 | May 17 2023 | OpenBox
W | ReadyMix | Firth | Auckland Henderson | Ready Mix Concrete, 35 MPa Standard | As New Zealand’s largest manufacturer of ready... | EPD Australasia | start2see Pty Ltd | NZ | Sep 18 2025 | 295 kgCO2e | 1 m3 | May 17 2023 | OpenBox
W | ReadyMix | Firth | Auckland Henderson | Ready Mix Concrete, 25 MPa Standard | As New Zealand’s largest manufacturer of ready... | EPD Australasia | start2see Pty Ltd | NZ | Sep 18 2025 | 257 kgCO2e | 1 m3 | May 17 2023 | OpenBox
W | ReadyMix | Firth | Auckland Henderson | Ready Mix Concrete, 17.5 MPa Standard | As New Zealand’s largest manufacturer of ready... | EPD Australasia | start2see Pty Ltd | NZ | Sep 18 2025 | 204 kgCO2e | 1 m3 | May 17 2023 | OpenBox
W | ReadyMix | Firth | Auckland Henderson | Ready Mix Concrete, 20 MPa Standard | As New Zealand’s largest manufacturer of ready... | EPD Australasia | start2see Pty Ltd | NZ | Sep 18 2025 | 229 kgCO2e | 1 m3 | May 17 2023 | OpenBox
W | ReadyMix | Firth | Auckland Henderson | Ready Mix Concrete, 30 MPa Standard | As New Zealand’s largest manufacturer of ready... | EPD Australasia | start2see Pty Ltd | NZ | Sep 18 2025 | 265 kgCO2e | 1 m3 | May 17 2023 | OpenBox
W | ReadyMix | Firth | Auckland Henderson | Ready Mix Concrete, 45 MPa Standard | As New Zealand’s largest manufacturer of ready... | EPD Australasia | start2see Pty Ltd | NZ | Sep 18 2025 | 349 kgCO2e | 1 m3 | May 17 2023 | OpenBox
W | ReadyMix | Firth | Auckland Henderson | Ready Mix Concrete, 50 MPa Standard | As New Zealand’s largest manufacturer of ready... | EPD Australasia | start2see Pty Ltd | NZ | Sep 18 2025 | 388 kgCO2e | 1 m3 | May 17 2023 | OpenBox
W | ReadyMix | Firth | Auckland Mt Wellington | Ready Mix Concrete, 20 MPa Standard | As New Zealand’s largest manufacturer of ready... | EPD Australasia | start2see Pty Ltd | NZ | Sep 18 2025 | 236 kgCO2e | 1 m3 | May 17 2023 | OpenBox
W | ReadyMix | Firth | Auckland Mt Wellington | Ready Mix Concrete, 35 MPa Standard | As New Zealand’s largest manufacturer of ready... | EPD Australasia | start2see Pty Ltd | NZ | Sep 18 2025 | 279 kgCO2e | 1 m3 | May 17 2023 | OpenBox
W | ReadyMix | Firth | Auckland Mt Wellington | Ready Mix Concrete, 25 MPa Standard | As New Zealand’s largest manufacturer of ready... | EPD Australasia | start2see Pty Ltd | NZ | Sep 18 2025 | 263 kgCO2e | 1 m3 | May 17 2023 | OpenBox
W | ReadyMix | Firth | Auckland Mt Wellington | Ready Mix Concrete, 17.5 MPa Standard | As New Zealand’s largest manufacturer of ready... | EPD Australasia | start2see Pty Ltd | NZ | Sep 18 2025 | 203 kgCO2e | 1 m3 | May 17 2023 | OpenBox
W | ReadyMix | Firth | Auckland Mt Wellington | Ready Mix Concrete, 30 MPa Standard | As New Zealand’s largest manufacturer of ready... | EPD Australasia | start2see Pty Ltd | NZ | Sep 18 2025 | 264 kgCO2e | 1 m3 | May 17 2023 | OpenBox
W | ReadyMix | Firth | Auckland Mt Wellington | Ready Mix Concrete, 40 MPa Standard | As New Zealand’s largest manufacturer of ready... | EPD Australasia | start2see Pty Ltd | NZ | Sep 18 2025 | 306 kgCO2e | 1 m3 | May 17 2023 | OpenBox
W | ReadyMix | Firth | Auckland Mt Wellington | Ready Mix Concrete, 45 MPa Standard | As New Zealand’s largest manufacturer of ready... | EPD Australasia | start2see Pty Ltd | NZ | Sep 18 2025 | 328 kgCO2e | 1 m3 | May 17 2023 | OpenBox
W | ReadyMix | Firth | Auckland Mt Wellington | Ready Mix Concrete, 50 MPa Standard | As New Zealand’s largest manufacturer of ready... | EPD Australasia | start2see Pty Ltd | NZ | Sep 18 2025 | 399 kgCO2e | 1 m3 | May 17 2023 | OpenBox
W | ReadyMix | Firth | Auckland Manukau | Ready Mix Concrete, 35 MPa Standard | As New Zealand’s largest manufacturer of ready... | EPD Australasia | start2see Pty Ltd | NZ | Sep 18 2025 | 281 kgCO2e | 1 m3 | May 17 2023 | OpenBox
W | ReadyMix | Firth | Auckland Manukau | Ready Mix Concrete, 20 MPa Standard | As New Zealand’s largest manufacturer of ready... | EPD Australasia | start2see Pty Ltd | NZ | Sep 18 2025 | 221 kgCO2e | 1 m3 | May 17 2023 | OpenBox
W | ReadyMix | Firth | Auckland Manukau | Ready Mix Concrete, 25 MPa Standard | As New Zealand’s largest manufacturer of ready... | EPD Australasia | start2see Pty Ltd | NZ | Sep 18 2025 | 241 kgCO2e | 1 m3 | May 17 2023 | OpenBox
W | ReadyMix | Firth | Auckland Manukau | Ready Mix Concrete, 17.5 MPa Standard | As New Zealand’s largest manufacturer of ready... | EPD Australasia | start2see Pty Ltd | NZ | Sep 18 2025 | 206 kgCO2e | 1 m3 | May 17 2023 | OpenBox
W | ReadyMix | Firth | Auckland Manukau | Ready Mix Concrete, 40 MPa Standard | As New Zealand’s largest manufacturer of ready... | EPD Australasia | start2see Pty Ltd | NZ | Sep 18 2025 | 316 kgCO2e | 1 m3 | May 17 2023 | OpenBox
W | ReadyMix | Firth | Auckland Manukau | Ready Mix Concrete, 30 MPa Standard | As New Zealand’s largest manufacturer of ready... | EPD Australasia | start2see Pty Ltd | NZ | Sep 18 2025 | 267 kgCO2e | 1 m3 | May 17 2023 | OpenBox
W | ReadyMix | Firth | Auckland Manukau | Ready Mix Concrete, 45 MPa Standard | As New Zealand’s largest manufacturer of ready... | EPD Australasia | start2see Pty Ltd | NZ | Sep 18 2025 | 355 kgCO2e | 1 m3 | May 17 2023 | OpenBox
W | ReadyMix | Firth | Auckland Manukau | Ready Mix Concrete, 50 MPa Standard | As New Zealand’s largest manufacturer of ready... | EPD Australasia | start2see Pty Ltd | NZ | Sep 18 2025 | 347 kgCO2e | 1 m3 | May 17 2023 | OpenBox
W | ReadyMix | Firth | Te Awamutu | Ready Mix Concrete, 30 MPa Standard | As New Zealand’s largest manufacturer of ready... | EPD Australasia | start2see Pty Ltd | NZ | Sep 18 2025 | 275 kgCO2e | 1 m3 | May 17 2023 | OpenBox
W | ReadyMix | Firth | Te Awamutu | Ready Mix Concrete, 20 MPa Standard | As New Zealand’s largest manufacturer of ready... | EPD Australasia | start2see Pty Ltd | NZ | Sep 18 2025 | 221 kgCO2e | 1 m3 | May 17 2023 | OpenBox
W | ReadyMix | Firth | Te Awamutu | Ready Mix Concrete, 17.5 MPa Standard | As New Zealand’s largest manufacturer of ready... | EPD Australasia | start2see Pty Ltd | NZ | Sep 18 2025 | 202 kgCO2e | 1 m3 | May 17 2023 | OpenBox
W | ReadyMix | Firth | Te Awamutu | Ready Mix Concrete, 25 MPa Standard | As New Zealand’s largest manufacturer of ready... | EPD Australasia | start2see Pty Ltd | NZ | Sep 18 2025 | 241 kgCO2e | 1 m3 | May 17 2023 | OpenBox
W | ReadyMix | Firth | Te Awamutu | Ready Mix Concrete, 40 MPa Standard | As New Zealand’s largest manufacturer of ready... | EPD Australasia | start2see Pty Ltd | NZ | Sep 18 2025 | 309 kgCO2e | 1 m3 | May 17 2023 | OpenBox
W | ReadyMix | Firth | Te Awamutu | Ready Mix Concrete, 50 MPa Standard | As New Zealand’s largest manufacturer of ready... | EPD Australasia | start2see Pty Ltd | NZ | Sep 18 2025 | 364 kgCO2e | 1 m3 | May 17 2023 | OpenBox
W | ReadyMix | Firth | Te Puke | Ready Mix Concrete, 30 MPa Standard | As New Zealand’s largest manufacturer of ready... | EPD Australasia | start2see Pty Ltd | NZ | Sep 18 2025 | 290 kgCO2e | 1 m3 | May 17 2023 | OpenBox
W | ReadyMix | Firth | Te Puke | Ready Mix Concrete, 35 MPa Standard | As New Zealand’s largest manufacturer of ready... | EPD Australasia | start2see Pty Ltd | NZ | Sep 18 2025 | 302 kgCO2e | 1 m3 | May 17 2023 | OpenBox
W | ReadyMix | Firth | Te Puke | Ready Mix Concrete, 20 MPa Standard | As New Zealand’s largest manufacturer of ready... | EPD Australasia | start2see Pty Ltd | NZ | Sep 18 2025 | 240 kgCO2e | 1 m3 | May 17 2023 | OpenBox
W | ReadyMix | Firth | Te Puke | Ready Mix Concrete, 17.5 MPa Standard | As New Zealand’s largest manufacturer of ready... | EPD Australasia | start2see Pty Ltd | NZ | Sep 18 2025 | 243 kgCO2e | 1 m3 | May 17 2023 | OpenBox
W | ReadyMix | Firth | Te Puke | Ready Mix Concrete, 25 MPa Standard | As New Zealand’s largest manufacturer of ready... | EPD Australasia | start2see Pty Ltd | NZ | Sep 18 2025 | 263 kgCO2e | 1 m3 | May 17 2023 | OpenBox
W | ReadyMix | Firth | Te Puke | Ready Mix Concrete, 40 MPa Standard | As New Zealand’s largest manufacturer of ready... | EPD Australasia | start2see Pty Ltd | NZ | Sep 18 2025 | 334 kgCO2e | 1 m3 | May 17 2023 | OpenBox
W | ReadyMix | Firth | Te Puke | Ready Mix Concrete, 50 MPa Standard | As New Zealand’s largest manufacturer of ready... | EPD Australasia | start2see Pty Ltd | NZ | Sep 18 2025 | 370 kgCO2e | 1 m3 | May 17 2023 | OpenBox
W | ReadyMix | Firth | Thames | Ready Mix Concrete, 30 MPa Standard | As New Zealand’s largest manufacturer of ready... | EPD Australasia | start2see Pty Ltd | NZ | Sep 18 2025 | 271 kgCO2e | 1 m3 | May 17 2023 | OpenBox
W | ReadyMix | Firth | Thames | Ready Mix Concrete, 35 MPa Standard | As New Zealand’s largest manufacturer of ready... | EPD Australasia | start2see Pty Ltd | NZ | Sep 18 2025 | 304 kgCO2e | 1 m3 | May 17 2023 | OpenBox
W | ReadyMix | Firth | Thames | Ready Mix Concrete, 20 MPa Standard | As New Zealand’s largest manufacturer of ready... | EPD Australasia | start2see Pty Ltd | NZ | Sep 18 2025 | 221 kgCO2e | 1 m3 | May 17 2023 | OpenBox
W | ReadyMix | Firth | Thames | Ready Mix Concrete, 17.5 MPa Standard | As New Zealand’s largest manufacturer of ready... | EPD Australasia | start2see Pty Ltd | NZ | Sep 18 2025 | 207 kgCO2e | 1 m3 | May 17 2023 | OpenBox
W | ReadyMix | Firth | Thames | Ready Mix Concrete, 25 MPa Standard | As New Zealand’s largest manufacturer of ready... | EPD Australasia | start2see Pty Ltd | NZ | Sep 18 2025 | 246 kgCO2e | 1 m3 | May 17 2023 | OpenBox
W | ReadyMix | Firth | Thames | Ready Mix Concrete, 40 MPa Standard | As New Zealand’s largest manufacturer of ready... | EPD Australasia | start2see Pty Ltd | NZ | Sep 18 2025 | 319 kgCO2e | 1 m3 | May 17 2023 | OpenBox
W | ReadyMix | Firth | Thames | Ready Mix Concrete, 50 MPa Standard | As New Zealand’s largest manufacturer of ready... | EPD Australasia | start2see Pty Ltd | NZ | Sep 18 2025 | 385 kgCO2e | 1 m3 | May 17 2023 | OpenBox
W | ReadyMix | Firth | Tokoroa | Ready Mix Concrete, 30 MPa Standard | As New Zealand’s largest manufacturer of ready... | EPD Australasia | start2see Pty Ltd | NZ | Sep 18 2025 | 259 kgCO2e | 1 m3 | May 17 2023 | OpenBox
W | ReadyMix | Firth | Tokoroa | Ready Mix Concrete, 35 MPa Standard | As New Zealand’s largest manufacturer of ready... | EPD Australasia | start2see Pty Ltd | NZ | Sep 18 2025 | 287 kgCO2e | 1 m3 | May 17 2023 | OpenBox
W | ReadyMix | Firth | Tokoroa | Ready Mix Concrete, 20 MPa Standard | As New Zealand’s largest manufacturer of ready... | EPD Australasia | start2see Pty Ltd | NZ | Sep 18 2025 | 227 kgCO2e | 1 m3 | May 17 2023 | OpenBox
W | ReadyMix | Firth | Tokoroa | Ready Mix Concrete, 17.5 MPa Standard | As New Zealand’s largest manufacturer of ready... | EPD Australasia | start2see Pty Ltd | NZ | Sep 18 2025 | 218 kgCO2e | 1 m3 | May 17 2023 | OpenBox
W | ReadyMix | Firth | Tokoroa | Ready Mix Concrete, 25 MPa Standard | As New Zealand’s largest manufacturer of ready... | EPD Australasia | start2see Pty Ltd | NZ | Sep 18 2025 | 249 kgCO2e | 1 m3 | May 17 2023 | OpenBox
W | ReadyMix | Firth | Tokoroa | Ready Mix Concrete, 40 MPa Standard | As New Zealand’s largest manufacturer of ready... | EPD Australasia | start2see Pty Ltd | NZ | Sep 18 2025 | 335 kgCO2e | 1 m3 | May 17 2023 | OpenBox
W | ReadyMix | Firth | Tokoroa | Ready Mix Concrete, 50 MPa Standard | As New Zealand’s largest manufacturer of ready... | EPD Australasia | start2see Pty Ltd | NZ | Sep 18 2025 | 376 kgCO2e | 1 m3 | May 17 2023 | OpenBox
W | ReadyMix | Firth | Turangi | Ready Mix Concrete, 30 MPa Standard | As New Zealand’s largest manufacturer of ready... | EPD Australasia | start2see Pty Ltd | NZ | Sep 18 2025 | 293 kgCO2e | 1 m3 | May 17 2023 | OpenBox
W | ReadyMix | Firth | Turangi | Ready Mix Concrete, 35 MPa Standard | As New Zealand’s largest manufacturer of ready... | EPD Australasia | start2see Pty Ltd | NZ | Sep 18 2025 | 323 kgCO2e | 1 m3 | May 17 2023 | OpenBox
W | ReadyMix | Firth | Turangi | Ready Mix Concrete, 20 MPa Standard | As New Zealand’s largest manufacturer of ready... | EPD Australasia | start2see Pty Ltd | NZ | Sep 18 2025 | 252 kgCO2e | 1 m3 | May 17 2023 | OpenBox
W | ReadyMix | Firth | Turangi | Ready Mix Concrete, 17.5 MPa Standard | As New Zealand’s largest manufacturer of ready... | EPD Australasia | start2see Pty Ltd | NZ | Sep 18 2025 | 230 kgCO2e | 1 m3 | May 17 2023 | OpenBox
W | ReadyMix | Firth | Turangi | Ready Mix Concrete, 25 MPa Standard | As New Zealand’s largest manufacturer of ready... | EPD Australasia | start2see Pty Ltd | NZ | Sep 18 2025 | 271 kgCO2e | 1 m3 | May 17 2023 | OpenBox
W | ReadyMix | Firth | Turangi | Ready Mix Concrete, 40 MPa Standard | As New Zealand’s largest manufacturer of ready... | EPD Australasia | start2see Pty Ltd | NZ | Sep 18 2025 | 349 kgCO2e | 1 m3 | May 17 2023 | OpenBox
W | ReadyMix | Firth | Turangi | Ready Mix Concrete, 45 MPa Standard | As New Zealand’s largest manufacturer of ready... | EPD Australasia | start2see Pty Ltd | NZ | Sep 18 2025 | 377 kgCO2e | 1 m3 | May 17 2023 | OpenBox
W | ReadyMix | Firth | Turangi | Ready Mix Concrete, 50 MPa Standard | As New Zealand’s largest manufacturer of ready... | EPD Australasia | start2see Pty Ltd | NZ | Sep 18 2025 | 327 kgCO2e | 1 m3 | May 17 2023 | OpenBox
W | ReadyMix | Firth | Waiheke Readymix | Ready Mix Concrete, 30 MPa Standard | As New Zealand’s largest manufacturer of ready... | EPD Australasia | start2see Pty Ltd | NZ | Sep 18 2025 | 275 kgCO2e | 1 m3 | May 17 2023 | OpenBox
W | ReadyMix | Firth | Waiheke Readymix | Ready Mix Concrete, 35 MPa Standard | As New Zealand’s largest manufacturer of ready... | EPD Australasia | start2see Pty Ltd | NZ | Sep 18 2025 | 309 kgCO2e | 1 m3 | May 17 2023 | OpenBox
W | ReadyMix | Firth | Waiheke Readymix | Ready Mix Concrete, 20 MPa Standard | As New Zealand’s largest manufacturer of ready... | EPD Australasia | start2see Pty Ltd | NZ | Sep 18 2025 | 228 kgCO2e | 1 m3 | May 17 2023 | OpenBox
W | ReadyMix | Firth | Waiheke Readymix | Ready Mix Concrete, 17.5 MPa Standard | As New Zealand’s largest manufacturer of ready... | EPD Australasia | start2see Pty Ltd | NZ | Sep 18 2025 | 199 kgCO2e | 1 m3 | May 17 2023 | OpenBox
W | ReadyMix | Firth | Waiheke Readymix | Ready Mix Concrete, 25 MPa Standard | As New Zealand’s largest manufacturer of ready... | EPD Australasia | start2see Pty Ltd | NZ | Sep 18 2025 | 257 kgCO2e | 1 m3 | May 17 2023 | OpenBox
W | ReadyMix | Firth | Waiheke Readymix | Ready Mix Concrete, 40 MPa Standard | As New Zealand’s largest manufacturer of ready... | EPD Australasia | start2see Pty Ltd | NZ | Sep 18 2025 | 320 kgCO2e | 1 m3 | May 17 2023 | OpenBox
W | ReadyMix | Firth | Waiheke Readymix | Ready Mix Concrete, 50 MPa Standard | As New Zealand’s largest manufacturer of ready... | EPD Australasia | start2see Pty Ltd | NZ | Sep 18 2025 | 372 kgCO2e | 1 m3 | May 17 2023 | OpenBox
W | ReadyMix | Firth | Waiheke Readymix | Ready Mix Concrete, 45 MPa Standard | As New Zealand’s largest manufacturer of ready... | EPD Australasia | start2see Pty Ltd | NZ | Sep 18 2025 | 357 kgCO2e | 1 m3 | May 17 2023 | OpenBox
W | ReadyMix | Firth | Auckland Pukekohe | Ready Mix Concrete, 35 MPa Standard | As New Zealand’s largest manufacturer of ready... | EPD Australasia | start2see Pty Ltd | NZ | Sep 18 2025 | 293 kgCO2e | 1 m3 | May 17 2023 | OpenBox
W | ReadyMix | Firth | Auckland Pukekohe | Ready Mix Concrete, 20 MPa Standard | As New Zealand’s largest manufacturer of ready... | EPD Australasia | start2see Pty Ltd | NZ | Sep 18 2025 | 231 kgCO2e | 1 m3 | May 17 2023 | OpenBox
W | ReadyMix | Firth | Auckland Pukekohe | Ready Mix Concrete, 25 MPa Standard | As New Zealand’s largest manufacturer of ready... | EPD Australasia | start2see Pty Ltd | NZ | Sep 18 2025 | 260 kgCO2e | 1 m3 | May 17 2023 | OpenBox
W | ReadyMix | Firth | Auckland Pukekohe | Ready Mix Concrete, 17.5 MPa Standard | As New Zealand’s largest manufacturer of ready... | EPD Australasia | start2see Pty Ltd | NZ | Sep 18 2025 | 219 kgCO2e | 1 m3 | May 17 2023 | OpenBox
W | ReadyMix | Firth | Auckland Pukekohe | Ready Mix Concrete, 30 MPa Standard | As New Zealand’s largest manufacturer of ready... | EPD Australasia | start2see Pty Ltd | NZ | Sep 18 2025 | 270 kgCO2e | 1 m3 | May 17 2023 | OpenBox
W | ReadyMix | Firth | Auckland Pukekohe | Ready Mix Concrete, 40 MPa Standard | As New Zealand’s largest manufacturer of ready... | EPD Australasia | start2see Pty Ltd | NZ | Sep 18 2025 | 333 kgCO2e | 1 m3 | May 17 2023 | OpenBox
W | ReadyMix | Firth | Auckland Pukekohe | Ready Mix Concrete, 50 MPa Standard | As New Zealand’s largest manufacturer of ready... | EPD Australasia | start2see Pty Ltd | NZ | Sep 18 2025 | 396 kgCO2e | 1 m3 | May 17 2023 | OpenBox
W | ReadyMix | Firth | Auckland Silverdale | Ready Mix Concrete, 30 MPa Standard | As New Zealand’s largest manufacturer of ready... | EPD Australasia | start2see Pty Ltd | NZ | Sep 18 2025 | 283 kgCO2e | 1 m3 | May 17 2023 | OpenBox
W | ReadyMix | Firth | Auckland Silverdale | Ready Mix Concrete, 35 MPa Standard | As New Zealand’s largest manufacturer of ready... | EPD Australasia | start2see Pty Ltd | NZ | Sep 18 2025 | 288 kgCO2e | 1 m3 | May 17 2023 | OpenBox
W | ReadyMix | Firth | Auckland Silverdale | Ready Mix Concrete, 20 MPa Standard | As New Zealand’s largest manufacturer of ready... | EPD Australasia | start2see Pty Ltd | NZ | Sep 18 2025 | 228 kgCO2e | 1 m3 | May 17 2023 | OpenBox
W | ReadyMix | Firth | Auckland Silverdale | Ready Mix Concrete, 25 MPa Standard | As New Zealand’s largest manufacturer of ready... | EPD Australasia | start2see Pty Ltd | NZ | Sep 18 2025 | 255 kgCO2e | 1 m3 | May 17 2023 | OpenBox
W | ReadyMix | Firth | Auckland Silverdale | Ready Mix Concrete, 17.5 MPa Standard | As New Zealand’s largest manufacturer of ready... | EPD Australasia | start2see Pty Ltd | NZ | Sep 18 2025 | 208 kgCO2e | 1 m3 | May 17 2023 | OpenBox
W | ReadyMix | Firth | Auckland Silverdale | Ready Mix Concrete, 40 MPa Standard | As New Zealand’s largest manufacturer of ready... | EPD Australasia | start2see Pty Ltd | NZ | Sep 18 2025 | 263 kgCO2e | 1 m3 | May 17 2023 | OpenBox
W | ReadyMix | Firth | Auckland Silverdale | Ready Mix Concrete, 50 MPa Standard | As New Zealand’s largest manufacturer of ready... | EPD Australasia | start2see Pty Ltd | NZ | Sep 18 2025 | 246 kgCO2e | 1 m3 | May 17 2023 | OpenBox
W | ReadyMix | Firth | Dargaville | Ready Mix Concrete, 30 MPa Standard | As New Zealand’s largest manufacturer of ready... | EPD Australasia | start2see Pty Ltd | NZ | Sep 18 2025 | 266 kgCO2e | 1 m3 | May 17 2023 | OpenBox
W | ReadyMix | Firth | Dargaville | Ready Mix Concrete, 35 MPa Standard | As New Zealand’s largest manufacturer of ready... | EPD Australasia | start2see Pty Ltd | NZ | Sep 18 2025 | 287 kgCO2e | 1 m3 | May 17 2023 | OpenBox
W | ReadyMix | Firth | Dargaville | Ready Mix Concrete, 20 MPa Standard | As New Zealand’s largest manufacturer of ready... | EPD Australasia | start2see Pty Ltd | NZ | Sep 18 2025 | 223 kgCO2e | 1 m3 | May 17 2023 | OpenBox
W | ReadyMix | Firth | Dargaville | Ready Mix Concrete, 25 MPa Standard | As New Zealand’s largest manufacturer of ready... | EPD Australasia | start2see Pty Ltd | NZ | Sep 18 2025 | 245 kgCO2e | 1 m3 | May 17 2023 | OpenBox
W | ReadyMix | Firth | Dargaville | Ready Mix Concrete, 17.5 MPa Standard | As New Zealand’s largest manufacturer of ready... | EPD Australasia | start2see Pty Ltd | NZ | Sep 18 2025 | 212 kgCO2e | 1 m3 | May 17 2023 | OpenBox
W | ReadyMix | Firth | Dargaville | Ready Mix Concrete, 40 MPa Standard | As New Zealand’s largest manufacturer of ready... | EPD Australasia | start2see Pty Ltd | NZ | Sep 18 2025 | 314 kgCO2e | 1 m3 | May 17 2023 | OpenBox
W | ReadyMix | Firth | Dargaville | Ready Mix Concrete, 45 MPa Standard | As New Zealand’s largest manufacturer of ready... | EPD Australasia | start2see Pty Ltd | NZ | Sep 18 2025 | 392 kgCO2e | 1 m3 | May 17 2023 | OpenBox
W | ReadyMix | Firth | Dargaville | Ready Mix Concrete, 50 MPa Standard | As New Zealand’s largest manufacturer of ready... | EPD Australasia | start2see Pty Ltd | NZ | Sep 18 2025 | 354 kgCO2e | 1 m3 | May 17 2023 | OpenBox
W | ReadyMix | Firth | Aitkens Gisborne | Ready Mix Concrete, 30 MPa Standard | As New Zealand’s largest manufacturer of ready... | EPD Australasia | start2see Pty Ltd | NZ | Sep 18 2025 | 247 kgCO2e | 1 m3 | May 17 2023 | OpenBox
W | ReadyMix | Firth | Aitkens Gisborne | Ready Mix Concrete, 35 MPa Standard | As New Zealand’s largest manufacturer of ready... | EPD Australasia | start2see Pty Ltd | NZ | Sep 18 2025 | 258 kgCO2e | 1 m3 | May 17 2023 | OpenBox
W | ReadyMix | Firth | Aitkens Gisborne | Ready Mix Concrete, 20 MPa Standard | As New Zealand’s largest manufacturer of ready... | EPD Australasia | start2see Pty Ltd | NZ | Sep 18 2025 | 212 kgCO2e | 1 m3 | May 17 2023 | OpenBox
W | ReadyMix | Firth | Aitkens Gisborne | Ready Mix Concrete, 25 MPa Standard | As New Zealand’s largest manufacturer of ready... | EPD Australasia | start2see Pty Ltd | NZ | Sep 18 2025 | 228 kgCO2e | 1 m3 | May 17 2023 | OpenBox
W | ReadyMix | Firth | Aitkens Gisborne | Ready Mix Concrete, 17.5 MPa Standard | As New Zealand’s largest manufacturer of ready... | EPD Australasia | start2see Pty Ltd | NZ | Sep 18 2025 | 214 kgCO2e | 1 m3 | May 17 2023 | OpenBox
W | ReadyMix | Firth | Aitkens Gisborne | Ready Mix Concrete, 40 MPa Standard | As New Zealand’s largest manufacturer of ready... | EPD Australasia | start2see Pty Ltd | NZ | Sep 18 2025 | 298 kgCO2e | 1 m3 | May 17 2023 | OpenBox
W | ReadyMix | Firth | Aitkens Gisborne | Ready Mix Concrete, 45 MPa Standard | As New Zealand’s largest manufacturer of ready... | EPD Australasia | start2see Pty Ltd | NZ | Sep 18 2025 | 314 kgCO2e | 1 m3 | May 17 2023 | OpenBox
W | ReadyMix | Firth | Aitkens Gisborne | Ready Mix Concrete, 50 MPa Standard | As New Zealand’s largest manufacturer of ready... | EPD Australasia | start2see Pty Ltd | NZ | Sep 18 2025 | 324 kgCO2e | 1 m3 | May 17 2023 | OpenBox
W | ReadyMix | Firth | Hamilton | Ready Mix Concrete, 30 MPa Standard | As New Zealand’s largest manufacturer of ready... | EPD Australasia | start2see Pty Ltd | NZ | Sep 18 2025 | 269 kgCO2e | 1 m3 | May 17 2023 | OpenBox
W | ReadyMix | Firth | Hamilton | Ready Mix Concrete, 35 MPa Standard | As New Zealand’s largest manufacturer of ready... | EPD Australasia | start2see Pty Ltd | NZ | Sep 18 2025 | 279 kgCO2e | 1 m3 | May 17 2023 | OpenBox
W | ReadyMix | Firth | Hamilton | Ready Mix Concrete, 20 MPa Standard | As New Zealand’s largest manufacturer of ready... | EPD Australasia | start2see Pty Ltd | NZ | Sep 18 2025 | 220 kgCO2e | 1 m3 | May 17 2023 | OpenBox
W | ReadyMix | Firth | Hamilton | Ready Mix Concrete, 25 MPa Standard | As New Zealand’s largest manufacturer of ready... | EPD Australasia | start2see Pty Ltd | NZ | Sep 18 2025 | 246 kgCO2e | 1 m3 | May 17 2023 | OpenBox
W | ReadyMix | Firth | Hamilton | Ready Mix Concrete, 17.5 MPa Standard | As New Zealand’s largest manufacturer of ready... | EPD Australasia | start2see Pty Ltd | NZ | Sep 18 2025 | 205 kgCO2e | 1 m3 | May 17 2023 | OpenBox
W | ReadyMix | Firth | Hamilton | Ready Mix Concrete, 40 MPa Standard | As New Zealand’s largest manufacturer of ready... | EPD Australasia | start2see Pty Ltd | NZ | Sep 18 2025 | 316 kgCO2e | 1 m3 | May 17 2023 | OpenBox
W | ReadyMix | Firth | Hamilton | Ready Mix Concrete, 50 MPa Standard | As New Zealand’s largest manufacturer of ready... | EPD Australasia | start2see Pty Ltd | NZ | Sep 18 2025 | 321 kgCO2e | 1 m3 | May 17 2023 | OpenBox
W | ReadyMix | Firth | Hamilton | Ready Mix Concrete, 45 MPa Standard | As New Zealand’s largest manufacturer of ready... | EPD Australasia | start2see Pty Ltd | NZ | Sep 18 2025 | 316 kgCO2e | 1 m3 | May 17 2023 | OpenBox
W | ReadyMix | Firth | Hastings | Ready Mix Concrete, 30 MPa Standard | As New Zealand’s largest manufacturer of ready... | EPD Australasia | start2see Pty Ltd | NZ | Sep 18 2025 | 221 kgCO2e | 1 m3 | May 17 2023 | OpenBox
W | ReadyMix | Firth | Hastings | Ready Mix Concrete, 35 MPa Standard | As New Zealand’s largest manufacturer of ready... | EPD Australasia | start2see Pty Ltd | NZ | Sep 18 2025 | 243 kgCO2e | 1 m3 | May 17 2023 | OpenBox
W | ReadyMix | Firth | Hastings | Ready Mix Concrete, 20 MPa Standard | As New Zealand’s largest manufacturer of ready... | EPD Australasia | start2see Pty Ltd | NZ | Sep 18 2025 | 197 kgCO2e | 1 m3 | May 17 2023 | OpenBox
W | ReadyMix | Firth | Hastings | Ready Mix Concrete, 25 MPa Standard | As New Zealand’s largest manufacturer of ready... | EPD Australasia | start2see Pty Ltd | NZ | Sep 18 2025 | 204 kgCO2e | 1 m3 | May 17 2023 | OpenBox
W | ReadyMix | Firth | Hastings | Ready Mix Concrete, 17.5 MPa Standard | As New Zealand’s largest manufacturer of ready... | EPD Australasia | start2see Pty Ltd | NZ | Sep 18 2025 | 179 kgCO2e | 1 m3 | May 17 2023 | OpenBox
W | ReadyMix | Firth | Hastings | Ready Mix Concrete, 40 MPa Standard | As New Zealand’s largest manufacturer of ready... | EPD Australasia | start2see Pty Ltd | NZ | Sep 18 2025 | 285 kgCO2e | 1 m3 | May 17 2023 | OpenBox
W | ReadyMix | Firth | Hastings | Ready Mix Concrete, 50 MPa Standard | As New Zealand’s largest manufacturer of ready... | EPD Australasia | start2see Pty Ltd | NZ | Sep 18 2025 | 359 kgCO2e | 1 m3 | May 17 2023 | OpenBox
W | ReadyMix | Firth | Waihi | Ready Mix Concrete, 30 MPa Standard | As New Zealand’s largest manufacturer of ready... | EPD Australasia | start2see Pty Ltd | NZ | Sep 18 2025 | 275 kgCO2e | 1 m3 | May 17 2023 | OpenBox
W | ReadyMix | Firth | Waihi | Ready Mix Concrete, 35 MPa Standard | As New Zealand’s largest manufacturer of ready... | EPD Australasia | start2see Pty Ltd | NZ | Sep 18 2025 | 289 kgCO2e | 1 m3 | May 17 2023 | OpenBox
W | ReadyMix | Firth | Waihi | Ready Mix Concrete, 20 MPa Standard | As New Zealand’s largest manufacturer of ready... | EPD Australasia | start2see Pty Ltd | NZ | Sep 18 2025 | 217 kgCO2e | 1 m3 | May 17 2023 | OpenBox
W | ReadyMix | Firth | Waihi | Ready Mix Concrete, 17.5 MPa Standard | As New Zealand’s largest manufacturer of ready... | EPD Australasia | start2see Pty Ltd | NZ | Sep 18 2025 | 204 kgCO2e | 1 m3 | May 17 2023 | OpenBox
W | ReadyMix | Firth | Waihi | Ready Mix Concrete, 25 MPa Standard | As New Zealand’s largest manufacturer of ready... | EPD Australasia | start2see Pty Ltd | NZ | Sep 18 2025 | 250 kgCO2e | 1 m3 | May 17 2023 | OpenBox
W | ReadyMix | Firth | Waihi | Ready Mix Concrete, 40 MPa Standard | As New Zealand’s largest manufacturer of ready... | EPD Australasia | start2see Pty Ltd | NZ | Sep 18 2025 | 326 kgCO2e | 1 m3 | May 17 2023 | OpenBox
W | ReadyMix | Firth | Waihi | Ready Mix Concrete, 50 MPa Standard | As New Zealand’s largest manufacturer of ready... | EPD Australasia | start2see Pty Ltd | NZ | Sep 18 2025 | 401 kgCO2e | 1 m3 | May 17 2023 | OpenBox
W | ReadyMix | Firth | Wanganui | Ready Mix Concrete, 35 MPa Standard | As New Zealand’s largest manufacturer of ready... | EPD Australasia | start2see Pty Ltd | NZ | Sep 18 2025 | 265 kgCO2e | 1 m3 | May 17 2023 | OpenBox
W | ReadyMix | Firth | Wanganui | Ready Mix Concrete, 30 MPa Standard | As New Zealand’s largest manufacturer of ready... | EPD Australasia | start2see Pty Ltd | NZ | Sep 18 2025 | 246 kgCO2e | 1 m3 | May 17 2023 | OpenBox
W | ReadyMix | Firth | Wanganui | Ready Mix Concrete, 20 MPa Standard | As New Zealand’s largest manufacturer of ready... | EPD Australasia | start2see Pty Ltd | NZ | Sep 18 2025 | 200 kgCO2e | 1 m3 | May 17 2023 | OpenBox
W | ReadyMix | Firth | Wanganui | Ready Mix Concrete, 17.5 MPa Standard | As New Zealand’s largest manufacturer of ready... | EPD Australasia | start2see Pty Ltd | NZ | Sep 18 2025 | 196 kgCO2e | 1 m3 | May 17 2023 | OpenBox
W | ReadyMix | Firth | Wanganui | Ready Mix Concrete, 25 MPa Standard | As New Zealand’s largest manufacturer of ready... | EPD Australasia | start2see Pty Ltd | NZ | Sep 18 2025 | 223 kgCO2e | 1 m3 | May 17 2023 | OpenBox
W | ReadyMix | Firth | Wanganui | Ready Mix Concrete, 40 MPa Standard | As New Zealand’s largest manufacturer of ready... | EPD Australasia | start2see Pty Ltd | NZ | Sep 18 2025 | 305 kgCO2e | 1 m3 | May 17 2023 | OpenBox
W | ReadyMix | Firth | Wanganui | Ready Mix Concrete, 50 MPa Standard | As New Zealand’s largest manufacturer of ready... | EPD Australasia | start2see Pty Ltd | NZ | Sep 18 2025 | 348 kgCO2e | 1 m3 | May 17 2023 | OpenBox
W | ReadyMix | Firth | Wanganui | Ready Mix Concrete, 45 MPa Standard | As New Zealand’s largest manufacturer of ready... | EPD Australasia | start2see Pty Ltd | NZ | Sep 18 2025 | 327 kgCO2e | 1 m3 | May 17 2023 | OpenBox
W | ReadyMix | Firth | Wellington Aotea Quay | Ready Mix Concrete, 35 MPa Standard | As New Zealand’s largest manufacturer of ready... | EPD Australasia | start2see Pty Ltd | NZ | Sep 18 2025 | 287 kgCO2e | 1 m3 | May 17 2023 | OpenBox
W | ReadyMix | Firth | Wellington Aotea Quay | Ready Mix Concrete, 25 MPa Standard | As New Zealand’s largest manufacturer of ready... | EPD Australasia | start2see Pty Ltd | NZ | Sep 18 2025 | 241 kgCO2e | 1 m3 | May 17 2023 | OpenBox
W | ReadyMix | Firth | Wellington Aotea Quay | Ready Mix Concrete, 30 MPa Standard | As New Zealand’s largest manufacturer of ready... | EPD Australasia | start2see Pty Ltd | NZ | Sep 18 2025 | 259 kgCO2e | 1 m3 | May 17 2023 | OpenBox
W | ReadyMix | Firth | Wellington Aotea Quay | Ready Mix Concrete, 20 MPa Standard | As New Zealand’s largest manufacturer of ready... | EPD Australasia | start2see Pty Ltd | NZ | Sep 18 2025 | 216 kgCO2e | 1 m3 | May 17 2023 | OpenBox
W | ReadyMix | Firth | Wellington Aotea Quay | Ready Mix Concrete, 17.5 MPa Standard | As New Zealand’s largest manufacturer of ready... | EPD Australasia | start2see Pty Ltd | NZ | Sep 18 2025 | 201 kgCO2e | 1 m3 | May 17 2023 | OpenBox
Igored until 26 - all NZ
W | ReadyMix | Hanson Construction Materials Pty Ltd | Melbourne Plants (? Plant) | Anglo Italian Concrete - Electrolux Project (Pump 40 MPa ) | Hanson EcoDocs™ - Electrolux Project (Chute 40... | EPD Australasia | Tecnalia R&I Certificación, S.L. | ? Plants | Feb 15 2027 | 276 kgCO2e | 1 m3 | May 17 2023 | OpenBox
W | ReadyMix | Hanson Construction Materials Pty Ltd | Melbourne Plants (? Plant) | Anglo Italian Concrete - Electrolux Project (Reduced Line 32 MPa) | Hanson EcoDocs™ - Electrolux Project (Chute 40... | EPD Australasia | Tecnalia R&I Certificación, S.L. | ? Plants | Feb 15 2027 | 253 kgCO2e | 1 m3 | May 17 2023 | OpenBox
W | ReadyMix | Hanson Construction Materials Pty Ltd | Melbourne Plants (? Plant) | Anglo Italian Concrete - Electrolux Project (Pump 32 MPa) | Hanson EcoDocs™ - Electrolux Project (Chute 40... | EPD Australasia | Tecnalia R&I Certificación, S.L. | ? Plants | Feb 15 2027 | 244 kgCO2e | 1 m3 | May 17 2023 | OpenBox
W | ReadyMix | Hanson Construction Materials Pty Ltd | Melbourne Plants (? Plant) | Anglo Italian Concrete - Electrolux Project (Pump 25 MPa) | Hanson EcoDocs™ - Electrolux Project (Chute 40... | EPD Australasia | Tecnalia R&I Certificación, S.L. | ? Plants | Feb 15 2027 | 193 kgCO2e | 1 m3 | May 17 2023 | OpenBox
W | ReadyMix | Hanson Construction Materials Pty Ltd | Brisbane Plants (? Plant) | Ann Street Project (Slurry 40 MP) | Hanson EcoDocs™ – Ann Street Project. Reduced... | EPD Australasia | Tecnalia R&I Certificación, S.L. | ? Plants | Feb 15 2027 | 347 kgCO2e | 1 m3 | May 17 2023 | OpenBox
W | ReadyMix | Hanson Construction Materials Pty Ltd | Brisbane Plants (? Plant) | Ann Street Project (Spray Master 40 MPa) | Hanson EcoDocs™ – Ann Street Project. Reduced... | EPD Australasia | Tecnalia R&I Certificación, S.L. | ? Plants | Feb 15 2027 | 295 kgCO2e | 1 m3 | May 17 2023 | OpenBox
W | ReadyMix | Hanson Construction Materials Pty Ltd | Brisbane Plants (? Plant) | Ann Street Project (Reduced Line 40 MPa) | Hanson EcoDocs™ – Ann Street Project. Reduced... | EPD Australasia | Tecnalia R&I Certificación, S.L. | ? Plants | Feb 15 2027 | 259 kgCO2e | 1 m3 | May 17 2023 | OpenBox
W | ReadyMix | Hanson Construction Materials Pty Ltd | Brisbane Plants (? Plant) | Ann Street Project (Pump 40 MPa) | Hanson EcoDocs™ – Ann Street Project. Reduced... | EPD Australasia | Tecnalia R&I Certificación, S.L. | ? Plants | Feb 15 2027 | 196 kgCO2e | 1 m3 | May 17 2023 | OpenBox
W | ReadyMix | Hanson Construction Materials Pty Ltd | Brisbane Plants (? Plant) | Ann Street Project (Pump Spread 90 MPa) | Hanson EcoDocs™ – Ann Street Project. Reduced... | EPD Australasia | Tecnalia R&I Certificación, S.L. | ? Plants | Feb 15 2027 | 503 kgCO2e | 1 m3 | May 17 2023 | OpenBox
W | ReadyMix | Hanson Construction Materials Pty Ltd | Brisbane Plants (? Plant) | Ann Street Project (Pump 90 MPa) | Hanson EcoDocs™ – Ann Street Project. Reduced... | EPD Australasia | Tecnalia R&I Certificación, S.L. | ? Plants | Feb 15 2027 | 521 kgCO2e | 1 m3 | May 17 2023 | OpenBox
W | ReadyMix | Hanson Construction Materials Pty Ltd | Brisbane Plants (? Plant) | Ann Street Project (Pump Spread GS2 80 MPa) | Hanson EcoDocs™ – Ann Street Project. Reduced... | EPD Australasia | Tecnalia R&I Certificación, S.L. | ? Plants | Feb 15 2027 | 440 kgCO2e | 1 m3 | May 17 2023 | OpenBox
W | ReadyMix | Hanson Construction Materials Pty Ltd | Brisbane Plants (? Plant) | Ann Street Project (Pump Spread GS1 80 MP) | Hanson EcoDocs™ – Ann Street Project. Reduced... | EPD Australasia | Tecnalia R&I Certificación, S.L. | ? Plants | Feb 15 2027 | 479 kgCO2e | 1 m3 | May 17 2023 | OpenBox
W | ReadyMix | Hanson Construction Materials Pty Ltd | Brisbane Plants (? Plant) | Ann Street Project (Pump 80 MPa) | Hanson EcoDocs™ – Ann Street Project. Reduced... | EPD Australasia | Tecnalia R&I Certificación, S.L. | ? Plants | Feb 15 2027 | 472 kgCO2e | 1 m3 | May 17 2023 | OpenBox
W | ReadyMix | Hanson Construction Materials Pty Ltd | Brisbane Plants (? Plant) | Ann Street Project (Pump Spread 65 MPa) | Hanson EcoDocs™ – Ann Street Project. Reduced... | EPD Australasia | Tecnalia R&I Certificación, S.L. | ? Plants | Feb 15 2027 | 367 kgCO2e | 1 m3 | May 17 2023 | OpenBox
W | ReadyMix | Hanson Construction Materials Pty Ltd | Brisbane Plants (? Plant) | Ann Street Project (Pump 65 MPa) | Hanson EcoDocs™ – Ann Street Project. Reduced... | EPD Australasia | Tecnalia R&I Certificación, S.L. | ? Plants | Feb 15 2027 | 388 kgCO2e | 1 m3 | May 17 2023 | OpenBox
W | ReadyMix | Hanson Construction Materials Pty Ltd | Brisbane Plants (? Plant) | Ann Street Project (Pump 100 MPa) | Hanson EcoDocs™ – Ann Street Project. Reduced... | EPD Australasia | Tecnalia R&I Certificación, S.L. | ? Plants | Feb 15 2027 | 575 kgCO2e | 1 m3 | May 17 2023 | OpenBox
W | ReadyMix | Hanson Construction Materials Pty Ltd | Brisbane Plants (? Plant) | Ann Street Project (Pump 50 MPa) | Hanson EcoDocs™ – Ann Street Project. Reduced... | EPD Australasia | Tecnalia R&I Certificación, S.L. | ? Plants | Feb 15 2027 | 244 kgCO2e | 1 m3 | May 17 2023 | OpenBox
W | ReadyMix | Hanson Construction Materials Pty Ltd | Brisbane Plants (? Plant) | Ann Street Project (Reduced Line 40@3 50 MP) | Hanson EcoDocs™ – Ann Street Project. Reduced... | EPD Australasia | Tecnalia R&I Certificación, S.L. | ? Plants | Feb 15 2027 | 441 kgCO2e | 1 m3 | May 17 2023 | OpenBox
W | ReadyMix | Hanson Construction Materials Pty Ltd | Brisbane Plants (? Plant) | Ann Street Project (Pump 22@2 40 MP) | Hanson EcoDocs™ – Ann Street Project. Reduced... | EPD Australasia | Tecnalia R&I Certificación, S.L. | ? Plants | Feb 15 2027 | 300 kgCO2e | 1 m3 | May 17 2023 | OpenBox
W | ReadyMix | Hanson Construction Materials Pty Ltd | Brisbane Plants (? Plant) | Ann Street Project (Pump 20 MPa) | Hanson EcoDocs™ – Ann Street Project. Reduced... | EPD Australasia | Tecnalia R&I Certificación, S.L. | ? Plants | Feb 15 2027 | 208 kgCO2e | 1 m3 | May 17 2023 | OpenBox
W | ReadyMix | Hanson Construction Materials Pty Ltd | Brisbane Plants (? Plant) | Ann Street Project (Pump 22@3 40 MP) | Hanson EcoDocs™ – Ann Street Project. Reduced... | EPD Australasia | Tecnalia R&I Certificación, S.L. | ? Plants | Feb 15 2027 | 277 kgCO2e | 1 m3 | May 17 2023 | OpenBox
No Hanson