## Introduction
NSW Government 4 Parramatta Square Parramatta NSW 2150 nabers.gov.au
National material emission factors database - technical document
About this document
Version | 2026.2
Published | 2026-07-30
This Excel document provides the definitive record of cradle-to-gate (A1-A3) Emission Factors (EF) for the building materials used in the NABERS Embodied Carbon tool, and for additional information and calculations for broader upfront carbon emission calculations in Australia.
Updates to the emission factors database
NABERS anticipates updating the Emission Factors database on an annual basis, but it depends on what EPDs are published over time and how it affects the numbers.
Updates in version 2026.2
Version 2026.2 is a major update. The purpose of this update is to refresh the emission factors for each material category, based on all available data for products used in Australia. This update introduces around 1,700 new EPDs and Product Carbon Footprints (PCF). 1. Update Comparison: this tab shows the percentage change in emission factors for each material category, between v2026.1 of the database, and this version. Only a handful of material categories have a change of more than 5% to the default emission factor. There are comments to explain the reasons for the changes. 2. New sources of emission factors: the main source of emission factors remains EPD Australasia, because it has the most Australian-specific data. We have incorporated data from other programs such as EPD Hub and GreenTag, as they have become recognised program operators by ECO Platform. Data from process-based verified PCFs from Rebuilt has also been added. 3. Concrete emission factors: most of the new emission factors data for this update is for ready-mixed concrete. There are no increases to the maximum values in concrete in-situ material categories, but the minimum and average emission factors have fallen. This is largely due to project-specific concrete mixes, which tend to be lower emissions by design. Some concrete EPDs that have expired have not been removed from the data. This is because they are EPDs for standard mixes. If they are removed, there is a lack of typical data. However, expired EPDs for products that aren't on the market any more have been removed. This strategy will be reviewed for the next update. 4. Shotcrete: shotcrete is now a separate material category, due to an increase in available data.
Contents
This document includes the following sheets:
1. Methodology
The Methodology tab details the process for determining the overall emission factors including sourcing information, grouping materials into sub-categories, qualitatively assessing the data, and descriptions of various methodological decisions on carbon storage, weighted averages, and assembly calculations.
2. EPD List
The EPD List presents all individual records used to determine the emission factors for each material. This is a complete list of source emission factors including the publication source, publication dates, physical features of the product etc.
3. Emission Factors database
The Emission Factors database tab lists all emission factors for material categories available. An explanation of values included in the table can be found below.
4. Database CSV
A machine-readable version of the database.
5. Material category (multiple tabs)
The material category tabs are unique to the material they are named after (e.g. Concrete_10 MPa). Each tab shows the dataset relevant to the material category in a standard format. The individual tabs also show the qualitative assessment rating and any relevant notes and additional data. Additional data is used for weighted averages or further calculations.
Understanding the database
A description of the columns in the Emission Factor database is provided below.
Emission Factor material type and category
A material category represents a grouping within a material type of similar building materials that share common functions and components. All sourced emission factors were organised into datasets relevant to a specific material category.
Declared unit
Each material group is associated with an appropriate declared unit, such as cubic meters. The emission factor is normalised based on this declared unit, as well as on a kilogram basis. Typically, the source Environmental Product Declaration (EPD) defines the declared unit.
Data qualitative rating
The tier that was assigned as part of the qualitative assessment to determine the representativeness of the sourced emission factors within the broader Australian marketplace. More information about the assessment process can be found in the 'Methodology' tab, under 'Assessing material datasets (Qualitative Assessment)'.
Uncertainty adjustment (%)
The subsequent adjustment rate applied, as determined by the Data qualitative rating tier.
Default (uncertainty adjusted)
The ‘Max in category’ multiplied by the uncertainty adjustment rate of the specific material category. Overall, this emission factor is designed to be the highest reasonable emission factor for any particular product. This emission factor therefore considers uncertainty of the dataset based on a qualitative assessment (Data qualitative rating).
Max in category EF
The maximum emission factor found across the EPD list. Not recommended for use. This value was used as an intermediate step to calculate the Default (uncertainty adjusted) emission factor, to demonstrate the maximum value and show the extent of range of emission factors in the particular material category. It may not represent the absolute maximum emission factor across a material category as products that have not published a verified emission factor according to the above sourcing methodology have not been included.
Min in category EF
The minimum emission factor found across the EPD list. Not recommended for use. This value was used to demonstrate the minimum value and show the extent of range of emission factors in the particular material category. It may not represent the absolute minimum emission factor across a material category. Products that have not published a verified emission factor according to the above sourcing methodology have not been included.
Average EF
The average across all EFs in the EPD list. Where market data is adequate, a weighted average is given. Otherwise, an arithmetic mean is given.
Conversion (based on average EF)
Product-specific conversion factors have been used to convert from the declared unit to kg/kg.
Upfront embodied carbon and whole-of life carbon
NABERS Embodied Carbon addresses upfront embodied carbon, which is emitted from materials and construction before the building is occupied. This is because these impacts are significant, we can measure them, they are verifiable, and they are occurring at a large scale today. Whole-of-life carbon includes upfront carbon, plus; operational emissions for the building, embodied carbon related to maintenance and replacements, as well as end-of-life impacts from deconstruction and demolition. Operational emissions for the building are measured using the NABERS Energy tool. Minimising operational emissions plays an important role in the design and construction of buildings and should remain a priority when selecting lower upfront carbon products. For example, double glazing may have additional upfront carbon impacts, but for most buildings plays a critical role in energy efficiency. Embodied carbon through the rest of the life cycle can also be significant. When selecting materials to minimise upfront carbon, specifiers need an awareness of the potential trade-offs that could result. Beware of selecting materials with short lifespans, low durability, poor standards compliance or lower functionality. If selecting the lowest carbon materials means that replacements could be needed sooner, this may result in perverse overall outcomes and must be considered carefully. The end-of-life of the building is the end-of-use for the resources used in it. Designers should enable deconstruction (rather than demolition) to minimise end-of-life impacts for the building and allow for pathways into next-life-uses for the resources, through reuse, refurbishment and high-grade recycling. Calculating whole-of-life carbon relies on estimations and predictions of future scenarios for the building. Scenarios that are unknowable and inherently uncertain. An exploratory tool exists within the NABERS upfront embodied carbon calculator so a broad understanding of the important trade-offs between upfront carbon and whole-of-life carbon can be appreciated. Though the tool does not form part of a NABERS certification.

## Methodology
Methodology
Sourcing emission factors:
Emission factors for the cradle-to-gate stage (modules A1-A3) were sourced from verified process-based Life Cycle Assessment (LCA) and Product Carbon Footprint (PCF) studies. The most common type of LCA study used was Environmental Product Declarations (EPDs). The sourcing of emission factors started in August 2023, with annual updates following the publication of the initial database. Expired EPDs and PCFs have generally been retained and only retired if the product is no longer available. This has been done to retain older concrete EPDs from 2019 to 2021 that have now expired because they often reflect typical concrete mixes, rather than low-carbon project-specific concrete mixes. The highest priority was to use EPDs and PCFs from Australia or the Australasian region. Additionally, Climate Active declarations were considered as source material when the global warming potential (GWP) was specific to a product. The minimum requirement for sourced emission factors is that they include the total Global Warming Potential (GWP), expressed in kgCO2e per declared unit. In cases where no EPDs or PCFs were available in Australia or Australasia for a particular material, or when a material was known to be imported to Australia, international EPDs, LCAs and PCFs were sourced. To locate relevant EPDs and PCFs, numerous databases were consulted, including EPD Australasia, the Global GreenTag EPD Program, Rebuilt, the International EPD System, Eco Platform, GreenBook Live (BRE Global), IBU (Institut Bauen und Umwelt), EPD Hub and the UL Solutions EPD Program.
Grouping sourced emission factors
All sourced emission factors were organised into datasets relevant to a specific material category. A material category represents a grouping of similar building materials that share common functions and components. For example, reinforcing steel encompasses bar and mesh products, both of which contribute to reinforcing concrete. The categorisation process was informed through collaboration with quantity surveyors, LCA practitioners, and product manufacturers. Each material category is associated with an appropriate declared unit, such as cubic meters. The emission factor is normalised based on this declared unit, as well as on a kilogram basis. Typically, the source EPD or PCF defines the declared unit.
Assessing material datasets (Qualitative Assessment)
The datasets were qualitatively assessed to determine how representative the sourced emission factors are, within the broader Australian marketplace. We aimed to determine whether the available data accurately reflects the likely emission factor range for each material. The qualitative assessment considered three main categories: (1) geographical/technological representation; (2) emission factor source validity, and; (3) market coverage. Within each category, a tier was assigned based on the table below. The overall tier rating was determined by the lowest tier declaration across all three categories. The tier rating corresponds to an adjustment rate, which is applied to the maximum in-class emission factor in the material dataset. This adjusted value becomes the default emission factor. Untiered items: some assembly sub-categories have calculations that use the emission factors in this database, which have already been qualitatively assessed. These sub-categories are therefore untiered.
Qualitative assessment rubric
Quality | Geographical/technological representation | Emission factor source validity | Market coverage
Excellent – Tier 1 | Only Australian sources, or, if imports are a high proportion of the market, strong representation of the region(s) of import | Only preferred verified sources (EN15804 EPD, ISO21930 EPD, ISO 14067 PCF, Climate Active) | High number and diverse range of products; majority of suppliers covered; average EF compares well to other databases.
Good – Tier 2 | High number of Australian records or applicable market records; some use of proxy regional source representing region, e.g. an Indian product representing known imports from Asia. | Mostly preferred verified sources; some reviewed process-based LCAs | High number and diverse range of products; some suppliers covered; average EF compares well to other databases.
Fair – Tier 3 | Few Australian specific records and some use of proxy regional source | Reviewed process-based LCAs | Reasonable number and a limited range of products; some suppliers covered; average EF compares reasonably well to other databases.
Poor – Tier 4 | Majority use of proxy data or proxy region |  | Number of records low; only one supplier or a proxy supplier for Aus market; market information poor; EF compares poorly with other databases or there is no other database to compare to.
Uncertainty adjustments
Tier | Default (uncertainty adjusted) | Uncertainty adjustment (%)
Tier 1 | 0.02 | 1.02
Tier 2 | 0.05 | 1.05
Tier 3 | 0.1 | 1.1
Tier 4 | 0.2 | 1.2
Untiered | 0 | 1
Emission factor types
Upfront carbon emissions
Upfront carbon emissions refer to greenhouse gas emissions that occur before the building is occupied. They include production of materials (modules A1-A3), transport of materials to the construction site (module A4) and construction of the building (module A5). Because they cover only part of the building life cycle and exclude end-of-life, gross emissions (excluding carbon removals) are accounted for in this database. As such, the upfront carbon emissions for a building product will not necessarily align with the GWP-total (total Global Warming Potential) for modules A1-A3 in an EPD or PCF because these values usually include carbon removals in the product and/or packaging. Upfront carbon emissions = GWP-fossil + GWP-luluc + (GWP-biogenic+GWP-stored). GWP-fossil is the net fossil greenhouse gas emissions and removals in modules A1-A3. GWP-biogenic is the net biogenic greenhouse gas emissions and removals in modules A1-A3. GWP-luluc is the greenhouse gas emissions from land use and land use change in modules A1-A3. GWP-stored is the stored biogenic carbon in the building product. In EN 15804+A2 EPDs, GWP-stored is typically reported as BCC-prod in kilograms of elemental carbon. To convert to kg CO2e, multiply by (44/12). Where the EPD declares module A5 (installation), the stored biogenic carbon in the packaging (BCC-pack) is also added to the formula above if it is accounted for in GWP-biogenic for modules A1-A3.
Max, min, average, uncertainty adjusted
A set of emission factors are shown for each material. A description of how each emission factor is determined and how it should be used is provided below.
Emission factor | Description | Use | Limitation
Max in category EF | The maximum EF found across the dataset | Not recommended for use. Used as an intermediate step to calculate the Default (uncertainty adjusted) EF. To demonstrate the maximum value and show the extent of range of EFs in the particular material category. | May not represent the absolute maximum EF across a material category. Products that have not published a verified EF according to the above sourcing methodology have not been included.
Min in category EF | The minimum EF found across the dataset | Not recommended for use. To demonstrate the minimum value and show the extent of range of EFs in the particular material category. | May not represent the absolute minimum EF across a material category. Products that have not published a verified EF according to the above sourcing methodology have not been included.
Average EF | Where market data is adequate (i.e. how much of a particular product is bought/sold in Australia) a weighted average is given. Otherwise an arithmetic mean is given. | Not to be used when creating a NABERS Embodied Carbon rating. Might be useful for modelling purposes, if you are trying to understand what might happen if the project team plans to use products with EPDs. | Weighted averages are the preferred method to determine the average EF. However, limited market information means that a weighted average has not been used for 69% of the EFs presented in this database. The alternative, arithmetic mean, is prone to being skewed toward big publishers of multiple EPDs. Updates to this database will seek new or updated information that enables weighted averages to be calculated as the preferred method of determining 'Average EF'. Note for concrete: concrete mixes, being representative of EPDs in the market, are weighted towards sustainability intentions rather than a market typical (average building) application. The average EF for concrete material categories may be significantly below market practice for average (non sustainability driven) buildings.
Default (uncertainty adjusted) | The 'Max in category" multiplied by the uncertainty adjustment rate of the specific material category. | Used as default EF in NABERS upfront carbon rating, when a product specific EF is not entered. Might be useful when trying to understand what the maximum upfront carbon emissions could be for a specific building. | This value seeks to represent the largest EF for the particular material category in Australia. It utilises a method that interprets a qualitative assessment into a quantitative adjustment. The adjustment process brings with it inherent values based assumptions and should always be viewed in this context.
Conversion to kg upfront carbon emissions to kg of material
Product specific conversion factors have been used to convert from declared unit to kg/kg.
Calculating assemblies (curtain wall, windows and doors)
In consultation with industry, a method for calculating emission factors based on key material masses has been developed. The method is detailed in the material sub-category tabs for curtain wall, windows and doors. Curtain walls, windows, and doors are often custom-made, which introduces significant uncertainty when determining default emission factors from published EPDs or similar sources. To address this, a number of 'generic' curtain wall, window and door designs were defined. These designs use industry and EPD sources to determine the mass values for individual materials in the assembly (e.g. aluminium, glass, steel etc.). These are multiplied by the emission factors (average or default) for the key materials presented by this database, giving a total emission factor for the generic assembly. The generic masses have been provided to enable transparency, and a custom tool has been provided to enable custom inputs of an assembly design. This process is untiered as uncertainty of the emission factors is applied in the material emission factors.
Calculating building services emissions
Emission factors for building services are based on the square meter of the building type. In discussion with industry, it was demonstrated that materials associated with building services are often unknown. It is difficult to verify where and what has been used in the building, and EPDs are unlikely. To address this, a generic emission factor per square meter of building type is used. These emission factors are based on a detailed study conducted by the Carbon Leadership Forum. However, it’s important to note that the study is limited to expert-agreed commercial buildings in America’s northwest. Consequently, some items may be oversized for the Australian context (e.g. ducting due to the predominantly cooler climates in the studied buildings). Building services includes electrical, mechanical and plumbing services in a building. It excludes transportation services (such as lifts and escalators). It does not include the use phase of these services (e.g. electricity consumption for lighting or refrigerant leakage). Building services are categorised based on the type of building, as defined during industry consultation (e.g. warehouse with no HVAC, or office building)
Estimating vertical transport emissions
The number of people or goods transported and the height or number of floors of a building are key considerations when deciding on the size and speed of a lift. In order to most accurately allocate the emissions of a lift to the appropriate building the lift category has been divided into the usage category outlined by ISO 25745. This has also been approximated by number of floors. To select the appropriate lift a project team should use the following method in order of preference; either 1) determine the appropriate usage category using calculations defined by ISO 25745 and using the projects specific parameters. Then find the relevant usage category lift. OR, 2) Determine the number of floors the lift will service and select the approproiate lift. The emission factor of a lift includes the car, fittings, drive elements, electronics, guide rails, counterwieghts, and ropes.
Stored biogenic carbon
The amount of biogenic carbon present in a material that is used in the building, referred to as stored carbon, has been reported separately from total upfront carbon emissions. Stored carbon is typically provided in the source data on a per-product basis. When it is not provided the following calculation and assumptions have been made:
Carbon stored = density of timber product *(1-moisture content)*carbon content of timber*44/12
(44 = molar mass of carbon dioxide; 12 = molar mass of carbon)
Some source emission factors for timber and other biogenic based products include only global warming potential total values. For the majority of these cases, we have used the source information for density, water content and carbon content. Where the source emission factor does not have one or more of these additional parameters, the missing parameter has been assumed; the water content as 10%, the carbon content as 50% by dry mass, and the density as 551 kg/m3. This is consistent with Gifford, R. (2000) Carbon Contents of Above-Ground Tissues of Forest and Woodland Trees. Technical report No. 22. National Carbon Accounting Scheme. Australian Greenhouse Office. GWPbiogenic can be negative - in this database a negative value will not remove emissions from the net calculation as upfront carbon emissions cannot be negative.
Data extraction and amalgamation method
The extraction process of data has been a mixed method approach using PDF-to-Excel technology and manual entries. The data has been reviewed for accuracy, and spot checks on large background data files has also taken place.

## EPD List
EPD list for National material emission factors database
This tab contains a list of all EPDs that were used to develop the Emission Factors database. See the 'Record added to database column', to see which EPDs are new in this version. This list is published for the purposes of transparency. It is not kept continuously up-to-date with the latest EPDs published by industry. It is only updated once per year, when NABERS publishes the annual update to the Emission Factors database. Some EPDs are categorised as 'Not used' in column C, 'material category for matching emission factor'. That is because they were considered, but not included because they are not a standard version of the relevant product.
Material type | Material classification | Material category for matching emission factor | Material long name | Tab (destination) | Tab | Data valid (start) | Data valid (end) | Location | Registration number | Version | Program | Reference link - Website | Declared unit | Density (kg/m3) | Area density (kg/m2) | Mass per m (kg/m) | Mass per unit (kg/unit) | GWP-total (kg CO2e/quantity) | GWP-fossil (kg CO2e/quantity) | GWP-biogenic (kg CO2e/quantity) | GWP-luluc (kg CO2e/quantity) | GWP-stored (kg CO2e/quantity) | Upfront carbon emissions (kg CO2e/quantity) | Upfront carbon storage (kg CO2e/quantity) | GWP-total (kg CO2e/kg) | GWP-fossil (kg CO2e/kg) | GWP-biogenic (kg CO2e/kg) | GWP-luluc (kg CO2e/kg) | GWP-stored (kg CO2e/kg) | Upfront carbon emissions (kg CO2e/kg) | Upfront carbon storage (kg CO2e/kg) | Record added to database | Expired?
Concrete (in-situ) | Concrete, 20 MPa | >10 MPa to ≤20 MPa | Concrete, 20 MPa, in-situ, no reinforcement, (SE202E) (Ecopact) (Holcim) (SA) (Adelaide) | Concrete_20MPa | Concrete_20MPa | 2022-01-27 | 2027-01-27 | SA | S-P-04660 | Version 1 | EPD Australasia | https://epd-australasia.com/wp-content/uploads/2022/02/SP04660-Holcim-EPD-ViroDecs-Special-SA-Adelaide-ECOPact-Range-V2_Mar23.pdf | m³ | 2400 |  |  |  | 207 | 207 | 0.41 | 0 | 0 | 207.41 | 0 | 0.08625 | 0.08625 | 0.00017083 | 0 | 0 | 0.086421 | 0 | Version 1.0
Concrete (in-situ) | Concrete, 20 MPa | >10 MPa to ≤20 MPa | Concrete, 20 MPa, in-situ, no reinforcement, (SE202E2) (Ecopact) (Holcim) (SA) (Adelaide) | Concrete_20MPa | Concrete_20MPa | 2022-01-27 | 2027-01-27 | SA | S-P-04660 | Version 1 | EPD Australasia | https://epd-australasia.com/wp-content/uploads/2022/02/SP04660-Holcim-EPD-ViroDecs-Special-SA-Adelaide-ECOPact-Range-V2_Mar23.pdf | m³ | 2400 |  |  |  | 195 | 195 | 0.31 | 0 | 0 | 195.31 | 0 | 0.08125 | 0.08125 | 0.00012917 | 0 | 0 | 0.081379 | 0 | Version 1.0
Concrete (in-situ) | Concrete, 20 MPa | >10 MPa to ≤20 MPa | Concrete, 20 MPa, in-situ, no reinforcement, (R2020B)(GB) (BCG) (WA), (Perth) | Concrete_20MPa | Concrete_20MPa | 2022-12-15 | 2027-12-15 | Perth, WA | S-P-05491 | Version 1 | EPD Australasia | https://epd-australasia.com/wp-content/uploads/2022/12/SP05491_BGC-EPD_Concrete_Dec22.pdf | m³ | 2400 |  |  |  | 211 | 209 | 2.33 | 0 | 0 | 211.33 | 0 | 0.087917 | 0.087083 | 0.00097083 | 0 | 0 | 0.088054 | 0 | Version 1.0
Concrete (in-situ) | Concrete, 20 MPa | >10 MPa to ≤20 MPa | Concrete, 20 MPa, in-situ, no reinforcement, (SE202E56) (Ecopact) (Holcim) (SA) (Adelaide) | Concrete_20MPa | Concrete_20MPa | 2022-01-27 | 2027-01-27 | SA | S-P-04660 | Version 1 | EPD Australasia | https://epd-australasia.com/wp-content/uploads/2022/02/SP04660-Holcim-EPD-ViroDecs-Special-SA-Adelaide-ECOPact-Range-V2_Mar23.pdf | m³ | 2400 |  |  |  | 201 | 201 | 0.31 | 0 | 0 | 201.31 | 0 | 0.08375 | 0.08375 | 0.00012917 | 0 | 0 | 0.083879 | 0 | Version 1.0
Concrete (in-situ) | Concrete, 20 MPa | >10 MPa to ≤20 MPa | Concrete, 20 MPa, in-situ, no reinforcement, (VE202E56) (Ecopact) (Holcim) (VIC) | Concrete_20MPa | Concrete_20MPa | 2022-01-12 | 2027-09-26 | VIC | S-P-04657 | Version 1 | EPD Australasia | https://epd-australasia.com/wp-content/uploads/2022/01/SP04657-Holcim-ViroDecs%E2%84%A2-Special-VIC-ECOPact-Range-ver2_Sep22.pdf | m³ | 2400 |  |  |  | 208 | 208 | 0.26 | 0 | 0 | 208.26 | 0 | 0.086667 | 0.086667 | 0.00010833 | 0 | 0 | 0.086775 | 0 | Version 1.0
Concrete (in-situ) | Concrete, 20 MPa | >10 MPa to ≤20 MPa | Concrete, 20 MPa, in-situ, no reinforcement, (QE201E)(Ecopact) (Holcim) (QLD) (Sunshine Coast) | Concrete_20MPa | Concrete_20MPa | 2022-09-12 | 2027-09-12 | Sunshine Coast, QLD | S-P-04663 | Version 1 | EPD Australasia | https://epd-australasia.com/wp-content/uploads/2022/09/SP04663-Holcim-ViroDecs%E2%84%A2-Special_QLD-Sunshine-Coast-ECOPact_Sep22.pdf | m³ | 2400 |  |  |  | 151 | 151 | 0.16 | 0 | 0 | 151.16 | 0 | 0.062917 | 0.062917 | 6.6667e-05 | 0 | 0 | 0.062983 | 0 | Version 1.0
Concrete (in-situ) | Concrete, 20 MPa | >10 MPa to ≤20 MPa | Concrete, 20 MPa, in-situ, no reinforcement, (QE201E100)(Ecopact) (Holcim) (QLD) (Sunshine Coast) | Concrete_20MPa | Concrete_20MPa | 2022-09-12 | 2027-09-12 | Sunshine Coast, QLD | S-P-04663 | Version 1 | EPD Australasia | https://epd-australasia.com/wp-content/uploads/2022/09/SP04663-Holcim-ViroDecs%E2%84%A2-Special_QLD-Sunshine-Coast-ECOPact_Sep22.pdf | m³ | 2400 |  |  |  | 153 | 153 | 0.16 | 0 | 0 | 153.16 | 0 | 0.06375 | 0.06375 | 6.6667e-05 | 0 | 0 | 0.063817 | 0 | Version 1.0
Concrete (in-situ) | Concrete, 20 MPa | >10 MPa to ≤20 MPa | Concrete, 20 MPa, in-situ, no reinforcement, (Futurecrete® N class GP/GL:Slag 20 MPa) (Adbri) (QLD) | Concrete_20MPa | Concrete_20MPa | 2023-03-31 | 2028-03-31 | QLD | S-P-05518 | Version 1 | EPD Australasia | https://epd-australasia.com/wp-content/uploads/2023/04/SP05518-Adbri-EPD-Concrete_QLD_Mar23.pdf | m³ | 2400 |  |  |  | 175 | 175 | 0.181 | 0 | 0 | 175.181 | 0 | 0.072917 | 0.072917 | 7.5417e-05 | 0 | 0 | 0.072992 | 0 | Version 1.0
Concrete (in-situ) | Concrete, 20 MPa | >10 MPa to ≤20 MPa | Concrete, 20 MPa, in-situ, no reinforcement, (QE202E100)(Ecopact) (Holcim) (QLD) (Sunshine Coast) | Concrete_20MPa | Concrete_20MPa | 2022-09-12 | 2027-09-12 | Sunshine Coast, QLD | S-P-04663 | Version 1 | EPD Australasia | https://epd-australasia.com/wp-content/uploads/2022/09/SP04663-Holcim-ViroDecs%E2%84%A2-Special_QLD-Sunshine-Coast-ECOPact_Sep22.pdf | m³ | 2400 |  |  |  | 160 | 160 | 0.16 | 0 | 0 | 160.16 | 0 | 0.066667 | 0.066667 | 6.6667e-05 | 0 | 0 | 0.066733 | 0 | Version 1.0
Concrete (in-situ) | Concrete, 20 MPa | >10 MPa to ≤20 MPa | Concrete, 20 MPa, in-situ, no reinforcement, (QE202E)(Ecopact) (Holcim) (QLD) (Sunshine Coast) | Concrete_20MPa | Concrete_20MPa | 2022-09-12 | 2027-09-12 | Sunshine Coast, QLD | S-P-04663 | Version 1 | EPD Australasia | https://epd-australasia.com/wp-content/uploads/2022/09/SP04663-Holcim-ViroDecs%E2%84%A2-Special_QLD-Sunshine-Coast-ECOPact_Sep22.pdf | m³ | 2400 |  |  |  | 157 | 157 | 0.15 | 0 | 0 | 157.15 | 0 | 0.065417 | 0.065417 | 6.25e-05 | 0 | 0 | 0.065479 | 0 | Version 1.0
Concrete (in-situ) | Concrete, 20 MPa | >10 MPa to ≤20 MPa | Concrete, 20 MPa, in-situ, no reinforcement, (Futurecrete® Ultra N Class GP/GL:Slag 20 MPa) (Adbri) (VIC) | Concrete_20MPa | Concrete_20MPa | 2023-03-31 | 2028-03-31 | VIC | S-P-05520 | Version 1 | EPD Australasia | https://epd-australasia.com/wp-content/uploads/2023/04/SP05520-Adbri-EPD-Concrete_VIC_Mar23.pdf | m³ | 2400 |  |  |  | 149 | 149 | 0.14 | 0 | 0 | 149.14 | 0 | 0.062083 | 0.062083 | 5.8333e-05 | 0 | 0 | 0.062142 | 0 | Version 1.0
Concrete (in-situ) | Concrete, 20 MPa | >10 MPa to ≤20 MPa | Concrete, 20 MPa, in-situ, no reinforcement, (QE201L)(Ecopact) (Holcim) (QLD) (Sunshine Coast) | Concrete_20MPa | Concrete_20MPa | 2022-09-12 | 2027-09-12 | Sunshine Coast, QLD | S-P-04663 | Version 1 | EPD Australasia | https://epd-australasia.com/wp-content/uploads/2022/09/SP04663-Holcim-ViroDecs%E2%84%A2-Special_QLD-Sunshine-Coast-ECOPact_Sep22.pdf | m³ | 2400 |  |  |  | 200 | 200 | 0.18 | 0 | 0 | 200.18 | 0 | 0.083333 | 0.083333 | 7.5e-05 | 0 | 0 | 0.083408 | 0 | Version 1.0
Concrete (in-situ) | Concrete, 20 MPa | >10 MPa to ≤20 MPa | Concrete, 20 MPa, in-situ, no reinforcement, (QE201L100)(Ecopact) (Holcim) (QLD) (Sunshine Coast) | Concrete_20MPa | Concrete_20MPa | 2022-09-12 | 2027-09-12 | Sunshine Coast, QLD | S-P-04663 | Version 1 | EPD Australasia | https://epd-australasia.com/wp-content/uploads/2022/09/SP04663-Holcim-ViroDecs%E2%84%A2-Special_QLD-Sunshine-Coast-ECOPact_Sep22.pdf | m³ | 2400 |  |  |  | 204 | 204 | 0.18 | 0 | 0 | 204.18 | 0 | 0.085 | 0.085 | 7.5e-05 | 0 | 0 | 0.085075 | 0 | Version 1.0
Concrete (in-situ) | Concrete, 20 MPa | >10 MPa to ≤20 MPa | Concrete, 20 MPa, in-situ, no reinforcement, (QE202L)(Ecopact) (Holcim) (QLD) (Sunshine Coast) | Concrete_20MPa | Concrete_20MPa | 2022-09-12 | 2027-09-12 | Sunshine Coast, QLD | S-P-04663 | Version 1 | EPD Australasia | https://epd-australasia.com/wp-content/uploads/2022/09/SP04663-Holcim-ViroDecs%E2%84%A2-Special_QLD-Sunshine-Coast-ECOPact_Sep22.pdf | m³ | 2400 |  |  |  | 194 | 194 | 0.17 | 0 | 0 | 194.17 | 0 | 0.080833 | 0.080833 | 7.0833e-05 | 0 | 0 | 0.080904 | 0 | Version 1.0
Concrete (in-situ) | Concrete, 20 MPa | >10 MPa to ≤20 MPa | Concrete, 20 MPa, in-situ, no reinforcement, (QE202L100)(Ecopact) (Holcim) (QLD) (Sunshine Coast) | Concrete_20MPa | Concrete_20MPa | 2022-09-12 | 2027-09-12 | Sunshine Coast, QLD | S-P-04663 | Version 1 | EPD Australasia | https://epd-australasia.com/wp-content/uploads/2022/09/SP04663-Holcim-ViroDecs%E2%84%A2-Special_QLD-Sunshine-Coast-ECOPact_Sep22.pdf | m³ | 2400 |  |  |  | 198 | 198 | 0.17 | 0 | 0 | 198.17 | 0 | 0.0825 | 0.0825 | 7.0833e-05 | 0 | 0 | 0.082571 | 0 | Version 1.0
Concrete (in-situ) | Concrete, 20 MPa | >10 MPa to ≤20 MPa | Concrete, 20 MPa, in-situ, no reinforcement, (Futurecrete® N Class GP:GL:Slag 20 MPa - Winnellie) (Adbri) (NT) | Concrete_20MPa | Concrete_20MPa | 2023-03-31 | 2028-03-31 | NT | S-P-05522 | Version 1 | EPD Australasia | https://epd-australasia.com/wp-content/uploads/2023/04/SP05522-Adbri-EPD-Concrete_NT_Mar23.pdf | m³ | 2400 |  |  |  | 206 | 206 | 0.173 | 0 | 0 | 206.173 | 0 | 0.085833 | 0.085833 | 7.2083e-05 | 0 | 0 | 0.085905 | 0 | Version 1.0
Concrete (in-situ) | Concrete, 20 MPa | >10 MPa to ≤20 MPa | Concrete, 20 MPa, in-situ, no reinforcement, (NE201E1)(Ecopact) (Holcim) (NSW), (Sydney) | Concrete_20MPa | Concrete_20MPa | 2021-04-08 | 2026-04-08 | Sydney, NSW | S-P-02331 | Version 1 | EPD Australasia | https://epd-australasia.com/wp-content/uploads/2021/04/SP02331-Holcim-EPD-ViroDecs-Special-NSW-Sydney-ECOPact-Range-V2_Mar23.pdf | m³ | 2400 |  |  |  | 136 | 136 | 0.11 | 0 | 0 | 136.11 | 0 | 0.056667 | 0.056667 | 4.5833e-05 | 0 | 0 | 0.056713 | 0 | Version 1.0 | Expired
Concrete (in-situ) | Concrete, 20 MPa | >10 MPa to ≤20 MPa | Concrete, 20 MPa, in-situ, no reinforcement, (NE201E5)(Ecopact) (Holcim) (NSW), (Sydney) | Concrete_20MPa | Concrete_20MPa | 2021-04-08 | 2026-04-08 | Sydney, NSW | S-P-02331 | Version 1 | EPD Australasia | https://epd-australasia.com/wp-content/uploads/2021/04/SP02331-Holcim-EPD-ViroDecs-Special-NSW-Sydney-ECOPact-Range-V2_Mar23.pdf | m³ | 2400 |  |  |  | 136 | 136 | 0.11 | 0 | 0 | 136.11 | 0 | 0.056667 | 0.056667 | 4.5833e-05 | 0 | 0 | 0.056713 | 0 | Version 1.0 | Expired
Concrete (in-situ) | Concrete, 20 MPa | >10 MPa to ≤20 MPa | Concrete, 20 MPa, in-situ, no reinforcement, (Futurecrete® N Class GP/GL:Slag 20 MPa) (Adbri) (VIC) | Concrete_20MPa | Concrete_20MPa | 2023-03-31 | 2028-03-31 | VIC | S-P-05520 | Version 1 | EPD Australasia | https://epd-australasia.com/wp-content/uploads/2023/04/SP05520-Adbri-EPD-Concrete_VIC_Mar23.pdf | m³ | 2400 |  |  |  | 176 | 176 | 0.14 | 0 | 0 | 176.14 | 0 | 0.073333 | 0.073333 | 5.8333e-05 | 0 | 0 | 0.073392 | 0 | Version 1.0
Concrete (in-situ) | Concrete, 20 MPa | >10 MPa to ≤20 MPa | Concrete, 20 MPa, in-situ, no reinforcement, (NE202E1)(Ecopact) (Holcim) (NSW), (Sydney) | Concrete_20MPa | Concrete_20MPa | 2021-04-08 | 2026-04-08 | Sydney, NSW | S-P-02331 | Version 1 | EPD Australasia | https://epd-australasia.com/wp-content/uploads/2021/04/SP02331-Holcim-EPD-ViroDecs-Special-NSW-Sydney-ECOPact-Range-V2_Mar23.pdf | m³ | 2400 |  |  |  | 140 | 140 | 0.11 | 0 | 0 | 140.11 | 0 | 0.058333 | 0.058333 | 4.5833e-05 | 0 | 0 | 0.058379 | 0 | Version 1.0 | Expired
Concrete (in-situ) | Concrete, 20 MPa | >10 MPa to ≤20 MPa | Concrete, 20 MPa, in-situ, no reinforcement, (QE203EBMX) (Ecopact) (Holcim) (QLD), Gold Coast | Concrete_20MPa | Concrete_20MPa | 2023-04-22 | 2028-04-22 | QLD | S-P-05496 | Version 1 | EPD Australasia | https://epd-australasia.com/wp-content/uploads/2023/05/SP05496-Holcim-EPD-ViroDecs%E2%84%A2-QLD-GoldCoast-ECOPact_Apr23.pdf | m³ | 2400 |  |  |  | 208 | 208 | 0.16 | 0 | 0 | 208.16 | 0 | 0.086667 | 0.086667 | 6.6667e-05 | 0 | 0 | 0.086733 | 0 | Version 1.0
Concrete (in-situ) | Concrete, 20 MPa | >10 MPa to ≤20 MPa | Concrete, 20 MPa, in-situ, no reinforcement, (CS2020BGS)(B) (BCG) (WA), (Perth) | Concrete_20MPa | Concrete_20MPa | 2022-12-15 | 2027-12-15 | Perth, WA | S-P-05491 | Version 1 | EPD Australasia | https://epd-australasia.com/wp-content/uploads/2022/12/SP05491_BGC-EPD_Concrete_Dec22.pdf | m³ | 2400 |  |  |  | 199 | 197 | 2.15 | 0 | 0 | 199.15 | 0 | 0.082917 | 0.082083 | 0.00089583 | 0 | 0 | 0.082979 | 0 | Version 1.0
Concrete (in-situ) | Concrete, 20 MPa | >10 MPa to ≤20 MPa | Concrete, 20 MPa, in-situ, no reinforcement, (QE207EBMX) (Ecopact) (Holcim) (QLD), Gold Coast | Concrete_20MPa | Concrete_20MPa | 2023-04-22 | 2028-04-22 | QLD | S-P-05496 | Version 1 | EPD Australasia | https://epd-australasia.com/wp-content/uploads/2023/05/SP05496-Holcim-EPD-ViroDecs%E2%84%A2-QLD-GoldCoast-ECOPact_Apr23.pdf | m³ | 2400 |  |  |  | 187 | 187 | 0.14 | 0 | 0 | 187.14 | 0 | 0.077917 | 0.077917 | 5.8333e-05 | 0 | 0 | 0.077975 | 0 | Version 1.0
Concrete (in-situ) | Concrete, 20 MPa | >10 MPa to ≤20 MPa | Concrete, 20 MPa, in-situ, no reinforcement, (Adbri concrete N class GP/GL 20 MPa) (Adbri) (QLD) | Concrete_20MPa | Concrete_20MPa | 2023-03-31 | 2028-03-31 | QLD | S-P-05518 | Version 1 | EPD Australasia | https://epd-australasia.com/wp-content/uploads/2023/04/SP05518-Adbri-EPD-Concrete_QLD_Mar23.pdf | m³ | 2400 |  |  |  | 261 | 261 | 0.195 | 0 | 0 | 261.195 | 0 | 0.10875 | 0.10875 | 8.125e-05 | 0 | 0 | 0.10883 | 0 | Version 1.0
Concrete (in-situ) | Concrete, 20 MPa | >10 MPa to ≤20 MPa | Concrete, 20 MPa, in-situ, no reinforcement, (QE207EBMX) (Ecopact) (Holcim) (QLD) (Brisbane) | Concrete_20MPa | Concrete_20MPa | 2022-01-20 | 2027-01-20 | Brisbane, QLD | S-P-04658 | Version 1 | EPD Australasia | https://epd-australasia.com/wp-content/uploads/2022/01/SP04658_Holcim-ViroDecs-Special-Qld-Brisbane-ECOPact-EPD_-Mar23_v3.0.pdf | m³ | 2400 |  |  |  | 190 | 190 | 0.14 | 0 | 0 | 190.14 | 0 | 0.079167 | 0.079167 | 5.8333e-05 | 0 | 0 | 0.079225 | 0 | Version 1.0
Concrete (in-situ) | Concrete, 20 MPa | >10 MPa to ≤20 MPa | Concrete, 20 MPa, in-situ, no reinforcement, (Futurecrete® N class GP/GL:FA 20 MPa) (Adbri) (QLD) | Concrete_20MPa | Concrete_20MPa | 2023-03-31 | 2028-03-31 | QLD | S-P-05518 | Version 1 | EPD Australasia | https://epd-australasia.com/wp-content/uploads/2023/04/SP05518-Adbri-EPD-Concrete_QLD_Mar23.pdf | m³ | 2400 |  |  |  | 219 | 219 | 0.161 | 0 | 0 | 219.161 | 0 | 0.09125 | 0.09125 | 6.7083e-05 | 0 | 0 | 0.091317 | 0 | Version 1.0
Concrete (in-situ) | Concrete, 20 MPa | >10 MPa to ≤20 MPa | Concrete, 20 MPa, in-situ, no reinforcement, (QE202EEZY) (Ecopact) (Holcim) (QLD), Gold Coast | Concrete_20MPa | Concrete_20MPa | 2023-04-22 | 2028-04-22 | QLD | S-P-05496 | Version 1 | EPD Australasia | https://epd-australasia.com/wp-content/uploads/2023/05/SP05496-Holcim-EPD-ViroDecs%E2%84%A2-QLD-GoldCoast-ECOPact_Apr23.pdf | m³ | 2400 |  |  |  | 164 | 164 | 0.12 | 0 | 0 | 164.12 | 0 | 0.068333 | 0.068333 | 5e-05 | 0 | 0 | 0.068383 | 0 | Version 1.0
Concrete (in-situ) | Concrete, 20 MPa | >10 MPa to ≤20 MPa | Concrete, 20 MPa, in-situ, no reinforcement, (QE201E100) (Ecopact) (Holcim) (QLD), Gold Coast | Concrete_20MPa | Concrete_20MPa | 2023-04-22 | 2028-04-22 | QLD | S-P-05496 | Version 1 | EPD Australasia | https://epd-australasia.com/wp-content/uploads/2023/05/SP05496-Holcim-EPD-ViroDecs%E2%84%A2-QLD-GoldCoast-ECOPact_Apr23.pdf | m³ | 2400 |  |  |  | 164 | 164 | 0.12 | 0 | 0 | 164.12 | 0 | 0.068333 | 0.068333 | 5e-05 | 0 | 0 | 0.068383 | 0 | Version 1.0
Concrete (in-situ) | Concrete, 20 MPa | >10 MPa to ≤20 MPa | Concrete, 20 MPa, in-situ, no reinforcement, (Adbri concrete N class GP/GL:FA 20 MPa) (Adbri) (QLD) | Concrete_20MPa | Concrete_20MPa | 2023-03-31 | 2028-03-31 | QLD | S-P-05518 | Version 1 | EPD Australasia | https://epd-australasia.com/wp-content/uploads/2023/04/SP05518-Adbri-EPD-Concrete_QLD_Mar23.pdf | m³ | 2400 |  |  |  | 225 | 225 | 0.162 | 0 | 0 | 225.162 | 0 | 0.09375 | 0.09375 | 6.75e-05 | 0 | 0 | 0.093817 | 0 | Version 1.0
Concrete (in-situ) | Concrete, 20 MPa | >10 MPa to ≤20 MPa | Concrete, 20 MPa, in-situ, no reinforcement, (QE202E100) (Ecopact) (Holcim) (QLD) (Brisbane) | Concrete_20MPa | Concrete_20MPa | 2022-01-20 | 2027-01-20 | Brisbane, QLD | S-P-04658 | Version 1 | EPD Australasia | https://epd-australasia.com/wp-content/uploads/2022/01/SP04658_Holcim-ViroDecs-Special-Qld-Brisbane-ECOPact-EPD_-Mar23_v3.0.pdf | m³ | 2400 |  |  |  | 153 | 153 | 0.11 | 0 | 0 | 153.11 | 0 | 0.06375 | 0.06375 | 4.5833e-05 | 0 | 0 | 0.063796 | 0 | Version 1.0
Concrete (in-situ) | Concrete, 20 MPa | >10 MPa to ≤20 MPa | Concrete, 20 MPa, in-situ, no reinforcement, (QE201EL21) (Ecopact) (Holcim) (QLD), Gold Coast | Concrete_20MPa | Concrete_20MPa | 2023-04-22 | 2028-04-22 | QLD | S-P-05496 | Version 1 | EPD Australasia | https://epd-australasia.com/wp-content/uploads/2023/05/SP05496-Holcim-EPD-ViroDecs%E2%84%A2-QLD-GoldCoast-ECOPact_Apr23.pdf | m³ | 2400 |  |  |  | 168 | 168 | 0.12 | 0 | 0 | 168.12 | 0 | 0.07 | 0.07 | 5e-05 | 0 | 0 | 0.07005 | 0 | Version 1.0
Concrete (in-situ) | Concrete, 20 MPa | >10 MPa to ≤20 MPa | Concrete, 20 MPa, in-situ, no reinforcement, (QE201EEZY) (Ecopact) (Holcim) (QLD), Gold Coast | Concrete_20MPa | Concrete_20MPa | 2023-04-22 | 2028-04-22 | QLD | S-P-05496 | Version 1 | EPD Australasia | https://epd-australasia.com/wp-content/uploads/2023/05/SP05496-Holcim-EPD-ViroDecs%E2%84%A2-QLD-GoldCoast-ECOPact_Apr23.pdf | m³ | 2400 |  |  |  | 170 | 170 | 0.12 | 0 | 0 | 170.12 | 0 | 0.070833 | 0.070833 | 5e-05 | 0 | 0 | 0.070883 | 0 | Version 1.0
Concrete (in-situ) | Concrete, 20 MPa | >10 MPa to ≤20 MPa | Concrete, 20 MPa, in-situ, no reinforcement, (QE201E100) (Ecopact) (Holcim) (QLD) (Brisbane) | Concrete_20MPa | Concrete_20MPa | 2022-01-20 | 2027-01-20 | Brisbane, QLD | S-P-04658 | Version 1 | EPD Australasia | https://epd-australasia.com/wp-content/uploads/2022/01/SP04658_Holcim-ViroDecs-Special-Qld-Brisbane-ECOPact-EPD_-Mar23_v3.0.pdf | m³ | 2400 |  |  |  | 156 | 156 | 0.11 | 0 | 0 | 156.11 | 0 | 0.065 | 0.065 | 4.5833e-05 | 0 | 0 | 0.065046 | 0 | Version 1.0
Concrete (in-situ) | Concrete, 20 MPa | >10 MPa to ≤20 MPa | Concrete, 20 MPa, in-situ, no reinforcement, (QE202EEZY) (Ecopact) (Holcim) (QLD) (Brisbane) | Concrete_20MPa | Concrete_20MPa | 2022-01-20 | 2027-01-20 | Brisbane, QLD | S-P-04658 | Version 1 | EPD Australasia | https://epd-australasia.com/wp-content/uploads/2022/01/SP04658_Holcim-ViroDecs-Special-Qld-Brisbane-ECOPact-EPD_-Mar23_v3.0.pdf | m³ | 2400 |  |  |  | 158 | 158 | 0.11 | 0 | 0 | 158.11 | 0 | 0.065833 | 0.065833 | 4.5833e-05 | 0 | 0 | 0.065879 | 0 | Version 1.0
Concrete (in-situ) | Concrete, 20 MPa | >10 MPa to ≤20 MPa | Concrete, 20 MPa, in-situ, no reinforcement, (QE202E100) (Ecopact) (Holcim) (QLD), Gold Coast | Concrete_20MPa | Concrete_20MPa | 2023-04-22 | 2028-04-22 | QLD | S-P-05496 | Version 1 | EPD Australasia | https://epd-australasia.com/wp-content/uploads/2023/05/SP05496-Holcim-EPD-ViroDecs%E2%84%A2-QLD-GoldCoast-ECOPact_Apr23.pdf | m³ | 2400 |  |  |  | 159 | 159 | 0.11 | 0 | 0 | 159.11 | 0 | 0.06625 | 0.06625 | 4.5833e-05 | 0 | 0 | 0.066296 | 0 | Version 1.0
Concrete (in-situ) | Concrete, 20 MPa | >10 MPa to ≤20 MPa | Concrete, 20 MPa, in-situ, no reinforcement, (QE201EL21) (Ecopact) (Holcim) (QLD) (Brisbane) | Concrete_20MPa | Concrete_20MPa | 2022-01-20 | 2027-01-20 | Brisbane, QLD | S-P-04658 | Version 1 | EPD Australasia | https://epd-australasia.com/wp-content/uploads/2022/01/SP04658_Holcim-ViroDecs-Special-Qld-Brisbane-ECOPact-EPD_-Mar23_v3.0.pdf | m³ | 2400 |  |  |  | 160 | 160 | 0.11 | 0 | 0 | 160.11 | 0 | 0.066667 | 0.066667 | 4.5833e-05 | 0 | 0 | 0.066713 | 0 | Version 1.0
Concrete (in-situ) | Concrete, 20 MPa | >10 MPa to ≤20 MPa | Concrete, 20 MPa, in-situ, no reinforcement, (QE201EEZY) (Ecopact) (Holcim) (QLD) (Brisbane) | Concrete_20MPa | Concrete_20MPa | 2022-01-20 | 2027-01-20 | Brisbane, QLD | S-P-04658 | Version 1 | EPD Australasia | https://epd-australasia.com/wp-content/uploads/2022/01/SP04658_Holcim-ViroDecs-Special-Qld-Brisbane-ECOPact-EPD_-Mar23_v3.0.pdf | m³ | 2400 |  |  |  | 161 | 161 | 0.11 | 0 | 0 | 161.11 | 0 | 0.067083 | 0.067083 | 4.5833e-05 | 0 | 0 | 0.067129 | 0 | Version 1.0
Concrete (in-situ) | Concrete, 20 MPa | >10 MPa to ≤20 MPa | Concrete, 20 MPa, in-situ, no reinforcement, (WE204E1)(Ecopact) (Holcim) (WA), (Perth Metro) | Concrete_20MPa | Concrete_20MPa | 2021-11-25 | 2026-11-25 | Perth Metro, WA | S-P-03716 | Version 1 | EPD Australasia | https://epd-australasia.com/wp-content/uploads/2021/12/SP03716-Holcim-EPD_WAPerth-ECOPact-Range_-v2.0_Apr23.pdf | m³ | 2400 |  |  |  | 196 | 196 | 0.13 | 0 | 0 | 196.13 | 0 | 0.081667 | 0.081667 | 5.4167e-05 | 0 | 0 | 0.081721 | 0 | Version 1.0
Concrete (in-situ) | Concrete, 20 MPa | >10 MPa to ≤20 MPa | Concrete, 20 MPa, in-situ, no reinforcement, (QE202E) (Ecopact) (Holcim) (QLD) (Brisbane) | Concrete_20MPa | Concrete_20MPa | 2022-01-20 | 2027-01-20 | Brisbane, QLD | S-P-04658 | Version 1 | EPD Australasia | https://epd-australasia.com/wp-content/uploads/2022/01/SP04658_Holcim-ViroDecs-Special-Qld-Brisbane-ECOPact-EPD_-Mar23_v3.0.pdf | m³ | 2400 |  |  |  | 151 | 151 | 0.1 | 0 | 0 | 151.1 | 0 | 0.062917 | 0.062917 | 4.1667e-05 | 0 | 0 | 0.062958 | 0 | Version 1.0
Concrete (in-situ) | Concrete, 20 MPa | >10 MPa to ≤20 MPa | Concrete, 20 MPa, in-situ, no reinforcement, (WE201E1)(Ecopact) (Holcim) (WA), (Perth Metro) | Concrete_20MPa | Concrete_20MPa | 2021-11-25 | 2026-11-25 | Perth Metro, WA | S-P-03716 | Version 1 | EPD Australasia | https://epd-australasia.com/wp-content/uploads/2021/12/SP03716-Holcim-EPD_WAPerth-ECOPact-Range_-v2.0_Apr23.pdf | m³ | 2400 |  |  |  | 197 | 197 | 0.13 | 0 | 0 | 197.13 | 0 | 0.082083 | 0.082083 | 5.4167e-05 | 0 | 0 | 0.082138 | 0 | Version 1.0
Concrete (in-situ) | Concrete, 20 MPa | >10 MPa to ≤20 MPa | Concrete, 20 MPa, in-situ, no reinforcement, (Adbri Concrete N Class GP/GL 20 MPa) (Adbri) (VIC) | Concrete_20MPa | Concrete_20MPa | 2023-03-31 | 2028-03-31 | VIC | S-P-05520 | Version 1 | EPD Australasia | https://epd-australasia.com/wp-content/uploads/2023/04/SP05520-Adbri-EPD-Concrete_VIC_Mar23.pdf | m³ | 2400 |  |  |  | 218 | 218 | 0.14 | 0 | 0 | 218.14 | 0 | 0.090833 | 0.090833 | 5.8333e-05 | 0 | 0 | 0.090892 | 0 | Version 1.0
Concrete (in-situ) | Concrete, 20 MPa | >10 MPa to ≤20 MPa | Concrete, 20 MPa, in-situ, no reinforcement, (WE202E1)(Ecopact) (Holcim) (WA), (Perth Metro) | Concrete_20MPa | Concrete_20MPa | 2021-11-25 | 2026-11-25 | Perth Metro, WA | S-P-03716 | Version 1 | EPD Australasia | https://epd-australasia.com/wp-content/uploads/2021/12/SP03716-Holcim-EPD_WAPerth-ECOPact-Range_-v2.0_Apr23.pdf | m³ | 2400 |  |  |  | 188 | 188 | 0.12 | 0 | 0 | 188.12 | 0 | 0.078333 | 0.078333 | 5e-05 | 0 | 0 | 0.078383 | 0 | Version 1.0
Concrete (in-situ) | Concrete, 20 MPa | >10 MPa to ≤20 MPa | Concrete, 20 MPa, in-situ, no reinforcement, (Adbri Concrete N Class GP:GL 20 MPa - Winnellie) (Adbri) (NT) | Concrete_20MPa | Concrete_20MPa | 2023-03-31 | 2028-03-31 | NT | S-P-05522 | Version 1 | EPD Australasia | https://epd-australasia.com/wp-content/uploads/2023/04/SP05522-Adbri-EPD-Concrete_NT_Mar23.pdf | m³ | 2400 |  |  |  | 296 | 296 | 0.188 | 0 | 0 | 296.188 | 0 | 0.12333 | 0.12333 | 7.8333e-05 | 0 | 0 | 0.12341 | 0 | Version 1.0
Concrete (in-situ) | Concrete, 20 MPa | >10 MPa to ≤20 MPa | Concrete, 20 MPa, in-situ, no reinforcement, (WE202EP1)(Ecopact) (Holcim) (WA), (Perth Metro) | Concrete_20MPa | Concrete_20MPa | 2021-11-25 | 2026-11-25 | Perth Metro, WA | S-P-03716 | Version 1 | EPD Australasia | https://epd-australasia.com/wp-content/uploads/2021/12/SP03716-Holcim-EPD_WAPerth-ECOPact-Range_-v2.0_Apr23.pdf | m³ | 2400 |  |  |  | 192 | 192 | 0.09 | 0 | 0 | 192.09 | 0 | 0.08 | 0.08 | 3.75e-05 | 0 | 0 | 0.080037 | 0 | Version 1.0
Concrete (in-situ) | Concrete, 20 MPa | >10 MPa to ≤20 MPa | Concrete, 20 MPa, in-situ, no reinforcement, (WE201EBMX)(Ecopact) (Holcim) (WA), (Perth Metro) | Concrete_20MPa | Concrete_20MPa | 2021-11-25 | 2026-11-25 | Perth Metro, WA | S-P-03716 | Version 1 | EPD Australasia | https://epd-australasia.com/wp-content/uploads/2021/12/SP03716-Holcim-EPD_WAPerth-ECOPact-Range_-v2.0_Apr23.pdf | m³ | 2400 |  |  |  | 198 | 198 | 0.09 | 0 | 0 | 198.09 | 0 | 0.0825 | 0.0825 | 3.75e-05 | 0 | 0 | 0.082537 | 0 | Version 1.0
Concrete (in-situ) | Concrete, 20 MPa | >10 MPa to ≤20 MPa | Concrete, 20 MPa, in-situ, no reinforcement, (Adbri Concrete N Class GP:GL 20 MPa - Alice Springs) (Adbri) (NT) | Concrete_20MPa | Concrete_20MPa | 2023-03-31 | 2028-03-31 | NT | S-P-05522 | Version 1 | EPD Australasia | https://epd-australasia.com/wp-content/uploads/2023/04/SP05522-Adbri-EPD-Concrete_NT_Mar23.pdf | m³ | 2400 |  |  |  | 364 | 364 | 0.126 | 0 | 0 | 364.126 | 0 | 0.15167 | 0.15167 | 5.25e-05 | 0 | 0 | 0.15172 | 0 | Version 1.0
Concrete (in-situ) | Concrete, 20 MPa | >10 MPa to ≤20 MPa | Concrete, 20 MPa, in-situ, no reinforcement, (Futurecrete® Ultra N Class Ternary 20 MPa) (Adbri) (NSW) | Concrete_20MPa | Concrete_20MPa | 2023-03-31 | 2028-03-31 | NSW | S-P-05519 | Version 1 | EPD Australasia | https://epd-australasia.com/wp-content/uploads/2023/04/SP05519-Adbri-EPD-Concrete_NSW_Mar23.pdf | m³ | 2400 |  |  |  | 208.89 | 208.88 | 0.011 | 0 | 0 | 208.891 | 0 | 0.087037 | 0.087033 | 4.5833e-06 | 0 | 0 | 0.087038 | 0 | Version 1.0
Concrete (in-situ) | Concrete, 20 MPa | >10 MPa to ≤20 MPa | Concrete, 20 MPa, in-situ, no reinforcement, (General) (Holcim) (NSW)(ACT) | Concrete_20MPa | Concrete_20MPa | 2019-06-30 | 2024-06-30 | NSW & ACT | S-P-01165 | Version 1 | EPD Australasia | https://epd-australasia.com/wp-content/uploads/2019/07/Holcim-ViroDecs-EPD_-2021-update_v2.pdf | m³ | 2400 |  |  |  | 273 | 273 | 0 | 0 | 0 | 273 | 0 | 0.11375 | 0.11375 | 0 | 0 | 0 | 0.11375 | 0 | Version 1.0 | Expired
Concrete (in-situ) | Concrete, 20 MPa | >10 MPa to ≤20 MPa | Concrete, 20 MPa, in-situ, no reinforcement, (Fly Ash) (Holcim) (NSW)(ACT) | Concrete_20MPa | Concrete_20MPa | 2019-06-30 | 2024-06-30 | NSW & ACT | S-P-01165 | Version 1 | EPD Australasia | https://epd-australasia.com/wp-content/uploads/2019/07/Holcim-ViroDecs-EPD_-2021-update_v2.pdf | m³ | 2400 |  |  |  | 220 | 220 | 0 | 0 | 0 | 220 | 0 | 0.091667 | 0.091667 | 0 | 0 | 0 | 0.091667 | 0 | Version 1.0 | Expired
Concrete (in-situ) | Concrete, 20 MPa | >10 MPa to ≤20 MPa | Concrete, 20 MPa, in-situ, no reinforcement, (GGBS Slag) (Holcim) (NSW)(ACT) | Concrete_20MPa | Concrete_20MPa | 2019-06-30 | 2024-06-30 | NSW & ACT | S-P-01165 | Version 1 | EPD Australasia | https://epd-australasia.com/wp-content/uploads/2019/07/Holcim-ViroDecs-EPD_-2021-update_v2.pdf | m³ | 2400 |  |  |  | 171 | 171 | 0 | 0 | 0 | 171 | 0 | 0.07125 | 0.07125 | 0 | 0 | 0 | 0.07125 | 0 | Version 1.0 | Expired
Concrete (in-situ) | Concrete, 20 MPa | >10 MPa to ≤20 MPa | Concrete, 20 MPa, in-situ, no reinforcement, (Triple Blend) (Holcim) (NSW)(ACT) | Concrete_20MPa | Concrete_20MPa | 2019-06-30 | 2024-06-30 | NSW & ACT | S-P-01165 | Version 1 | EPD Australasia | https://epd-australasia.com/wp-content/uploads/2019/07/Holcim-ViroDecs-EPD_-2021-update_v2.pdf | m³ | 2400 |  |  |  | 152 | 152 | 0 | 0 | 0 | 152 | 0 | 0.063333 | 0.063333 | 0 | 0 | 0 | 0.063333 | 0 | Version 1.0 | Expired
Concrete (in-situ) | Concrete, 20 MPa | >10 MPa to ≤20 MPa | Concrete, 20 MPa, in-situ, no reinforcement,(General) (Holcim) (QLD) | Concrete_20MPa | Concrete_20MPa | 2019-06-30 | 2024-06-30 | QLD | S-P-01165 | Version 1 | EPD Australasia | https://epd-australasia.com/wp-content/uploads/2019/07/Holcim-ViroDecs-EPD_-2021-update_v2.pdf | m³ | 2400 |  |  |  | 242 | 242 | 0 | 0 | 0 | 242 | 0 | 0.10083 | 0.10083 | 0 | 0 | 0 | 0.10083 | 0 | Version 1.0 | Expired
Concrete (in-situ) | Concrete, 20 MPa | >10 MPa to ≤20 MPa | Concrete, 20 MPa, in-situ, no reinforcement,(Fly Ash) (Holcim) (QLD) | Concrete_20MPa | Concrete_20MPa | 2019-06-30 | 2024-06-30 | QLD | S-P-01165 | Version 1 | EPD Australasia | https://epd-australasia.com/wp-content/uploads/2019/07/Holcim-ViroDecs-EPD_-2021-update_v2.pdf | m³ | 2400 |  |  |  | 203 | 203 | 0 | 0 | 0 | 203 | 0 | 0.084583 | 0.084583 | 0 | 0 | 0 | 0.084583 | 0 | Version 1.0 | Expired
Concrete (in-situ) | Concrete, 20 MPa | >10 MPa to ≤20 MPa | Concrete, 20 MPa, in-situ, no reinforcement,(GGBS Slag) (Holcim) (QLD) | Concrete_20MPa | Concrete_20MPa | 2019-06-30 | 2024-06-30 | QLD | S-P-01165 | Version 1 | EPD Australasia | https://epd-australasia.com/wp-content/uploads/2019/07/Holcim-ViroDecs-EPD_-2021-update_v2.pdf | m³ | 2400 |  |  |  | 163 | 163 | 0 | 0 | 0 | 163 | 0 | 0.067917 | 0.067917 | 0 | 0 | 0 | 0.067917 | 0 | Version 1.0 | Expired
Concrete (in-situ) | Concrete, 20 MPa | >10 MPa to ≤20 MPa | Concrete, 20 MPa, in-situ, no reinforcement,(Triple Blend) (Holcim) (QLD) | Concrete_20MPa | Concrete_20MPa | 2019-06-30 | 2024-06-30 | QLD | S-P-01165 | Version 1 | EPD Australasia | https://epd-australasia.com/wp-content/uploads/2019/07/Holcim-ViroDecs-EPD_-2021-update_v2.pdf | m³ | 2400 |  |  |  | 154 | 154 | 0 | 0 | 0 | 154 | 0 | 0.064167 | 0.064167 | 0 | 0 | 0 | 0.064167 | 0 | Version 1.0 | Expired
Concrete (in-situ) | Concrete, 20 MPa | >10 MPa to ≤20 MPa | Concrete, 20 MPa, in-situ, no reinforcement, (General) (Holcim) (VIC) | Concrete_20MPa | Concrete_20MPa | 2019-06-30 | 2024-06-30 | VIC | S-P-01165 | Version 1 | EPD Australasia | https://epd-australasia.com/wp-content/uploads/2019/07/Holcim-ViroDecs-EPD_-2021-update_v2.pdf | m³ | 2400 |  |  |  | 257 | 257 | 0 | 0 | 0 | 257 | 0 | 0.10708 | 0.10708 | 0 | 0 | 0 | 0.10708 | 0 | Version 1.0 | Expired
Concrete (in-situ) | Concrete, 20 MPa | >10 MPa to ≤20 MPa | Concrete, 20 MPa, in-situ, no reinforcement, (Fly Ash) (Holcim) (VIC) | Concrete_20MPa | Concrete_20MPa | 2019-06-30 | 2024-06-30 | VIC | S-P-01165 | Version 1 | EPD Australasia | https://epd-australasia.com/wp-content/uploads/2019/07/Holcim-ViroDecs-EPD_-2021-update_v2.pdf | m³ | 2400 |  |  |  | 221 | 221 | 0 | 0 | 0 | 221 | 0 | 0.092083 | 0.092083 | 0 | 0 | 0 | 0.092083 | 0 | Version 1.0 | Expired
Concrete (in-situ) | Concrete, 20 MPa | >10 MPa to ≤20 MPa | Concrete, 20 MPa, in-situ, no reinforcement, (Triple Blend) (Holcim) (VIC) | Concrete_20MPa | Concrete_20MPa | 2019-06-30 | 2024-06-30 | VIC | S-P-01165 | Version 1 | EPD Australasia | https://epd-australasia.com/wp-content/uploads/2019/07/Holcim-ViroDecs-EPD_-2021-update_v2.pdf | m³ | 2400 |  |  |  | 209 | 209 | 0 | 0 | 0 | 209 | 0 | 0.087083 | 0.087083 | 0 | 0 | 0 | 0.087083 | 0 | Version 1.0 | Expired
Concrete (in-situ) | Concrete, 20 MPa | >10 MPa to ≤20 MPa | Concrete, 20 MPa, in-situ, no reinforcement, (General) (Holcim) (SA) | Concrete_20MPa | Concrete_20MPa | 2019-06-30 | 2024-06-30 | SA | S-P-01165 | Version 1 | EPD Australasia | https://epd-australasia.com/wp-content/uploads/2019/07/Holcim-ViroDecs-EPD_-2021-update_v2.pdf | m³ | 2400 |  |  |  | 265 | 265 | 0 | 0 | 0 | 265 | 0 | 0.11042 | 0.11042 | 0 | 0 | 0 | 0.11042 | 0 | Version 1.0 | Expired
Concrete (in-situ) | Concrete, 20 MPa | >10 MPa to ≤20 MPa | Concrete, MPa, in-situ, no reinforcement, (Fly Ash) (Holcim) (SA) | Concrete_20MPa | Concrete_20MPa | 2019-06-30 | 2024-06-30 | SA | S-P-01165 | Version 1 | EPD Australasia | https://epd-australasia.com/wp-content/uploads/2019/07/Holcim-ViroDecs-EPD_-2021-update_v2.pdf | m³ | 2400 |  |  |  | 198 | 198 | 0 | 0 | 0 | 198 | 0 | 0.0825 | 0.0825 | 0 | 0 | 0 | 0.0825 | 0 | Version 1.0 | Expired
Concrete (in-situ) | Concrete, 20 MPa | >10 MPa to ≤20 MPa | Concrete, MPa, in-situ, no reinforcement, (GGBS Slag) (Holcim) (SA) | Concrete_20MPa | Concrete_20MPa | 2019-06-30 | 2024-06-30 | SA | S-P-01165 | Version 1 | EPD Australasia | https://epd-australasia.com/wp-content/uploads/2019/07/Holcim-ViroDecs-EPD_-2021-update_v2.pdf | m³ | 2400 |  |  |  | 200 | 200 | 0 | 0 | 0 | 200 | 0 | 0.083333 | 0.083333 | 0 | 0 | 0 | 0.083333 | 0 | Version 1.0 | Expired
Concrete (in-situ) | Concrete, 20 MPa | >10 MPa to ≤20 MPa | Concrete, 20 MPa, in-situ, no reinforcement, (General) (Holcim) (WA) | Concrete_20MPa | Concrete_20MPa | 2019-06-30 | 2024-06-30 | WA | S-P-01165 | Version 1 | EPD Australasia | https://epd-australasia.com/wp-content/uploads/2019/07/Holcim-ViroDecs-EPD_-2021-update_v2.pdf | m³ | 2400 |  |  |  | 265 | 265 | 0 | 0 | 0 | 265 | 0 | 0.11042 | 0.11042 | 0 | 0 | 0 | 0.11042 | 0 | Version 1.0 | Expired
Concrete (in-situ) | Concrete, 20 MPa | >10 MPa to ≤20 MPa | Concrete, MPa, in-situ, no reinforcement, (GGBS Slag) (Holcim) (WA) | Concrete_20MPa | Concrete_20MPa | 2019-06-30 | 2024-06-30 | WA | S-P-01165 | Version 1 | EPD Australasia | https://epd-australasia.com/wp-content/uploads/2019/07/Holcim-ViroDecs-EPD_-2021-update_v2.pdf | m³ | 2400 |  |  |  | 207 | 207 | 0 | 0 | 0 | 207 | 0 | 0.08625 | 0.08625 | 0 | 0 | 0 | 0.08625 | 0 | Version 1.0 | Expired
Concrete (in-situ) | Concrete, 20 MPa | >10 MPa to ≤20 MPa | Concrete, 20 MPa, in-situ, no reinforcement, (NE202E151)(Ecopact) (Holcim) (ACT) | Concrete_20MPa | Concrete_20MPa | 2021-10-21 | 2026-10-21 | Canberra, ACT | S-P-03715 | Version 1 | EPD Australasia | https://epd-australasia.com/wp-content/uploads/2021/10/2021-Holcim-ViroDecs%E2%84%A2-Special-ACT-ECOPact-Ver-1.0.pdf | m³ | 2400 |  |  |  | 173.43 | 0 | 0 | 0 | 0 | 173.43 | 0 | 0.072263 | 0 | 0 | 0 | 0 | 0.072263 | 0 | Version 1.0
Concrete (in-situ) | Concrete, 20 MPa | >10 MPa to ≤20 MPa | Concrete, 20 MPa, in-situ, no reinforcement, (NE202E351)(Ecopact) (Holcim) (ACT) | Concrete_20MPa | Concrete_20MPa | 2021-10-21 | 2026-10-21 | Canberra, ACT | S-P-03715 | Version 1 | EPD Australasia | https://epd-australasia.com/wp-content/uploads/2021/10/2021-Holcim-ViroDecs%E2%84%A2-Special-ACT-ECOPact-Ver-1.0.pdf | m³ | 2400 |  |  |  | 174.96 | 0 | 0 | 0 | 0 | 174.96 | 0 | 0.0729 | 0 | 0 | 0 | 0 | 0.0729 | 0 | Version 1.0
Concrete (in-situ) | Concrete, 20 MPa | >10 MPa to ≤20 MPa | Concrete, 20 MPa, in-situ, no reinforcement, (NE201E151)(Ecopact) (Holcim) (ACT) | Concrete_20MPa | Concrete_20MPa | 2021-10-21 | 2026-10-21 | Canberra, ACT | S-P-03715 | Version 1 | EPD Australasia | https://epd-australasia.com/wp-content/uploads/2021/10/2021-Holcim-ViroDecs%E2%84%A2-Special-ACT-ECOPact-Ver-1.0.pdf | m³ | 2400 |  |  |  | 173.65 | 0 | 0 | 0 | 0 | 173.65 | 0 | 0.072354 | 0 | 0 | 0 | 0 | 0.072354 | 0 | Version 1.0
Concrete (in-situ) | Concrete, 20 MPa | >10 MPa to ≤20 MPa | Concrete, 20 MPa, in-situ, no reinforcement, (NE201E351)(Ecopact) (Holcim) (ACT) | Concrete_20MPa | Concrete_20MPa | 2021-10-21 | 2026-10-21 | Canberra, ACT | S-P-03715 | Version 1 | EPD Australasia | https://epd-australasia.com/wp-content/uploads/2021/10/2021-Holcim-ViroDecs%E2%84%A2-Special-ACT-ECOPact-Ver-1.0.pdf | m³ | 2400 |  |  |  | 175.14 | 0 | 0 | 0 | 0 | 175.14 | 0 | 0.072975 | 0 | 0 | 0 | 0 | 0.072975 | 0 | Version 1.0
Concrete (in-situ) | Concrete, 15 MPa | >10 MPa to ≤20 MPa | Concrete, 15 MPa, in-situ, no reinforcement, (VS152BHS2) (Holcim) (VIC) | Concrete_20MPa | Concrete_20MPa | 2021-08-04 | 2026-08-04 | VIC | S-P-03712 | Version 1 | EPD Australasia | https://epd-australasia.com/wp-content/uploads/2021/08/SP03712-Holcim-ViroDecs%E2%84%A2-Special-Victoria-EPD-V2.0.pdf | m³ | 2400 |  |  |  | 158.51 | 0 | 0 | 0 | 0 | 158.51 | 0 | 0.066046 | 0 | 0 | 0 | 0 | 0.066046 | 0 | Version 1.0
Concrete (in-situ) | Concrete, 20 MPa | >10 MPa to ≤20 MPa | Concrete, 20 MPa, in-situ, no reinforcement, (VS202BHS2) (Holcim) (VIC) | Concrete_20MPa | Concrete_20MPa | 2021-08-04 | 2026-08-04 | VIC | S-P-03712 | Version 1 | EPD Australasia | https://epd-australasia.com/wp-content/uploads/2021/08/SP03712-Holcim-ViroDecs%E2%84%A2-Special-Victoria-EPD-V2.0.pdf | m³ | 2400 |  |  |  | 168.75 | 0 | 0 | 0 | 0 | 168.75 | 0 | 0.070312 | 0 | 0 | 0 | 0 | 0.070312 | 0 | Version 1.0
Concrete (in-situ) | Concrete, 20 MPa | >10 MPa to ≤20 MPa | Concrete, 20 MPa, in-situ, no reinforcement, (QE202E)(Holcim) (QLD), (North QLD) | Concrete_20MPa | Concrete_20MPa | 2021-12-09 | 2026-12-09 | North QLD | S-P-03717 | Version 1 | EPD Australasia | https://epd-australasia.com/wp-content/uploads/2021/12/2021-Holcim-ViroDecs%E2%84%A2-Special-QLD-NQ-ECOPact-v-1.0.pdf | m³ | 2400 |  |  |  | 197.24 | 197.24 | 0 | 0 | 0 | 197.24 | 0 | 0.082183 | 0.082183 | 0 | 0 | 0 | 0.082183 | 0 | Version 1.0
Concrete (in-situ) | Concrete, 20 MPa | >10 MPa to ≤20 MPa | Concrete, 20 MPa, in-situ, no reinforcement, (QE202E1)(Holcim) (QLD), (North QLD) | Concrete_20MPa | Concrete_20MPa | 2021-12-09 | 2026-12-09 | North QLD | S-P-03717 | Version 1 | EPD Australasia | https://epd-australasia.com/wp-content/uploads/2021/12/2021-Holcim-ViroDecs%E2%84%A2-Special-QLD-NQ-ECOPact-v-1.0.pdf | m³ | 2400 |  |  |  | 197.49 | 197.49 | 0 | 0 | 0 | 197.49 | 0 | 0.082287 | 0.082287 | 0 | 0 | 0 | 0.082287 | 0 | Version 1.0
Concrete (in-situ) | Concrete, 20 MPa | >10 MPa to ≤20 MPa | Concrete, 20 MPa, in-situ, no reinforcement, (QE201E)(Holcim) (QLD), (North QLD) | Concrete_20MPa | Concrete_20MPa | 2021-12-09 | 2026-12-09 | North QLD | S-P-03717 | Version 1 | EPD Australasia | https://epd-australasia.com/wp-content/uploads/2021/12/2021-Holcim-ViroDecs%E2%84%A2-Special-QLD-NQ-ECOPact-v-1.0.pdf | m³ | 2400 |  |  |  | 202.72 | 202.72 | 0 | 0 | 0 | 202.72 | 0 | 0.084467 | 0.084467 | 0 | 0 | 0 | 0.084467 | 0 | Version 1.0
Concrete (in-situ) | Concrete, 20 MPa | >10 MPa to ≤20 MPa | Concrete, 20 MPa, in-situ, no reinforcement, (QE201E1)(Holcim) (QLD), (North QLD) | Concrete_20MPa | Concrete_20MPa | 2021-12-09 | 2026-12-09 | North QLD | S-P-03717 | Version 1 | EPD Australasia | https://epd-australasia.com/wp-content/uploads/2021/12/2021-Holcim-ViroDecs%E2%84%A2-Special-QLD-NQ-ECOPact-v-1.0.pdf | m³ | 2400 |  |  |  | 202.99 | 202.99 | 0 | 0 | 0 | 202.99 | 0 | 0.084579 | 0.084579 | 0 | 0 | 0 | 0.084579 | 0 | Version 1.0
Concrete (in-situ) | Concrete, 20 MPa | >10 MPa to ≤20 MPa | Concrete, 20 MPa, in-situ, no reinforcement, (QE201EBMX)(Holcim) (QLD), (North QLD) | Concrete_20MPa | Concrete_20MPa | 2021-12-09 | 2026-12-09 | North QLD | S-P-03717 | Version 1 | EPD Australasia | https://epd-australasia.com/wp-content/uploads/2021/12/2021-Holcim-ViroDecs%E2%84%A2-Special-QLD-NQ-ECOPact-v-1.0.pdf | m³ | 2400 |  |  |  | 221.6 | 221.6 | 0 | 0 | 0 | 221.6 | 0 | 0.092333 | 0.092333 | 0 | 0 | 0 | 0.092333 | 0 | Version 1.0
Concrete (in-situ) | Concrete, 20 MPa | >10 MPa to ≤20 MPa | Concrete, 20 MPa, in-situ, no reinforcement, (Adbri Concrete N Class GP/GL:FA 20 MPa) (Adbri) (NSW) | Concrete_20MPa | Concrete_20MPa | 2023-03-31 | 2028-03-31 | NSW | S-P-05519 | Version 1 | EPD Australasia | https://epd-australasia.com/wp-content/uploads/2023/04/SP05519-Adbri-EPD-Concrete_NSW_Mar23.pdf | m³ | 2400 |  |  |  | 253.87 | 253.87 | -0.00389 | 0 | 0 | 253.87 | 0 | 0.10578 | 0.10578 | -1.6208e-06 | 0 | 0 | 0.10578 | 0 | Version 1.0
Concrete (in-situ) | Concrete, 20 MPa | >10 MPa to ≤20 MPa | Concrete, 20 MPa, in-situ, no reinforcement, Pre-mix Concrete Normal Class GP/FA blend (Boral) (ACT), (Canberra) Normal Class GP/FA blend 20 MPa | Concrete_20MPa | Concrete_20MPa | 2022-08-15 | 2026-04-01 | Canberra, ACT | S-P-02336 | Version 1.2 | EPD Australasia | https://epd-australasia.com/wp-content/uploads/2021/04/SP02336_Boral-EPD_NSW-ACT_Aug22_V1.2.pdf | m³ | 2400 |  |  |  | 210 | 0 | 0 | 0 | 0 | 210 | 0 | 0.0875 | 0 | 0 | 0 | 0 | 0.0875 | 0 | Version 1.0 | Expired
Concrete (in-situ) | Concrete, 20 MPa | >10 MPa to ≤20 MPa | Concrete, 20 MPa, in-situ, no reinforcement, Pre-mix Concrete Normal Class GP/GGBFS blend (Boral) (ACT), (Canberra) Normal Class GP/GGBFS blend 20 MPa | Concrete_20MPa | Concrete_20MPa | 2022-08-15 | 2026-04-01 | Canberra, ACT | S-P-02336 | Version 1.2 | EPD Australasia | https://epd-australasia.com/wp-content/uploads/2021/04/SP02336_Boral-EPD_NSW-ACT_Aug22_V1.2.pdf | m³ | 2400 |  |  |  | 194 | 0 | 0 | 0 | 0 | 194 | 0 | 0.080833 | 0 | 0 | 0 | 0 | 0.080833 | 0 | Version 1.0 | Expired
Concrete (in-situ) | Concrete, 20 MPa | >10 MPa to ≤20 MPa | Concrete, 20 MPa, in-situ, no reinforcement, Pre-mix Concrete ENVIROCRETE 30% (Boral) (ACT), (Canberra) ENVIROCRETE 30% 20 MPa | Concrete_20MPa | Concrete_20MPa | 2022-08-15 | 2026-04-01 | Canberra, ACT | S-P-02336 | Version 1.2 | EPD Australasia | https://epd-australasia.com/wp-content/uploads/2021/04/SP02336_Boral-EPD_NSW-ACT_Aug22_V1.2.pdf | m³ | 2400 |  |  |  | 210 | 0 | 0 | 0 | 0 | 210 | 0 | 0.0875 | 0 | 0 | 0 | 0 | 0.0875 | 0 | Version 1.0 | Expired
Concrete (in-situ) | Concrete, 20 MPa | >10 MPa to ≤20 MPa | Concrete, 20 MPa, in-situ, no reinforcement, Pre-mix Concrete ENVIROCRETE 40% (Boral) (ACT), (Canberra) ENVIROCRETE 40% 20 MPa | Concrete_20MPa | Concrete_20MPa | 2022-08-15 | 2026-04-01 | Canberra, ACT | S-P-02336 | Version 1.2 | EPD Australasia | https://epd-australasia.com/wp-content/uploads/2021/04/SP02336_Boral-EPD_NSW-ACT_Aug22_V1.2.pdf | m³ | 2400 |  |  |  | 193 | 0 | 0 | 0 | 0 | 193 | 0 | 0.080417 | 0 | 0 | 0 | 0 | 0.080417 | 0 | Version 1.0 | Expired
Concrete (in-situ) | Concrete, 20 MPa | >10 MPa to ≤20 MPa | Concrete, 20 MPa, in-situ, no reinforcement, Pre-mix Concrete ENVIROCRETE PLUS (Boral) (ACT), (Canberra) ENVIROCRETE PLUS 20MPa | Concrete_20MPa | Concrete_20MPa | 2022-08-15 | 2026-04-01 | Canberra, ACT | S-P-02336 | Version 1.2 | EPD Australasia | https://epd-australasia.com/wp-content/uploads/2021/04/SP02336_Boral-EPD_NSW-ACT_Aug22_V1.2.pdf | m³ | 2400 |  |  |  | 186 | 0 | 0 | 0 | 0 | 186 | 0 | 0.0775 | 0 | 0 | 0 | 0 | 0.0775 | 0 | Version 1.0 | Expired
Concrete (in-situ) | Concrete, 20 MPa | >10 MPa to ≤20 MPa | Concrete, 20 MPa, in-situ, no reinforcement, Pre-mix Concrete ENVISIA (Boral) (ACT), (Canberra) ENVISIA 20MPa | Concrete_20MPa | Concrete_20MPa | 2022-08-15 | 2026-04-01 | Canberra, ACT | S-P-02336 | Version 1.2 | EPD Australasia | https://epd-australasia.com/wp-content/uploads/2021/04/SP02336_Boral-EPD_NSW-ACT_Aug22_V1.2.pdf | m³ | 2400 |  |  |  | 177 | 0 | 0 | 0 | 0 | 177 | 0 | 0.07375 | 0 | 0 | 0 | 0 | 0.07375 | 0 | Version 1.0 | Expired
Concrete (in-situ) | Concrete, 20 MPa | >10 MPa to ≤20 MPa | Concrete, 20 MPa, in-situ, no reinforcement, Pre-mix Concrete Normal Class GP blend (Boral) (ACT), (Canberra) Normal Class GP blend 20MPa | Concrete_20MPa | Concrete_20MPa | 2022-08-15 | 2026-04-01 | Canberra, ACT | S-P-02336 | Version 1.2 | EPD Australasia | https://epd-australasia.com/wp-content/uploads/2021/04/SP02336_Boral-EPD_NSW-ACT_Aug22_V1.2.pdf | m³ | 2400 |  |  |  | 270 | 0 | 0 | 0 | 0 | 270 | 0 | 0.1125 | 0 | 0 | 0 | 0 | 0.1125 | 0 | Version 1.0 | Expired
Concrete (in-situ) | Concrete, 20 MPa | >10 MPa to ≤20 MPa | Concrete, 20 MPa, in-situ, no reinforcement, Pre-mix Concrete Normal Class GP/FA blend (Boral) (NSW), (Newcastle) Normal Class GP/FA blend 20 MPa | Concrete_20MPa | Concrete_20MPa | 2022-08-15 | 2026-04-01 | Newcastle, NSW | S-P-02336 | Version 1.2 | EPD Australasia | https://epd-australasia.com/wp-content/uploads/2021/04/SP02336_Boral-EPD_NSW-ACT_Aug22_V1.2.pdf | m³ | 2400 |  |  |  | 199 | 0 | 0 | 0 | 0 | 199 | 0 | 0.082917 | 0 | 0 | 0 | 0 | 0.082917 | 0 | Version 1.0 | Expired
Concrete (in-situ) | Concrete, 20 MPa | >10 MPa to ≤20 MPa | Concrete, 20 MPa, in-situ, no reinforcement, Pre-mix Concrete ENVIROCRETE 30% 20 MPa (Boral) (NSW), (Newcastle) ENVIROCRETE 30% 20 MPa | Concrete_20MPa | Concrete_20MPa | 2022-08-15 | 2026-04-01 | Newcastle, NSW | S-P-02336 | Version 1.2 | EPD Australasia | https://epd-australasia.com/wp-content/uploads/2021/04/SP02336_Boral-EPD_NSW-ACT_Aug22_V1.2.pdf | m³ | 2400 |  |  |  | 199 | 0 | 0 | 0 | 0 | 199 | 0 | 0.082917 | 0 | 0 | 0 | 0 | 0.082917 | 0 | Version 1.0 | Expired
Concrete (in-situ) | Concrete, 20 MPa | >10 MPa to ≤20 MPa | Concrete, 20 MPa, in-situ, no reinforcement, Pre-mix Concrete Normal Class GP/GGBFS blend (Boral) (NSW), (Newcastle) Normal Class GP/GGBFS blend 20 MPa | Concrete_20MPa | Concrete_20MPa | 2022-08-15 | 2026-04-01 | Newcastle, NSW | S-P-02336 | Version 1.2 | EPD Australasia | https://epd-australasia.com/wp-content/uploads/2021/04/SP02336_Boral-EPD_NSW-ACT_Aug22_V1.2.pdf | m³ | 2400 |  |  |  | 188 | 0 | 0 | 0 | 0 | 188 | 0 | 0.078333 | 0 | 0 | 0 | 0 | 0.078333 | 0 | Version 1.0 | Expired
Concrete (in-situ) | Concrete, 20 MPa | >10 MPa to ≤20 MPa | Concrete, 20 MPa, in-situ, no reinforcement, Pre-mix Concrete ENVIROCRETE 40% (Boral) (NSW), (Newcastle) ENVIROCRETE 40% 20 MPa | Concrete_20MPa | Concrete_20MPa | 2022-08-15 | 2026-04-01 | Newcastle, NSW | S-P-02336 | Version 1.2 | EPD Australasia | https://epd-australasia.com/wp-content/uploads/2021/04/SP02336_Boral-EPD_NSW-ACT_Aug22_V1.2.pdf | m³ | 2400 |  |  |  | 183 | 0 | 0 | 0 | 0 | 183 | 0 | 0.07625 | 0 | 0 | 0 | 0 | 0.07625 | 0 | Version 1.0 | Expired
Concrete (in-situ) | Concrete, 20 MPa | >10 MPa to ≤20 MPa | Concrete, 20 MPa, in-situ, no reinforcement, Pre-mix Concrete ENVIROCRETE PLUS (Boral) (NSW), (Newcastle) ENVIROCRETE PLUS 20MPa | Concrete_20MPa | Concrete_20MPa | 2022-08-15 | 2026-04-01 | Newcastle, NSW | S-P-02336 | Version 1.2 | EPD Australasia | https://epd-australasia.com/wp-content/uploads/2021/04/SP02336_Boral-EPD_NSW-ACT_Aug22_V1.2.pdf | m³ | 2400 |  |  |  | 179 | 0 | 0 | 0 | 0 | 179 | 0 | 0.074583 | 0 | 0 | 0 | 0 | 0.074583 | 0 | Version 1.0 | Expired
Concrete (in-situ) | Concrete, 20 MPa | >10 MPa to ≤20 MPa | Concrete, 20 MPa, in-situ, no reinforcement, Pre-mix Concrete ENVISIA (Boral) (NSW), (Newcastle) ENVISIA 20MPa | Concrete_20MPa | Concrete_20MPa | 2022-08-15 | 2026-04-01 | Newcastle, NSW | S-P-02336 | Version 1.2 | EPD Australasia | https://epd-australasia.com/wp-content/uploads/2021/04/SP02336_Boral-EPD_NSW-ACT_Aug22_V1.2.pdf | m³ | 2400 |  |  |  | 176 | 0 | 0 | 0 | 0 | 176 | 0 | 0.073333 | 0 | 0 | 0 | 0 | 0.073333 | 0 | Version 1.0 | Expired
Concrete (in-situ) | Concrete, 20 MPa | >10 MPa to ≤20 MPa | Concrete, 20 MPa, in-situ, no reinforcement, Pre-mix Concrete Normal Class GP blend (Boral) (NSW), (Newcastle) Normal Class GP blend 20MPa | Concrete_20MPa | Concrete_20MPa | 2022-08-15 | 2026-04-01 | Newcastle, NSW | S-P-02336 | Version 1.2 | EPD Australasia | https://epd-australasia.com/wp-content/uploads/2021/04/SP02336_Boral-EPD_NSW-ACT_Aug22_V1.2.pdf | m³ | 2400 |  |  |  | 263 | 0 | 0 | 0 | 0 | 263 | 0 | 0.10958 | 0 | 0 | 0 | 0 | 0.10958 | 0 | Version 1.0 | Expired
Concrete (in-situ) | Concrete, 20 MPa | >10 MPa to ≤20 MPa | Concrete, 20 MPa, in-situ, no reinforcement, Pre-mix Concrete Normal Class GP/FA blend (Boral) (NSW), (Sydney) Normal Class GP/FA blend 20 MPa | Concrete_20MPa | Concrete_20MPa | 2022-08-15 | 2026-04-01 | Sydney, NSW | S-P-02336 | Version 1.2 | EPD Australasia | https://epd-australasia.com/wp-content/uploads/2021/04/SP02336_Boral-EPD_NSW-ACT_Aug22_V1.2.pdf | m³ | 2400 |  |  |  | 209 | 0 | 0 | 0 | 0 | 209 | 0 | 0.087083 | 0 | 0 | 0 | 0 | 0.087083 | 0 | Version 1.0 | Expired
Concrete (in-situ) | Concrete, 20 MPa | >10 MPa to ≤20 MPa | Concrete, 20 MPa, in-situ, no reinforcement, Pre-mix Concrete Normal Class GP/GGBFS blend (Boral) (NSW), (Sydney) Normal Class GP/GGBFS blend 20 MPa | Concrete_20MPa | Concrete_20MPa | 2022-08-15 | 2026-04-01 | Sydney, NSW | S-P-02336 | Version 1.2 | EPD Australasia | https://epd-australasia.com/wp-content/uploads/2021/04/SP02336_Boral-EPD_NSW-ACT_Aug22_V1.2.pdf | m³ | 2400 |  |  |  | 192 | 0 | 0 | 0 | 0 | 192 | 0 | 0.08 | 0 | 0 | 0 | 0 | 0.08 | 0 | Version 1.0 | Expired
Concrete (in-situ) | Concrete, 20 MPa | >10 MPa to ≤20 MPa | Concrete, 20 MPa, in-situ, no reinforcement, Pre-mix Concrete Normal Class GP/GGBFS/FA blend (Boral) (NSW), (Sydney) Normal Class GP/GGBFS/FA blend 20 MPa | Concrete_20MPa | Concrete_20MPa | 2022-08-15 | 2026-04-01 | Sydney, NSW | S-P-02336 | Version 1.2 | EPD Australasia | https://epd-australasia.com/wp-content/uploads/2021/04/SP02336_Boral-EPD_NSW-ACT_Aug22_V1.2.pdf | m³ | 2400 |  |  |  | 159 | 0 | 0 | 0 | 0 | 159 | 0 | 0.06625 | 0 | 0 | 0 | 0 | 0.06625 | 0 | Version 1.0 | Expired
Concrete (in-situ) | Concrete, 20 MPa | >10 MPa to ≤20 MPa | Concrete, 20 MPa, in-situ, no reinforcement, Pre-mix Concrete ENVIROCRETE 30% (Boral) (NSW), (Sydney) ENVIROCRETE 30% 20 MPa | Concrete_20MPa | Concrete_20MPa | 2022-08-15 | 2026-04-01 | Sydney, NSW | S-P-02336 | Version 1.2 | EPD Australasia | https://epd-australasia.com/wp-content/uploads/2021/04/SP02336_Boral-EPD_NSW-ACT_Aug22_V1.2.pdf | m³ | 2400 |  |  |  | 209 | 0 | 0 | 0 | 0 | 209 | 0 | 0.087083 | 0 | 0 | 0 | 0 | 0.087083 | 0 | Version 1.0 | Expired
Concrete (in-situ) | Concrete, 20 MPa | >10 MPa to ≤20 MPa | Concrete, 20 MPa, in-situ, no reinforcement, Pre-mix Concrete ENVIROCRETE 40% (Boral) (NSW), (Sydney) ENVIROCRETE 40% 20 MPa | Concrete_20MPa | Concrete_20MPa | 2022-08-15 | 2026-04-01 | Sydney, NSW | S-P-02336 | Version 1.2 | EPD Australasia | https://epd-australasia.com/wp-content/uploads/2021/04/SP02336_Boral-EPD_NSW-ACT_Aug22_V1.2.pdf | m³ | 2400 |  |  |  | 191 | 0 | 0 | 0 | 0 | 191 | 0 | 0.079583 | 0 | 0 | 0 | 0 | 0.079583 | 0 | Version 1.0 | Expired
Concrete (in-situ) | Concrete, 20 MPa | >10 MPa to ≤20 MPa | Concrete, 20 MPa, in-situ, no reinforcement, Pre-mix Concrete ENVIROCRETE PLUS (Boral) (NSW), (Sydney) ENVIROCRETE PLUS 20MPa | Concrete_20MPa | Concrete_20MPa | 2022-08-15 | 2026-04-01 | Sydney, NSW | S-P-02336 | Version 1.2 | EPD Australasia | https://epd-australasia.com/wp-content/uploads/2021/04/SP02336_Boral-EPD_NSW-ACT_Aug22_V1.2.pdf | m³ | 2400 |  |  |  | 186 | 0 | 0 | 0 | 0 | 186 | 0 | 0.0775 | 0 | 0 | 0 | 0 | 0.0775 | 0 | Version 1.0 | Expired
Concrete (in-situ) | Concrete, 20 MPa | >10 MPa to ≤20 MPa | Concrete, 20 MPa, in-situ, no reinforcement, Pre-mix Concrete ENVISIA (Boral) (NSW), (Sydney) ENVISIA 20MPa | Concrete_20MPa | Concrete_20MPa | 2022-08-15 | 2026-04-01 | Sydney, NSW | S-P-02336 | Version 1.2 | EPD Australasia | https://epd-australasia.com/wp-content/uploads/2021/04/SP02336_Boral-EPD_NSW-ACT_Aug22_V1.2.pdf | m³ | 2400 |  |  |  | 176 | 0 | 0 | 0 | 0 | 176 | 0 | 0.073333 | 0 | 0 | 0 | 0 | 0.073333 | 0 | Version 1.0 | Expired
Concrete (in-situ) | Concrete, 20 MPa | >10 MPa to ≤20 MPa | Concrete, 20 MPa, in-situ, no reinforcement, Pre-mix Concrete Normal Class GP blend (Boral) (NSW), (Sydney) Normal Class GP blend 20MPa | Concrete_20MPa | Concrete_20MPa | 2022-08-15 | 2026-04-01 | Sydney, NSW | S-P-02336 | Version 1.2 | EPD Australasia | https://epd-australasia.com/wp-content/uploads/2021/04/SP02336_Boral-EPD_NSW-ACT_Aug22_V1.2.pdf | m³ | 2400 |  |  |  | 271 | 0 | 0 | 0 | 0 | 271 | 0 | 0.11292 | 0 | 0 | 0 | 0 | 0.11292 | 0 | Version 1.0 | Expired
Concrete (in-situ) | Concrete, 20 MPa | >10 MPa to ≤20 MPa | Concrete, 20 MPa, in-situ, no reinforcement, Pre-mix Concrete Normal Class GP/FA blend (Boral) (NSW), (Wollongong) Normal Class GP/FA blend 20 MPa | Concrete_20MPa | Concrete_20MPa | 2022-08-15 | 2026-04-01 | Wollongong, NSW | S-P-02336 | Version 1.2 | EPD Australasia | https://epd-australasia.com/wp-content/uploads/2021/04/SP02336_Boral-EPD_NSW-ACT_Aug22_V1.2.pdf | m³ | 2400 |  |  |  | 205 | 0 | 0 | 0 | 0 | 205 | 0 | 0.085417 | 0 | 0 | 0 | 0 | 0.085417 | 0 | Version 1.0 | Expired
Concrete (in-situ) | Concrete, 20 MPa | >10 MPa to ≤20 MPa | Concrete, 20 MPa, in-situ, no reinforcement, Pre-mix Concrete Normal Class GP/GGBFS blend (Boral) (NSW), (Wollongong) Normal Class GP/GGBFS blend 20 MPa | Concrete_20MPa | Concrete_20MPa | 2022-08-15 | 2026-04-01 | Wollongong, NSW | S-P-02336 | Version 1.2 | EPD Australasia | https://epd-australasia.com/wp-content/uploads/2021/04/SP02336_Boral-EPD_NSW-ACT_Aug22_V1.2.pdf | m³ | 2400 |  |  |  | 188 | 0 | 0 | 0 | 0 | 188 | 0 | 0.078333 | 0 | 0 | 0 | 0 | 0.078333 | 0 | Version 1.0 | Expired
Concrete (in-situ) | Concrete, 20 MPa | >10 MPa to ≤20 MPa | Concrete, 20 MPa, in-situ, no reinforcement, Pre-mix Concrete Normal Class GP/GGBFS/FA blend (Boral) (NSW), (Wollongong) Normal Class GP/GGBFS/FA blend 20 MPa | Concrete_20MPa | Concrete_20MPa | 2022-08-15 | 2026-04-01 | Wollongong, NSW | S-P-02336 | Version 1.2 | EPD Australasia | https://epd-australasia.com/wp-content/uploads/2021/04/SP02336_Boral-EPD_NSW-ACT_Aug22_V1.2.pdf | m³ | 2400 |  |  |  | 148 | 0 | 0 | 0 | 0 | 148 | 0 | 0.061667 | 0 | 0 | 0 | 0 | 0.061667 | 0 | Version 1.0 | Expired
Concrete (in-situ) | Concrete, 20 MPa | >10 MPa to ≤20 MPa | Concrete, 20 MPa, in-situ, no reinforcement, Pre-mix Concrete ENVIROCRETE 30% (Boral) (NSW), (Wollongong) ENVIROCRETE 30% 20 MPa | Concrete_20MPa | Concrete_20MPa | 2022-08-15 | 2026-04-01 | Wollongong, NSW | S-P-02336 | Version 1.2 | EPD Australasia | https://epd-australasia.com/wp-content/uploads/2021/04/SP02336_Boral-EPD_NSW-ACT_Aug22_V1.2.pdf | m³ | 2400 |  |  |  | 205 | 0 | 0 | 0 | 0 | 205 | 0 | 0.085417 | 0 | 0 | 0 | 0 | 0.085417 | 0 | Version 1.0 | Expired
Concrete (in-situ) | Concrete, 20 MPa | >10 MPa to ≤20 MPa | Concrete, 20 MPa, in-situ, no reinforcement, Pre-mix Concrete ENVIROCRETE 40% (Boral) (NSW), (Wollongong) ENVIROCRETE 40% 20 MPa | Concrete_20MPa | Concrete_20MPa | 2022-08-15 | 2026-04-01 | Wollongong, NSW | S-P-02336 | Version 1.2 | EPD Australasia | https://epd-australasia.com/wp-content/uploads/2021/04/SP02336_Boral-EPD_NSW-ACT_Aug22_V1.2.pdf | m³ | 2400 |  |  |  | 186 | 0 | 0 | 0 | 0 | 186 | 0 | 0.0775 | 0 | 0 | 0 | 0 | 0.0775 | 0 | Version 1.0 | Expired
Concrete (in-situ) | Concrete, 20 MPa | >10 MPa to ≤20 MPa | Concrete, 20 MPa, in-situ, no reinforcement, Pre-mix Concrete ENVIROCRETE PLUS (Boral) (NSW), (Wollongong) ENVIROCRETE PLUS 20MPa | Concrete_20MPa | Concrete_20MPa | 2022-08-15 | 2026-04-01 | Wollongong, NSW | S-P-02336 | Version 1.2 | EPD Australasia | https://epd-australasia.com/wp-content/uploads/2021/04/SP02336_Boral-EPD_NSW-ACT_Aug22_V1.2.pdf | m³ | 2400 |  |  |  | 181 | 0 | 0 | 0 | 0 | 181 | 0 | 0.075417 | 0 | 0 | 0 | 0 | 0.075417 | 0 | Version 1.0 | Expired
Concrete (in-situ) | Concrete, 20 MPa | >10 MPa to ≤20 MPa | Concrete, 20 MPa, in-situ, no reinforcement, Pre-mix Concrete ENVISIA (Boral) (NSW), (Wollongong) ENVISIA 20MPa | Concrete_20MPa | Concrete_20MPa | 2022-08-15 | 2026-04-01 | Wollongong, NSW | S-P-02336 | Version 1.2 | EPD Australasia | https://epd-australasia.com/wp-content/uploads/2021/04/SP02336_Boral-EPD_NSW-ACT_Aug22_V1.2.pdf | m³ | 2400 |  |  |  | 173 | 0 | 0 | 0 | 0 | 173 | 0 | 0.072083 | 0 | 0 | 0 | 0 | 0.072083 | 0 | Version 1.0 | Expired
Concrete (in-situ) | Concrete, 20 MPa | >10 MPa to ≤20 MPa | Concrete, 20 MPa, in-situ, no reinforcement, Pre-mix Concrete Normal Class GP blend (Boral) (NSW), (Wollongong) Normal Class GP blend 20MPa | Concrete_20MPa | Concrete_20MPa | 2022-08-15 | 2026-04-01 | Wollongong, NSW | S-P-02336 | Version 1.2 | EPD Australasia | https://epd-australasia.com/wp-content/uploads/2021/04/SP02336_Boral-EPD_NSW-ACT_Aug22_V1.2.pdf | m³ | 2400 |  |  |  | 268 | 0 | 0 | 0 | 0 | 268 | 0 | 0.11167 | 0 | 0 | 0 | 0 | 0.11167 | 0 | Version 1.0 | Expired
Concrete (in-situ) | Concrete, 20 MPa | >10 MPa to ≤20 MPa | Concrete, 20 MPa, in-situ, no reinforcement, Pre-mix Concrete Normal Class GP blend (Boral) (TAS), (Hobart) Normal Class GP blend 20MPa | Concrete_20MPa | Concrete_20MPa | 2021-10-15 | 2026-05-01 | Hobart, TAS | S-P-02337 |  | EPD Australasia | https://epd-australasia.com/wp-content/uploads/2021/05/BoralConcrete_EPDv1.1_2021_Tasmania_hr.pdf | m³ | 2400 |  |  |  | 265 | 0 | 0 | 0 | 0 | 265 | 0 | 0.11042 | 0 | 0 | 0 | 0 | 0.11042 | 0 | Version 1.0 | Expired
Concrete (in-situ) | Concrete, 20 MPa | >10 MPa to ≤20 MPa | Concrete, 20 MPa, in-situ, no reinforcement, Pre-mix Concrete Normal Class GP blend (Boral) (TAS), (Launceston) Normal Class GP blend 20MPa | Concrete_20MPa | Concrete_20MPa | 2021-10-15 | 2026-05-01 | Launceston, TAS | S-P-02337 |  | EPD Australasia | https://epd-australasia.com/wp-content/uploads/2021/05/BoralConcrete_EPDv1.1_2021_Tasmania_hr.pdf | m³ | 2400 |  |  |  | 265 | 0 | 0 | 0 | 0 | 265 | 0 | 0.11042 | 0 | 0 | 0 | 0 | 0.11042 | 0 | Version 1.0 | Expired
Concrete (in-situ) | Concrete, 20 MPa | >10 MPa to ≤20 MPa | Concrete, 20 MPa, in-situ, no reinforcement, GP, Normal Class (WA Premix) (WA), (Perth) | Concrete_20MPa | Concrete_20MPa | 2022-02-28 | 2027-02-28 | Perth, WA | S-P-05479 |  | EPD Australasia | https://epd-australasia.com/wp-content/uploads/2022/07/SP-05479_WA-Premix-Ready-Mix-Concrete-EPD-v1.0.pdf | m³ | 2400 |  |  |  | 298 | 0 | 0 | 0 | 0 | 298 | 0 | 0.12417 | 0 | 0 | 0 | 0 | 0.12417 | 0 | Version 1.0
Concrete (in-situ) | Concrete, 20 MPa | >10 MPa to ≤20 MPa | Concrete, 20 MPa, in-situ, no reinforcement, Ready-Mix Concrete (LC)50 (Concrite) (NSW) (Sydney Region, NSW) | Concrete_20MPa | Concrete_20MPa | 2022-02-28 | 2027-02-28 | Sydney Region, NSW | S-P-05479 |  | EPD Australasia | https://epd-australasia.com/wp-content/uploads/2022/02/17765_Concrite_EPD_2022_SP02335.pdf | m³ | 2400 |  |  |  | 149 | 0 | 0 | 0 | 0 | 149 | 0 | 0.062083 | 0 | 0 | 0 | 0 | 0.062083 | 0 | Version 1.0
Concrete (in-situ) | Concrete, 20 MPa | >10 MPa to ≤20 MPa | Concrete, 20 MPa, in-situ, no reinforcement, Ready-Mix Concrete (LC)40 (Concrite) (NSW) (Sydney Region, NSW) | Concrete_20MPa | Concrete_20MPa | 2022-02-28 | 2027-02-28 | Sydney Region, NSW | S-P-05479 |  | EPD Australasia | https://epd-australasia.com/wp-content/uploads/2022/02/17765_Concrite_EPD_2022_SP02335.pdf | m³ | 2400 |  |  |  | 171 | 0 | 0 | 0 | 0 | 171 | 0 | 0.07125 | 0 | 0 | 0 | 0 | 0.07125 | 0 | Version 1.0
Concrete (in-situ) | Concrete, 20 MPa | >10 MPa to ≤20 MPa | Concrete, 20 MPa, in-situ, no reinforcement, Ready-Mix Concrete (LC)30 (Concrite) (NSW) (Sydney Region, NSW) | Concrete_20MPa | Concrete_20MPa | 2022-02-28 | 2027-02-28 | Sydney Region, NSW | S-P-05479 |  | EPD Australasia | https://epd-australasia.com/wp-content/uploads/2022/02/17765_Concrite_EPD_2022_SP02335.pdf | m³ | 2400 |  |  |  | 213 | 0 | 0 | 0 | 0 | 213 | 0 | 0.08875 | 0 | 0 | 0 | 0 | 0.08875 | 0 | Version 1.0
Concrete (in-situ) | Concrete, 20 MPa | >10 MPa to ≤20 MPa | Concrete, 20 MPa, in-situ, no reinforcement, Ready-Mix Concrete (LCHP) (Concrite) (NSW) (Sydney Region, NSW) | Concrete_20MPa | Concrete_20MPa | 2022-02-28 | 2027-02-28 | Sydney Region, NSW | S-P-05479 |  | EPD Australasia | https://epd-australasia.com/wp-content/uploads/2022/02/17765_Concrite_EPD_2022_SP02335.pdf | m³ | 2400 |  |  |  | 185 | 0 | 0 | 0 | 0 | 185 | 0 | 0.077083 | 0 | 0 | 0 | 0 | 0.077083 | 0 | Version 1.0
Concrete (in-situ) | Concrete, 20 MPa | >10 MPa to ≤20 MPa | Concrete, 20 MPa, in-situ, no reinforcement, Ready-Mix Concrete (LCP) (Concrite) (NSW) (Sydney Region, NSW) | Concrete_20MPa | Concrete_20MPa | 2022-02-28 | 2027-02-28 | Sydney Region, NSW | S-P-05479 |  | EPD Australasia | https://epd-australasia.com/wp-content/uploads/2022/02/17765_Concrite_EPD_2022_SP02335.pdf | m³ | 2400 |  |  |  | 194 | 0 | 0 | 0 | 0 | 194 | 0 | 0.080833 | 0 | 0 | 0 | 0 | 0.080833 | 0 | Version 1.0
Concrete (in-situ) | Concrete, 20 MPa | >10 MPa to ≤20 MPa | Concrete, 20 MPa, in-situ, no reinforcement, Ready-Mix Concrete Normal class GP blend (Concrite) (NSW) (Sydney Region, NSW) | Concrete_20MPa | Concrete_20MPa | 2022-02-28 | 2027-02-28 | Sydney Region, NSW | S-P-05479 |  | EPD Australasia | https://epd-australasia.com/wp-content/uploads/2022/02/17765_Concrite_EPD_2022_SP02335.pdf | m³ | 2400 |  |  |  | 249 | 0 | 0 | 0 | 0 | 249 | 0 | 0.10375 | 0 | 0 | 0 | 0 | 0.10375 | 0 | Version 1.0
Concrete (in-situ) | Concrete, 20 MPa | >10 MPa to ≤20 MPa | Concrete, 20 MPa, in-situ, no reinforcement, Ready-Mix Concrete SLAG AGG CONCRETE MIX, (LC)50 (Concrite) (NSW) (Sydney Region, NSW) | Concrete_20MPa | Concrete_20MPa | 2022-02-28 | 2027-02-28 | Sydney Region, NSW | S-P-05479 |  | EPD Australasia | https://epd-australasia.com/wp-content/uploads/2022/02/17765_Concrite_EPD_2022_SP02335.pdf | m³ | 2400 |  |  |  | 158 | 0 | 0 | 0 | 0 | 158 | 0 | 0.065833 | 0 | 0 | 0 | 0 | 0.065833 | 0 | Version 1.0
Concrete (in-situ) | Concrete, 20 MPa | >10 MPa to ≤20 MPa | Concrete, 20 MPa, in-situ, no reinforcement, Ready-Mix Concrete SLAG AGG CONCRETE MIX, (LC)40 (Concrite) (NSW) (Sydney Region, NSW) | Concrete_20MPa | Concrete_20MPa | 2022-02-28 | 2027-02-28 | Sydney Region, NSW | S-P-05479 |  | EPD Australasia | https://epd-australasia.com/wp-content/uploads/2022/02/17765_Concrite_EPD_2022_SP02335.pdf | m³ | 2400 |  |  |  | 182 | 0 | 0 | 0 | 0 | 182 | 0 | 0.075833 | 0 | 0 | 0 | 0 | 0.075833 | 0 | Version 1.0
Concrete (in-situ) | Concrete, 20 MPa | >10 MPa to ≤20 MPa | Concrete, 20 MPa, in-situ, no reinforcement, Ready-Mix Concrete SLAG AGG CONCRETE MIX, (LC)30 (Concrite) (NSW) (Sydney Region, NSW) | Concrete_20MPa | Concrete_20MPa | 2022-02-28 | 2027-02-28 | Sydney Region, NSW | S-P-05479 |  | EPD Australasia | https://epd-australasia.com/wp-content/uploads/2022/02/17765_Concrite_EPD_2022_SP02335.pdf | m³ | 2400 |  |  |  | 201 | 0 | 0 | 0 | 0 | 201 | 0 | 0.08375 | 0 | 0 | 0 | 0 | 0.08375 | 0 | Version 1.0
Concrete (in-situ) | Concrete, 20 MPa | >10 MPa to ≤20 MPa | Concrete, 20 MPa, in-situ, no reinforcement, Ready-Mix Concrete (LC)30 20MPa (Concrite) (NSW) (Southern Highlands, NSW) | Concrete_20MPa | Concrete_20MPa | 2022-02-28 | 2027-02-28 | Southern Highlands, NSW | S-P-05479 |  | EPD Australasia | https://epd-australasia.com/wp-content/uploads/2022/02/17765_Concrite_EPD_2022_SP02335.pdf | m³ | 2400 |  |  |  | 211 | 0 | 0 | 0 | 0 | 211 | 0 | 0.087917 | 0 | 0 | 0 | 0 | 0.087917 | 0 | Version 1.0
Concrete (in-situ) | Concrete, 20 MPa | >10 MPa to ≤20 MPa | Concrete, 20 MPa, in-situ, no reinforcement, Ready-Mix Concrete NORMAL CLASS GP BLEND (Concrite) (NSW) (Southern Highlands, NSW) | Concrete_20MPa | Concrete_20MPa | 2022-02-28 | 2027-02-28 | Southern Highlands, NSW | S-P-05479 |  | EPD Australasia | https://epd-australasia.com/wp-content/uploads/2022/02/17765_Concrite_EPD_2022_SP02335.pdf | m³ | 2400 |  |  |  | 251 | 0 | 0 | 0 | 0 | 251 | 0 | 0.10458 | 0 | 0 | 0 | 0 | 0.10458 | 0 | Version 1.0
Concrete (in-situ) | Concrete, 20 MPa | >10 MPa to ≤20 MPa | Concrete, 20 MPa, in-situ, no reinforcement, Ready-Mix Concrete LC30 20MPa (Concrite) (ACT) (Canberra, ACT) | Concrete_20MPa | Concrete_20MPa | 2022-02-28 | 2027-02-28 | Canberra, ACT | S-P-05479 |  | EPD Australasia | https://epd-australasia.com/wp-content/uploads/2022/02/17765_Concrite_EPD_2022_SP02335.pdf | m³ | 2400 |  |  |  | 222 | 0 | 0 | 0 | 0 | 222 | 0 | 0.0925 | 0 | 0 | 0 | 0 | 0.0925 | 0 | Version 1.0
Concrete (in-situ) | Concrete, 20 MPa | >10 MPa to ≤20 MPa | Concrete, 20 MPa, in-situ, no reinforcement, Ready-Mix Concrete NORMAL CLASS GP BLEND (Concrite) (ACT) (Canberra, ACT) | Concrete_20MPa | Concrete_20MPa | 2022-02-28 | 2027-02-28 | Canberra, ACT | S-P-05479 |  | EPD Australasia | https://epd-australasia.com/wp-content/uploads/2022/02/17765_Concrite_EPD_2022_SP02335.pdf | m³ | 2400 |  |  |  | 271 | 0 | 0 | 0 | 0 | 271 | 0 | 0.11292 | 0 | 0 | 0 | 0 | 0.11292 | 0 | Version 1.0
Concrete (in-situ) | Concrete, 15 MPa | >10 MPa to ≤20 MPa | Concrete, 15 MPa, in-situ, no reinforcement, (Futurecrete® Ultra S15MPA BLOCKFILL 10MM 230MM SLUMP) (Adbri) (NSW) | Concrete_20MPa | Concrete_20MPa | 2023-03-31 | 2028-03-31 | NSW | S-P-05519 | Version 1 | EPD Australasia | https://epd-australasia.com/wp-content/uploads/2023/04/SP05519-Adbri-EPD-Concrete_NSW_Mar23.pdf | m³ | 2400 |  |  |  | 183.55 | 183.54 | 0.0094 | 0 | 0 | 183.5494 | 0 | 0.076479 | 0.076475 | 3.9167e-06 | 0 | 0 | 0.076479 | 0 | Version 1.0
Concrete (in-situ) | Concrete, 20 MPa | >10 MPa to ≤20 MPa | Concrete, 20 MPa, in-situ, no reinforcement, (Futurecrete® Ultra N Class GP/ GL:Slag 20 MPa) (Adbri) (NSW) | Concrete_20MPa | Concrete_20MPa | 2023-03-31 | 2028-03-31 | NSW | S-P-05519 | Version 1 | EPD Australasia | https://epd-australasia.com/wp-content/uploads/2023/04/SP05519-Adbri-EPD-Concrete_NSW_Mar23.pdf | m³ | 2400 |  |  |  | 205.2 | 205.17 | 0.0262 | 0 | 0 | 205.1962 | 0 | 0.0855 | 0.085487 | 1.0917e-05 | 0 | 0 | 0.085498 | 0 | Version 1.0
Concrete (in-situ) | Concrete, 20 MPa | >10 MPa to ≤20 MPa | Concrete, 20 MPa, in-situ, no reinforcement, (Futurecrete® Ultra S20MPA DINCEL 10MM) (Adbri) (NSW) | Concrete_20MPa | Concrete_20MPa | 2023-03-31 | 2028-03-31 | NSW | S-P-05519 | Version 1 | EPD Australasia | https://epd-australasia.com/wp-content/uploads/2023/04/SP05519-Adbri-EPD-Concrete_NSW_Mar23.pdf | m³ | 2400 |  |  |  | 216.71 | 216.69 | 0.0149 | 0 | 0 | 216.7049 | 0 | 0.090296 | 0.090287 | 6.2083e-06 | 0 | 0 | 0.090294 | 0 | Version 1.0
Concrete (in-situ) | Concrete, 20 MPa | >10 MPa to ≤20 MPa | Concrete, 20 MPa, in-situ, no reinforcement, (Futurecrete® Ultra S20MPA BLOCKFILL 10MM 230MM SLUMP) (Adbri) (NSW) | Concrete_20MPa | Concrete_20MPa | 2023-03-31 | 2028-03-31 | NSW | S-P-05519 | Version 1 | EPD Australasia | https://epd-australasia.com/wp-content/uploads/2023/04/SP05519-Adbri-EPD-Concrete_NSW_Mar23.pdf | m³ | 2400 |  |  |  | 216.66 | 216.64 | 0.0132 | 0 | 0 | 216.6532 | 0 | 0.090275 | 0.090267 | 5.5e-06 | 0 | 0 | 0.090272 | 0 | Version 1.0
Concrete (in-situ) | Concrete, 20 MPa | >10 MPa to ≤20 MPa | Concrete, 20 MPa, in-situ, no reinforcement, (Adbri N Class GP/GL 20 MPa) (Adbri) (SA) | Concrete_20MPa | Concrete_20MPa | 2023-03-31 | 2028-03-31 | SA | S-P-05521 | Version 1 | EPD Australasia | https://epd-australasia.com/wp-content/uploads/2023/04/SP05521-Adbri-EPD-Concrete_SA_Mar23.pdf | m³ | 2400 |  |  |  | 199.92 | 199.88 | 0.03 | 0 | 0 | 199.91 | 0 | 0.0833 | 0.083283 | 1.25e-05 | 0 | 0 | 0.083296 | 0 | Version 1.0
Concrete (in-situ) | Concrete, 20 MPa | >10 MPa to ≤20 MPa | Concrete, 20 MPa, in-situ, no reinforcement, (Futurecrete® N Class GP/GL:FA 20 MPa) (Adbri) (SA) | Concrete_20MPa | Concrete_20MPa | 2023-03-31 | 2028-03-31 | SA | S-P-05521 | Version 1 | EPD Australasia | https://epd-australasia.com/wp-content/uploads/2023/04/SP05521-Adbri-EPD-Concrete_SA_Mar23.pdf | m³ | 2400 |  |  |  | 162.7 | 162.67 | 0.02 | 0 | 0 | 162.69 | 0 | 0.067792 | 0.067779 | 8.3333e-06 | 0 | 0 | 0.067788 | 0 | Version 1.0
Concrete (in-situ) | Concrete, 20 MPa | >10 MPa to ≤20 MPa | Concrete, 20 MPa, in-situ, no reinforcement, (Futurecrete® N Class GP/GL:Slag 20 MPa) (Adbri) (SA) | Concrete_20MPa | Concrete_20MPa | 2023-03-31 | 2028-03-31 | SA | S-P-05521 | Version 1 | EPD Australasia | https://epd-australasia.com/wp-content/uploads/2023/04/SP05521-Adbri-EPD-Concrete_SA_Mar23.pdf | m³ | 2400 |  |  |  | 158.13 | 158.09 | 0.03 | 0 | 0 | 158.12 | 0 | 0.065888 | 0.065871 | 1.25e-05 | 0 | 0 | 0.065883 | 0 | Version 1.0
Concrete (in-situ) | Concrete, 15 MPa | >10 MPa to ≤20 MPa | Concrete, 15 MPa, in-situ, no reinforcement, (Futurecrete® Ultra S15MPA BLOCKFILL 10MM) (Adbri) (NSW) | Concrete_20MPa | Concrete_20MPa | 2023-03-31 | 2028-03-31 | NSW | S-P-05519 | Version 1 | EPD Australasia | https://epd-australasia.com/wp-content/uploads/2023/04/SP05519-Adbri-EPD-Concrete_NSW_Mar23.pdf | m³ | 2400 |  |  |  | 180.42 | 180.4 | 0.00842 | 0 | 0 | 180.4084 | 0 | 0.075175 | 0.075167 | 3.5083e-06 | 0 | 0 | 0.07517 | 0 | Version 1.0
Concrete (in-situ) | Concrete, 20 MPa | >10 MPa to ≤20 MPa | Concrete, 20 MPa, in-situ, no reinforcement, (Futurecrete® Ultra S20MPA BLOCKFILL 10MM) (Adbri) (NSW) | Concrete_20MPa | Concrete_20MPa | 2023-03-31 | 2028-03-31 | NSW | S-P-05519 | Version 1 | EPD Australasia | https://epd-australasia.com/wp-content/uploads/2023/04/SP05519-Adbri-EPD-Concrete_NSW_Mar23.pdf | m³ | 2400 |  |  |  | 211.2 | 211.17 | 0.0144 | 0 | 0 | 211.1844 | 0 | 0.088 | 0.087987 | 6e-06 | 0 | 0 | 0.087993 | 0 | Version 1.0
Concrete (in-situ) | Concrete, 20 MPa | >10 MPa to ≤20 MPa | Concrete, 20 MPa, in-situ, no reinforcement, (R2020A)(GP) (BCG) (WA), (Perth) | Concrete_20MPa | Concrete_20MPa | 2022-12-15 | 2027-12-15 | Perth, WA | S-P-05491 | Version 1 | EPD Australasia | https://epd-australasia.com/wp-content/uploads/2022/12/SP05491_BGC-EPD_Concrete_Dec22.pdf | m³ | 2400 |  |  |  | 288 | 284 | 3.5 | 0 | 0 | 287.5 | 0 | 0.12 | 0.11833 | 0.0014583 | 0 | 0 | 0.11979 | 0 | Version 1.0
Concrete (in-situ) | Concrete, 20 MPa | >10 MPa to ≤20 MPa | Concrete, 20 MPa, in-situ, no reinforcement, (VE202EF2) (Ecopact) (Holcim) (VIC) | Concrete_20MPa | Concrete_20MPa | 2022-01-12 | 2027-09-26 | VIC | S-P-04657 | Version 1 | EPD Australasia | https://epd-australasia.com/wp-content/uploads/2022/01/SP04657-Holcim-ViroDecs%E2%84%A2-Special-VIC-ECOPact-Range-ver2_Sep22.pdf | m³ | 2400 |  |  |  | 211 | 210 | 0.41 | 0 | 0 | 210.41 | 0 | 0.087917 | 0.0875 | 0.00017083 | 0 | 0 | 0.087671 | 0 | Version 1.0
Concrete (in-situ) | Concrete, 20 MPa | >10 MPa to ≤20 MPa | Concrete, 20 MPa, in-situ, no reinforcement, (20MPa 7MM BLOCKMIX) (Adbri) (QLD) | Concrete_20MPa | Concrete_20MPa | 2023-03-31 | 2028-03-31 | QLD | S-P-05518 | Version 1 | EPD Australasia | https://epd-australasia.com/wp-content/uploads/2023/04/SP05518-Adbri-EPD-Concrete_QLD_Mar23.pdf | m³ | 2400 |  |  |  | 233 | 232 | 0.228 | 0 | 0 | 232.228 | 0 | 0.097083 | 0.096667 | 9.5e-05 | 0 | 0 | 0.096762 | 0 | Version 1.0
Concrete (in-situ) | Concrete, 20 MPa | >10 MPa to ≤20 MPa | Concrete, 20 MPa, in-situ, no reinforcement, (Adbri Concrete N Class GP:GL 20 MPa - Katherine) (Adbri) (NT) | Concrete_20MPa | Concrete_20MPa | 2023-03-31 | 2028-03-31 | NT | S-P-05522 | Version 1 | EPD Australasia | https://epd-australasia.com/wp-content/uploads/2023/04/SP05522-Adbri-EPD-Concrete_NT_Mar23.pdf | m³ | 2400 |  |  |  | 274 | 273 | 0.0857 | 0 | 0 | 273.0857 | 0 | 0.11417 | 0.11375 | 3.5708e-05 | 0 | 0 | 0.11379 | 0 | Version 1.0
Concrete (in-situ) | Concrete, 20 MPa | >10 MPa to ≤20 MPa | Concrete, 20 MPa, in-situ, no reinforcement, (20MPa 10MM BLOCKMIX) (Adbri) (QLD) | Concrete_20MPa | Concrete_20MPa | 2023-03-31 | 2028-03-31 | QLD | S-P-05518 | Version 1 | EPD Australasia | https://epd-australasia.com/wp-content/uploads/2023/04/SP05518-Adbri-EPD-Concrete_QLD_Mar23.pdf | m³ | 2400 |  |  |  | 233 | 232 | 0.219 | 0 | 0 | 232.219 | 0 | 0.097083 | 0.096667 | 9.125e-05 | 0 | 0 | 0.096758 | 0 | Version 1.0
Concrete (in-situ) | Concrete, 20 MPa | >10 MPa to ≤20 MPa | Concrete, 20 MPa, in-situ, no reinforcement, (SE202E3) (Ecopact) (Holcim) (SA) (Adelaide) | Concrete_20MPa | Concrete_20MPa | 2022-01-27 | 2027-01-27 | SA | S-P-04660 | Version 1 | EPD Australasia | https://epd-australasia.com/wp-content/uploads/2022/02/SP04660-Holcim-EPD-ViroDecs-Special-SA-Adelaide-ECOPact-Range-V2_Mar23.pdf | m³ | 2400 |  |  |  | 196 | 195 | 0.31 | 0 | 0 | 195.31 | 0 | 0.081667 | 0.08125 | 0.00012917 | 0 | 0 | 0.081379 | 0 | Version 1.0
Concrete (in-situ) | Concrete, 20 MPa | >10 MPa to ≤20 MPa | Concrete, 20 MPa, in-situ, no reinforcement, (VE202E / BE202E) (Ecopact) (Holcim) (VIC) | Concrete_20MPa | Concrete_20MPa | 2022-01-12 | 2027-09-26 | VIC | S-P-04657 | Version 1 | EPD Australasia | https://epd-australasia.com/wp-content/uploads/2022/01/SP04657-Holcim-ViroDecs%E2%84%A2-Special-VIC-ECOPact-Range-ver2_Sep22.pdf | m³ | 2400 |  |  |  | 197 | 196 | 0.26 | 0 | 0 | 196.26 | 0 | 0.082083 | 0.081667 | 0.00010833 | 0 | 0 | 0.081775 | 0 | Version 1.0
Concrete (in-situ) | Concrete, 20 MPa | >10 MPa to ≤20 MPa | Concrete, 20 MPa, in-situ, no reinforcement, (QE203EBMX) (Ecopact) (Holcim) (QLD) (Brisbane) | Concrete_20MPa | Concrete_20MPa | 2022-01-20 | 2027-01-20 | Brisbane, QLD | S-P-04658 | Version 1 | EPD Australasia | https://epd-australasia.com/wp-content/uploads/2022/01/SP04658_Holcim-ViroDecs-Special-Qld-Brisbane-ECOPact-EPD_-Mar23_v3.0.pdf | m³ | 2400 |  |  |  | 210 | 209 | 0.16 | 0 | 0 | 209.16 | 0 | 0.0875 | 0.087083 | 6.6667e-05 | 0 | 0 | 0.08715 | 0 | Version 1.0
Concrete (in-situ) | Concrete, 20 MPa | >10 MPa to ≤20 MPa | Concrete, 20 MPa, in-situ, no reinforcement, (Futurecrete® Ultra N class GP/ GL:Slag 20 MPa) (Adbri) (QLD) | Concrete_20MPa | Concrete_20MPa | 2023-03-31 | 2028-03-31 | QLD | S-P-05518 | Version 1 | EPD Australasia | https://epd-australasia.com/wp-content/uploads/2023/04/SP05518-Adbri-EPD-Concrete_QLD_Mar23.pdf | m³ | 2400 |  |  |  | 189 | 188 | 0.157 | 0 | 0 | 188.157 | 0 | 0.07875 | 0.078333 | 6.5417e-05 | 0 | 0 | 0.078399 | 0 | Version 1.0
Concrete (in-situ) | Concrete, 20 MPa | >10 MPa to ≤20 MPa | Concrete, 20 MPa, in-situ, no reinforcement, (QE202E) (Ecopact) (Holcim) (QLD), Gold Coast | Concrete_20MPa | Concrete_20MPa | 2023-04-22 | 2028-04-22 | QLD | S-P-05496 | Version 1 | EPD Australasia | https://epd-australasia.com/wp-content/uploads/2023/05/SP05496-Holcim-EPD-ViroDecs%E2%84%A2-QLD-GoldCoast-ECOPact_Apr23.pdf | m³ | 2400 |  |  |  | 157 | 156 | 0.11 | 0 | 0 | 156.11 | 0 | 0.065417 | 0.065 | 4.5833e-05 | 0 | 0 | 0.065046 | 0 | Version 1.0
Concrete (in-situ) | Concrete, 20 MPa | >10 MPa to ≤20 MPa | Concrete, 20 MPa, in-situ, no reinforcement, (QE201E) (Ecopact) (Holcim) (QLD), Gold Coast | Concrete_20MPa | Concrete_20MPa | 2023-04-22 | 2028-04-22 | QLD | S-P-05496 | Version 1 | EPD Australasia | https://epd-australasia.com/wp-content/uploads/2023/05/SP05496-Holcim-EPD-ViroDecs%E2%84%A2-QLD-GoldCoast-ECOPact_Apr23.pdf | m³ | 2400 |  |  |  | 157 | 156 | 0.11 | 0 | 0 | 156.11 | 0 | 0.065417 | 0.065 | 4.5833e-05 | 0 | 0 | 0.065046 | 0 | Version 1.0
Concrete (in-situ) | Concrete, 20 MPa | >10 MPa to ≤20 MPa | Concrete (in-situ), 20MPa, Pre-mix Concrete EPG20F (Barro Group) (Australia) | Concrete_20MPa | Concrete_20MPa | 2024-12-18 | 2029-12-18 | Australia | EPD-IES-002960 | Not applicable | EPD Australasia | https://epd-australasia.com/wp-content/uploads/2025/01/EPD-IES-002960-001_BarroGroup_EPG20F_2024-12-18.pdf | m³ | 2384 |  |  |  | 145 | 144 | 0.223 | 0.265 | 0 | 144.488 | 0 | 0.060822 | 0.060403 | 9.354e-05 | 0.00011116 | 0 | 0.060607 | 0 | Version 2025.1
Concrete (in-situ) | Concrete, 20 MPa | >10 MPa to ≤20 MPa | Concrete (in-situ), 20MPa, Pre-mix Concrete EN20 (Barro Group) (Australia) | Concrete_20MPa | Concrete_20MPa | 2024-12-18 | 2029-12-18 | Australia | EPD-IES-002980 | Not applicable | EPD Australasia | https://epd-australasia.com/wp-content/uploads/2025/01/EPD-IES-002980-001_BarroGroup_EPG20F_2024-12-18.pdf | m³ | 2384 |  |  |  | 167 | 166 | 0.215 | 0.265 | 0 | 166.48 | 0 | 0.07005 | 0.069631 | 9.0185e-05 | 0.00011116 | 0 | 0.069832 | 0 | Version 2025.1
Concrete (in-situ) | Concrete, 20 MPa | >10 MPa to ≤20 MPa | Concrete (in-situ), 20MPa, Pre-mix Concrete EPG20 (Barro Group) (Australia) | Concrete_20MPa | Concrete_20MPa | 2024-12-18 | 2029-12-18 | Australia | EPD-IES-003338 | Not applicable | EPD Australasia | https://epd-australasia.com/wp-content/uploads/2025/01/EPD-IES-003338-001_BarroGroup_EPG20_2024-12-18.pdf | m³ | 2384 |  |  |  | 158 | 158 | 0.228 | 0.263 | 0 | 158.491 | 0 | 0.066275 | 0.066275 | 9.5638e-05 | 0.00011032 | 0 | 0.066481 | 0 | Version 2025.1
Concrete (in-situ) | Concrete, 20 MPa | >10 MPa to ≤20 MPa | Concrete (in-situ), 20MPa, Pre-mix Concrete EPG20FL (Barro Group) (Australia) | Concrete_20MPa | Concrete_20MPa | 2024-12-18 | 2029-12-18 | Australia | EPD-IES-003454 | Not applicable | EPD Australasia | https://epd-australasia.com/wp-content/uploads/2025/01/EPD-IES-003454-001_BarroGroup_EPG20FL_2024-12-18.pdf | m³ | 2384 |  |  |  | 137 | 137 | 0.222 | 0.265 | 0 | 137.487 | 0 | 0.057466 | 0.057466 | 9.3121e-05 | 0.00011116 | 0 | 0.057671 | 0 | Version 2025.1
Concrete (in-situ) | Concrete, 20 MPa | >10 MPa to ≤20 MPa | Concrete (in-situ), ENVISIA concrete in-situ Melb metro - 20 MPa (Boral) (Australia) | Concrete_20MPa | Concrete_20MPa | 2022-02-21 | 2027-02-21 | Australia | S-P-02341 | Version 1.0 | EPD Australasia | SP02341-Boral-EPD_2022_Vic_v1.0.pdf (epd-australasia.com) | m³ | 2400 |  |  |  | 165 | 0 | 0 | 0 | 0 | 165 | 0 | 0.06875 | 0 | 0 | 0 | 0 | 0.06875 | 0 | Version 2025.1
Concrete (in-situ) | Concrete, 20 MPa | >10 MPa to ≤20 MPa | Concrete (in-situ), Envirocrete plus concrete in-situ Melb metro - 20 MPa (Boral) (Australia) | Concrete_20MPa | Concrete_20MPa | 2022-02-21 | 2027-02-21 | Australia | S-P-02341 | Version 1.0 | EPD Australasia | SP02341-Boral-EPD_2022_Vic_v1.0.pdf (epd-australasia.com) | m³ | 2400 |  |  |  | 191 | 0 | 0 | 0 | 0 | 191 | 0 | 0.079583 | 0 | 0 | 0 | 0 | 0.079583 | 0 | Version 2025.1
Concrete (in-situ) | Concrete, 20 MPa | >10 MPa to ≤20 MPa | Concrete (in-situ), Envirocrete concrete in-situ Melb metro - 20 MPa (Boral) (Australia) | Concrete_20MPa | Concrete_20MPa | 2022-02-21 | 2027-02-21 | Australia | S-P-02341 | Version 1.0 | EPD Australasia | SP02341-Boral-EPD_2022_Vic_v1.0.pdf (epd-australasia.com) | m³ | 2400 |  |  |  | 200 | 0 | 0 | 0 | 0 | 200 | 0 | 0.083333 | 0 | 0 | 0 | 0 | 0.083333 | 0 | Version 2025.1
Concrete (in-situ) | Concrete, 20 MPa | >10 MPa to ≤20 MPa | Concrete (in-situ), Envirocrete 40% concrete in-situ Melb metro - 20 MPa (Boral) (Australia) | Concrete_20MPa | Concrete_20MPa | 2022-02-21 | 2027-02-21 | Australia | S-P-02341 | Version 1.0 | EPD Australasia | SP02341-Boral-EPD_2022_Vic_v1.0.pdf (epd-australasia.com) | m³ | 2400 |  |  |  | 215 | 0 | 0 | 0 | 0 | 215 | 0 | 0.089583 | 0 | 0 | 0 | 0 | 0.089583 | 0 | Version 2025.1
Concrete (in-situ) | Concrete, 20 MPa | >10 MPa to ≤20 MPa | Concrete (in-situ), Envirocrete 30% concrete in-situ Melb metro - 20 MPa (Boral) (Australia) | Concrete_20MPa | Concrete_20MPa | 2022-02-21 | 2027-02-21 | Australia | S-P-02341 | Version 1.0 | EPD Australasia | SP02341-Boral-EPD_2022_Vic_v1.0.pdf (epd-australasia.com) | m³ | 2400 |  |  |  | 244 | 0 | 0 | 0 | 0 | 244 | 0 | 0.10167 | 0 | 0 | 0 | 0 | 0.10167 | 0 | Version 2025.1
Concrete (in-situ) | Concrete, 20 MPa | >10 MPa to ≤20 MPa | Concrete (in-situ), Normal GP blend concrete in-situ Melb metro - 20 MPa (Boral) (Australia) | Concrete_20MPa | Concrete_20MPa | 2022-02-21 | 2027-02-21 | Australia | S-P-02341 | Version 1.0 | EPD Australasia | SP02341-Boral-EPD_2022_Vic_v1.0.pdf (epd-australasia.com) | m³ | 2400 |  |  |  | 265 | 0 | 0 | 0 | 0 | 265 | 0 | 0.11042 | 0 | 0 | 0 | 0 | 0.11042 | 0 | Version 2025.1
Concrete (in-situ) | Concrete, 20 MPa | >10 MPa to ≤20 MPa | Concrete (in-situ), Normal GP /FA blend blend concrete in-situ Melb metro - 20 MPa (Boral) (Australia) | Concrete_20MPa | Concrete_20MPa | 2022-02-21 | 2027-02-21 | Australia | S-P-02341 | Version 1.0 | EPD Australasia | SP02341-Boral-EPD_2022_Vic_v1.0.pdf (epd-australasia.com) | m³ | 2400 |  |  |  | 251 | 0 | 0 | 0 | 0 | 251 | 0 | 0.10458 | 0 | 0 | 0 | 0 | 0.10458 | 0 | Version 2025.1
Concrete (in-situ) | Concrete, 20 MPa | >10 MPa to ≤20 MPa | Concrete (in-situ), Normal GP /GGBFS blend blend concrete in-situ Melb metro - 20 MPa (Boral) (Australia) | Concrete_20MPa | Concrete_20MPa | 2022-02-21 | 2027-02-21 | Australia | S-P-02341 | Version 1.0 | EPD Australasia | SP02341-Boral-EPD_2022_Vic_v1.0.pdf (epd-australasia.com) | m³ | 2400 |  |  |  | 236 | 0 | 0 | 0 | 0 | 236 | 0 | 0.098333 | 0 | 0 | 0 | 0 | 0.098333 | 0 | Version 2025.1
Concrete (in-situ) | Concrete, 20 MPa | >10 MPa to ≤20 MPa | Concrete (in-situ), ENVISIA concrete in-situ Perth metro - 20 MPa (Boral) (Australia) | Concrete_20MPa | Concrete_20MPa | 2024-10-31 | 2026-08-01 | Australia | EPD-IES-0002338:002 | Not applicable | EPD Australasia | EPD-IES-0002338-002_BORAL-LTD_Perth-Pre-mix-Concrete_2024-10-31.pdf (epd-australasia.com) | m³ | 2400 |  |  |  | 163 | 0 | 0 | 0 | 0 | 163 | 0 | 0.067917 | 0 | 0 | 0 | 0 | 0.067917 | 0 | Version 2025.1
Concrete (in-situ) | Concrete, 20 MPa | >10 MPa to ≤20 MPa | Concrete (in-situ), Normal GP blend concrete in-situ Perth metro - 20 MPa (Boral) (Australia) | Concrete_20MPa | Concrete_20MPa | 2024-10-31 | 2026-08-01 | Australia | EPD-IES-0002338:002 | Not applicable | EPD Australasia | EPD-IES-0002338-002_BORAL-LTD_Perth-Pre-mix-Concrete_2024-10-31.pdf (epd-australasia.com) | m³ | 2400 |  |  |  | 244 | 0 | 0 | 0 | 0 | 244 | 0 | 0.10167 | 0 | 0 | 0 | 0 | 0.10167 | 0 | Version 2025.1
Concrete (in-situ) | Concrete, 20 MPa | >10 MPa to ≤20 MPa | Concrete (in-situ), Normal GP /GGBFS blend blend concrete in-situ Perth metro - 20 MPa (Boral) (Australia) | Concrete_20MPa | Concrete_20MPa | 2024-10-31 | 2026-08-01 | Australia | EPD-IES-0002338:002 | Not applicable | EPD Australasia | EPD-IES-0002338-002_BORAL-LTD_Perth-Pre-mix-Concrete_2024-10-31.pdf (epd-australasia.com) | m³ | 2400 |  |  |  | 192 | 0 | 0 | 0 | 0 | 192 | 0 | 0.08 | 0 | 0 | 0 | 0 | 0.08 | 0 | Version 2025.1
Concrete (in-situ) | Concrete, 20 MPa | >10 MPa to ≤20 MPa | 20 MPa, Normal Class 20MPa - straight cement (Gunlake) (Australia) | Concrete_20MPa | Concrete_20MPa | 2022-08-30 | 2027-08-20 | Australia | S-P-05478 | Version 1.0 | EPD Australasia | https://epd-australasia.com/wp-content/uploads/2022/09/SP05478-GunlakeConcreteEPD_Aug22.pdf | m³ | 2400 |  |  |  | 296 | 295 | 0.0489 | 0 | 0 | 295.0489 | 0 | 0.12333 | 0.12292 | 2.0375e-05 | 0 | 0 | 0.12294 | 0 | Version 2025.1
Concrete (in-situ) | Concrete, 20 MPa | >10 MPa to ≤20 MPa | 20 MPa, Normal Class 20MPa (NC2028PCI) - cement and fly-ash (Gunlake) (Australia) | Concrete_20MPa | Concrete_20MPa | 2022-08-30 | 2027-08-20 | Australia | S-P-05478 | Version 1.0 | EPD Australasia | https://epd-australasia.com/wp-content/uploads/2022/09/SP05478-GunlakeConcreteEPD_Aug22.pdf | m³ | 2400 |  |  |  | 235 | 235 | 0.0537 | 0 | 0 | 235.0537 | 0 | 0.097917 | 0.097917 | 2.2375e-05 | 0 | 0 | 0.097939 | 0 | Version 2025.1
Concrete (in-situ) | Concrete, 20 MPa | >10 MPa to ≤20 MPa | 20 MPa, Normal Class 20MPa (NC2028PCI) - cement, slag and fly-ash (Gunlake) (Australia) | Concrete_20MPa | Concrete_20MPa | 2022-08-30 | 2027-08-20 | Australia | S-P-05478 | Version 1.0 | EPD Australasia | https://epd-australasia.com/wp-content/uploads/2022/09/SP05478-GunlakeConcreteEPD_Aug22.pdf | m³ | 2400 |  |  |  | 197 | 197 | 0.0625 | 0 | 0 | 197.0625 | 0 | 0.082083 | 0.082083 | 2.6042e-05 | 0 | 0 | 0.082109 | 0 | Version 2025.1
Concrete (in-situ) | Concrete, 20 MPa | >10 MPa to ≤20 MPa | 20 MPa, Special Class 20MPa (GD202AP2) - green star mix with cement, high slag and fly-ash (Gunlake) (Australia) | Concrete_20MPa | Concrete_20MPa | 2022-08-30 | 2027-08-20 | Australia | S-P-05478 | Version 1.0 | EPD Australasia | https://epd-australasia.com/wp-content/uploads/2022/09/SP05478-GunlakeConcreteEPD_Aug22.pdf | m³ | 2400 |  |  |  | 223 | 223 | 0.0717 | 0 | 0 | 223.0717 | 0 | 0.092917 | 0.092917 | 2.9875e-05 | 0 | 0 | 0.092947 | 0 | Version 2025.1
Concrete (in-situ) | Concrete, 20 MPa | >10 MPa to ≤20 MPa | 20 MPa, ENVISIA 20 MPa (Boral) (Australia) | Concrete_20MPa | Concrete_20MPa | 2022-02-21 | 2027-02-21 | Australia | S-P-02341 | Version 1 | EPD Australasia | https://epd-australasia.com/wp-content/uploads/2022/03/SP02341-Boral-EPD_2022_Vic_v1.0.pdf | m³ | 2400 |  |  |  | 168 | 0 | 0 | 0 | 0 | 168 | 0 | 0.07 | 0 | 0 | 0 | 0 | 0.07 | 0 | Version 2025.1
Concrete (in-situ) | Concrete, 20 MPa | >10 MPa to ≤20 MPa | 20 MPa, ENVIROCRETE PLUS 20 MPa (Boral) (Australia) | Concrete_20MPa | Concrete_20MPa | 2022-02-21 | 2027-02-21 | Australia | S-P-02341 | Version 1 | EPD Australasia | https://epd-australasia.com/wp-content/uploads/2022/03/SP02341-Boral-EPD_2022_Vic_v1.0.pdf | m³ | 2400 |  |  |  | 193 | 0 | 0 | 0 | 0 | 193 | 0 | 0.080417 | 0 | 0 | 0 | 0 | 0.080417 | 0 | Version 2025.1
Concrete (in-situ) | Concrete, 20 MPa | >10 MPa to ≤20 MPa | 20 MPa, ENVIROCRETE 40% 20 MPa (Boral) (Australia) | Concrete_20MPa | Concrete_20MPa | 2022-02-21 | 2027-02-21 | Australia | S-P-02341 | Version 1 | EPD Australasia | https://epd-australasia.com/wp-content/uploads/2022/03/SP02341-Boral-EPD_2022_Vic_v1.0.pdf | m³ | 2400 |  |  |  | 229 | 0 | 0 | 0 | 0 | 229 | 0 | 0.095417 | 0 | 0 | 0 | 0 | 0.095417 | 0 | Version 2025.1
Concrete (in-situ) | Concrete, 20 MPa | >10 MPa to ≤20 MPa | 20 MPa, ENVIROCRETE 30% 20 MPa (Boral) (Australia) | Concrete_20MPa | Concrete_20MPa | 2022-02-21 | 2027-02-21 | Australia | S-P-02341 | Version 1 | EPD Australasia | https://epd-australasia.com/wp-content/uploads/2022/03/SP02341-Boral-EPD_2022_Vic_v1.0.pdf | m³ | 2400 |  |  |  | 255 | 0 | 0 | 0 | 0 | 255 | 0 | 0.10625 | 0 | 0 | 0 | 0 | 0.10625 | 0 | Version 2025.1
Concrete (in-situ) | Concrete, 20 MPa | >10 MPa to ≤20 MPa | 20 MPa, ENVIROCRETE 20 MPa (Boral) (Australia) | Concrete_20MPa | Concrete_20MPa | 2022-02-21 | 2027-02-21 | Australia | S-P-02341 | Version 1 | EPD Australasia | https://epd-australasia.com/wp-content/uploads/2022/03/SP02341-Boral-EPD_2022_Vic_v1.0.pdf | m³ | 2400 |  |  |  | 202 | 0 | 0 | 0 | 0 | 202 | 0 | 0.084167 | 0 | 0 | 0 | 0 | 0.084167 | 0 | Version 2025.1
Concrete (in-situ) | Concrete, 20 MPa | >10 MPa to ≤20 MPa | 20 MPa, NORMAL CLASS GP BLEND 20 MPa (Boral) (Australia) | Concrete_20MPa | Concrete_20MPa | 2022-02-21 | 2027-02-21 | Australia | S-P-02341 | Version 1 | EPD Australasia | https://epd-australasia.com/wp-content/uploads/2022/03/SP02341-Boral-EPD_2022_Vic_v1.0.pdf | m³ | 2400 |  |  |  | 261 | 0 | 0 | 0 | 0 | 261 | 0 | 0.10875 | 0 | 0 | 0 | 0 | 0.10875 | 0 | Version 2025.1
Concrete (in-situ) | Concrete, 20 MPa | >10 MPa to ≤20 MPa | 20 MPa, NORMAL CLASS GP/FA BLEND 20 MPa (Boral) (Australia) | Concrete_20MPa | Concrete_20MPa | 2022-02-21 | 2027-02-21 | Australia | S-P-02341 | Version 1 | EPD Australasia | https://epd-australasia.com/wp-content/uploads/2022/03/SP02341-Boral-EPD_2022_Vic_v1.0.pdf | m³ | 2400 |  |  |  | 240 | 0 | 0 | 0 | 0 | 240 | 0 | 0.1 | 0 | 0 | 0 | 0 | 0.1 | 0 | Version 2025.1
Concrete (in-situ) | Concrete, 20 MPa | >10 MPa to ≤20 MPa | 20 MPa, NORMAL CLASS GP/GGBFS BLEND 20 MPa (Boral) (Australia) | Concrete_20MPa | Concrete_20MPa | 2022-02-21 | 2027-02-21 | Australia | S-P-02341 | Version 1 | EPD Australasia | https://epd-australasia.com/wp-content/uploads/2022/03/SP02341-Boral-EPD_2022_Vic_v1.0.pdf | m³ | 2400 |  |  |  | 233 | 0 | 0 | 0 | 0 | 233 | 0 | 0.097083 | 0 | 0 | 0 | 0 | 0.097083 | 0 | Version 2025.1
Concrete (in-situ) | Concrete, 20 MPa | >10 MPa to ≤20 MPa | 20 MPa, HIGH SLUMP 20 MPa (Boral) (Australia) | Concrete_20MPa | Concrete_20MPa | 2022-02-21 | 2027-02-21 | Australia | S-P-02341 | Version 1 | EPD Australasia | https://epd-australasia.com/wp-content/uploads/2022/03/SP02341-Boral-EPD_2022_Vic_v1.0.pdf | m³ | 2400 |  |  |  | 252 | 0 | 0 | 0 | 0 | 252 | 0 | 0.105 | 0 | 0 | 0 | 0 | 0.105 | 0 | Version 2025.1
Concrete (in-situ) | Concrete, 20 MPa | >10 MPa to ≤20 MPa | 20 MPa, ENVISIA 20 MPa (Boral) (Australia) | Concrete_20MPa | Concrete_20MPa | 2022-02-21 | 2027-02-21 | Australia | S-P-02341 | Version 1 | EPD Australasia | https://epd-australasia.com/wp-content/uploads/2022/03/SP02341-Boral-EPD_2022_Vic_v1.0.pdf | m³ | 2400 |  |  |  | 168 | 0 | 0 | 0 | 0 | 168 | 0 | 0.07 | 0 | 0 | 0 | 0 | 0.07 | 0 | Version 2025.1
Concrete (in-situ) | Concrete, 20 MPa | >10 MPa to ≤20 MPa | 20 MPa, ENVIROCRETE PLUS 20 MPa (Boral) (Australia) | Concrete_20MPa | Concrete_20MPa | 2022-02-21 | 2027-02-21 | Australia | S-P-02341 | Version 1 | EPD Australasia | https://epd-australasia.com/wp-content/uploads/2022/03/SP02341-Boral-EPD_2022_Vic_v1.0.pdf | m³ | 2400 |  |  |  | 193 | 0 | 0 | 0 | 0 | 193 | 0 | 0.080417 | 0 | 0 | 0 | 0 | 0.080417 | 0 | Version 2025.1
Concrete (in-situ) | Concrete, 20 MPa | >10 MPa to ≤20 MPa | 20 MPa, ENVIROCRETE 40% 20 MPa (Boral) (Australia) | Concrete_20MPa | Concrete_20MPa | 2022-02-21 | 2027-02-21 | Australia | S-P-02341 | Version 1 | EPD Australasia | https://epd-australasia.com/wp-content/uploads/2022/03/SP02341-Boral-EPD_2022_Vic_v1.0.pdf | m³ | 2400 |  |  |  | 229 | 0 | 0 | 0 | 0 | 229 | 0 | 0.095417 | 0 | 0 | 0 | 0 | 0.095417 | 0 | Version 2025.1
Concrete (in-situ) | Concrete, 20 MPa | >10 MPa to ≤20 MPa | 20 MPa, ENVIROCRETE 30% 20 MPa (Boral) (Australia) | Concrete_20MPa | Concrete_20MPa | 2022-02-21 | 2027-02-21 | Australia | S-P-02341 | Version 1 | EPD Australasia | https://epd-australasia.com/wp-content/uploads/2022/03/SP02341-Boral-EPD_2022_Vic_v1.0.pdf | m³ | 2400 |  |  |  | 255 | 0 | 0 | 0 | 0 | 255 | 0 | 0.10625 | 0 | 0 | 0 | 0 | 0.10625 | 0 | Version 2025.1
Concrete (in-situ) | Concrete, 20 MPa | >10 MPa to ≤20 MPa | 20 MPa, ENVIROCRETE 20 MPa (Boral) (Australia) | Concrete_20MPa | Concrete_20MPa | 2022-02-21 | 2027-02-21 | Australia | S-P-02341 | Version 1 | EPD Australasia | https://epd-australasia.com/wp-content/uploads/2022/03/SP02341-Boral-EPD_2022_Vic_v1.0.pdf | m³ | 2400 |  |  |  | 202 | 0 | 0 | 0 | 0 | 202 | 0 | 0.084167 | 0 | 0 | 0 | 0 | 0.084167 | 0 | Version 2025.1
Concrete (in-situ) | Concrete, 20 MPa | >10 MPa to ≤20 MPa | 20 MPa, NORMAL CLASS GP BLEND 20 MPa (Boral) (Australia) | Concrete_20MPa | Concrete_20MPa | 2022-02-21 | 2027-02-21 | Australia | S-P-02341 | Version 1 | EPD Australasia | https://epd-australasia.com/wp-content/uploads/2022/03/SP02341-Boral-EPD_2022_Vic_v1.0.pdf | m³ | 2400 |  |  |  | 261 | 0 | 0 | 0 | 0 | 261 | 0 | 0.10875 | 0 | 0 | 0 | 0 | 0.10875 | 0 | Version 2025.1
Concrete (in-situ) | Concrete, 20 MPa | >10 MPa to ≤20 MPa | 20 MPa, NORMAL CLASS GP/FA BLEND 20 MPa (Boral) (Australia) | Concrete_20MPa | Concrete_20MPa | 2022-02-21 | 2027-02-21 | Australia | S-P-02341 | Version 1 | EPD Australasia | https://epd-australasia.com/wp-content/uploads/2022/03/SP02341-Boral-EPD_2022_Vic_v1.0.pdf | m³ | 2400 |  |  |  | 240 | 0 | 0 | 0 | 0 | 240 | 0 | 0.1 | 0 | 0 | 0 | 0 | 0.1 | 0 | Version 2025.1
Concrete (in-situ) | Concrete, 20 MPa | >10 MPa to ≤20 MPa | 20 MPa, NORMAL CLASS GP/GGBFS BLEND 20 MPa (Boral) (Australia) | Concrete_20MPa | Concrete_20MPa | 2022-02-21 | 2027-02-21 | Australia | S-P-02341 | Version 1 | EPD Australasia | https://epd-australasia.com/wp-content/uploads/2022/03/SP02341-Boral-EPD_2022_Vic_v1.0.pdf | m³ | 2400 |  |  |  | 233 | 0 | 0 | 0 | 0 | 233 | 0 | 0.097083 | 0 | 0 | 0 | 0 | 0.097083 | 0 | Version 2025.1
Concrete (in-situ) | Concrete, 20 MPa | >10 MPa to ≤20 MPa | 20 MPa, HIGH SLUMP 20 MPa (Boral) (Australia) | Concrete_20MPa | Concrete_20MPa | 2022-02-21 | 2027-02-21 | Australia | S-P-02341 | Version 1 | EPD Australasia | https://epd-australasia.com/wp-content/uploads/2022/03/SP02341-Boral-EPD_2022_Vic_v1.0.pdf | m³ | 2400 |  |  |  | 252 | 0 | 0 | 0 | 0 | 252 | 0 | 0.105 | 0 | 0 | 0 | 0 | 0.105 | 0 | Version 2025.1
Concrete (in-situ) | Concrete, 20 MPa | >10 MPa to ≤20 MPa | 20 MPa, ENVISIA 20 MPa (Boral) (Australia) | Concrete_20MPa | Concrete_20MPa | 2022-02-21 | 2027-02-21 | Australia | S-P-02341 | Version 1 | EPD Australasia | https://epd-australasia.com/wp-content/uploads/2022/03/SP02341-Boral-EPD_2022_Vic_v1.0.pdf | m³ | 2400 |  |  |  | 168 | 0 | 0 | 0 | 0 | 168 | 0 | 0.07 | 0 | 0 | 0 | 0 | 0.07 | 0 | Version 2025.1
Concrete (in-situ) | Concrete, 20 MPa | >10 MPa to ≤20 MPa | 20 MPa, ENVIROCRETE PLUS 20 MPa (Boral) (Australia) | Concrete_20MPa | Concrete_20MPa | 2022-02-21 | 2027-02-21 | Australia | S-P-02341 | Version 1 | EPD Australasia | https://epd-australasia.com/wp-content/uploads/2022/03/SP02341-Boral-EPD_2022_Vic_v1.0.pdf | m³ | 2400 |  |  |  | 193 | 0 | 0 | 0 | 0 | 193 | 0 | 0.080417 | 0 | 0 | 0 | 0 | 0.080417 | 0 | Version 2025.1
Concrete (in-situ) | Concrete, 20 MPa | >10 MPa to ≤20 MPa | 20 MPa, ENVIROCRETE 40% 20 MPa (Boral) (Australia) | Concrete_20MPa | Concrete_20MPa | 2022-02-21 | 2027-02-21 | Australia | S-P-02341 | Version 1 | EPD Australasia | https://epd-australasia.com/wp-content/uploads/2022/03/SP02341-Boral-EPD_2022_Vic_v1.0.pdf | m³ | 2400 |  |  |  | 229 | 0 | 0 | 0 | 0 | 229 | 0 | 0.095417 | 0 | 0 | 0 | 0 | 0.095417 | 0 | Version 2025.1
Concrete (in-situ) | Concrete, 20 MPa | >10 MPa to ≤20 MPa | 20 MPa, ENVIROCRETE 30% 20 MPa (Boral) (Australia) | Concrete_20MPa | Concrete_20MPa | 2022-02-21 | 2027-02-21 | Australia | S-P-02341 | Version 1 | EPD Australasia | https://epd-australasia.com/wp-content/uploads/2022/03/SP02341-Boral-EPD_2022_Vic_v1.0.pdf | m³ | 2400 |  |  |  | 255 | 0 | 0 | 0 | 0 | 255 | 0 | 0.10625 | 0 | 0 | 0 | 0 | 0.10625 | 0 | Version 2025.1
Concrete (in-situ) | Concrete, 20 MPa | >10 MPa to ≤20 MPa | 20 MPa, ENVIROCRETE 20 MPa (Boral) (Australia) | Concrete_20MPa | Concrete_20MPa | 2022-02-21 | 2027-02-21 | Australia | S-P-02341 | Version 1 | EPD Australasia | https://epd-australasia.com/wp-content/uploads/2022/03/SP02341-Boral-EPD_2022_Vic_v1.0.pdf | m³ | 2400 |  |  |  | 202 | 0 | 0 | 0 | 0 | 202 | 0 | 0.084167 | 0 | 0 | 0 | 0 | 0.084167 | 0 | Version 2025.1
Concrete (in-situ) | Concrete, 20 MPa | >10 MPa to ≤20 MPa | 20 MPa, NORMAL CLASS GP BLEND 20 MPa (Boral) (Australia) | Concrete_20MPa | Concrete_20MPa | 2022-02-21 | 2027-02-21 | Australia | S-P-02341 | Version 1 | EPD Australasia | https://epd-australasia.com/wp-content/uploads/2022/03/SP02341-Boral-EPD_2022_Vic_v1.0.pdf | m³ | 2400 |  |  |  | 261 | 0 | 0 | 0 | 0 | 261 | 0 | 0.10875 | 0 | 0 | 0 | 0 | 0.10875 | 0 | Version 2025.1
Concrete (in-situ) | Concrete, 20 MPa | >10 MPa to ≤20 MPa | 20 MPa, NORMAL CLASS GP/FA BLEND 20 MPa (Boral) (Australia) | Concrete_20MPa | Concrete_20MPa | 2022-02-21 | 2027-02-21 | Australia | S-P-02341 | Version 1 | EPD Australasia | https://epd-australasia.com/wp-content/uploads/2022/03/SP02341-Boral-EPD_2022_Vic_v1.0.pdf | m³ | 2400 |  |  |  | 240 | 0 | 0 | 0 | 0 | 240 | 0 | 0.1 | 0 | 0 | 0 | 0 | 0.1 | 0 | Version 2025.1
Concrete (in-situ) | Concrete, 20 MPa | >10 MPa to ≤20 MPa | 20 MPa, NORMAL CLASS GP/GGBFS BLEND 20 MPa (Boral) (Australia) | Concrete_20MPa | Concrete_20MPa | 2022-02-21 | 2027-02-21 | Australia | S-P-02341 | Version 1 | EPD Australasia | https://epd-australasia.com/wp-content/uploads/2022/03/SP02341-Boral-EPD_2022_Vic_v1.0.pdf | m³ | 2400 |  |  |  | 233 | 0 | 0 | 0 | 0 | 233 | 0 | 0.097083 | 0 | 0 | 0 | 0 | 0.097083 | 0 | Version 2025.1
Concrete (in-situ) | Concrete, 20 MPa | >10 MPa to ≤20 MPa | 20 MPa, HIGH SLUMP 20 MPa (Boral) (Australia) | Concrete_20MPa | Concrete_20MPa | 2022-02-21 | 2027-02-21 | Australia | S-P-02341 | Version 1 | EPD Australasia | https://epd-australasia.com/wp-content/uploads/2022/03/SP02341-Boral-EPD_2022_Vic_v1.0.pdf | m³ | 2400 |  |  |  | 252 | 0 | 0 | 0 | 0 | 252 | 0 | 0.105 | 0 | 0 | 0 | 0 | 0.105 | 0 | Version 2025.1
Concrete (in-situ) | Concrete, 20 MPa | >10 MPa to ≤20 MPa | 20 MPa, ENVISIA 20 MPa (Boral) (Australia) | Concrete_20MPa | Concrete_20MPa | 2022-02-21 | 2027-02-21 | Australia | S-P-02341 | Version 1 | EPD Australasia | https://epd-australasia.com/wp-content/uploads/2022/03/SP02341-Boral-EPD_2022_Vic_v1.0.pdf | m³ | 2400 |  |  |  | 168 | 0 | 0 | 0 | 0 | 168 | 0 | 0.07 | 0 | 0 | 0 | 0 | 0.07 | 0 | Version 2025.1
Concrete (in-situ) | Concrete, 20 MPa | >10 MPa to ≤20 MPa | 20 MPa, ENVIROCRETE PLUS 20 MPa (Boral) (Australia) | Concrete_20MPa | Concrete_20MPa | 2022-02-21 | 2027-02-21 | Australia | S-P-02341 | Version 1 | EPD Australasia | https://epd-australasia.com/wp-content/uploads/2022/03/SP02341-Boral-EPD_2022_Vic_v1.0.pdf | m³ | 2400 |  |  |  | 193 | 0 | 0 | 0 | 0 | 193 | 0 | 0.080417 | 0 | 0 | 0 | 0 | 0.080417 | 0 | Version 2025.1
Concrete (in-situ) | Concrete, 20 MPa | >10 MPa to ≤20 MPa | 20 MPa, ENVIROCRETE 40% 20 MPa (Boral) (Australia) | Concrete_20MPa | Concrete_20MPa | 2022-02-21 | 2027-02-21 | Australia | S-P-02341 | Version 1 | EPD Australasia | https://epd-australasia.com/wp-content/uploads/2022/03/SP02341-Boral-EPD_2022_Vic_v1.0.pdf | m³ | 2400 |  |  |  | 229 | 0 | 0 | 0 | 0 | 229 | 0 | 0.095417 | 0 | 0 | 0 | 0 | 0.095417 | 0 | Version 2025.1
Concrete (in-situ) | Concrete, 20 MPa | >10 MPa to ≤20 MPa | 20 MPa, ENVIROCRETE 30% 20 MPa (Boral) (Australia) | Concrete_20MPa | Concrete_20MPa | 2022-02-21 | 2027-02-21 | Australia | S-P-02341 | Version 1 | EPD Australasia | https://epd-australasia.com/wp-content/uploads/2022/03/SP02341-Boral-EPD_2022_Vic_v1.0.pdf | m³ | 2400 |  |  |  | 255 | 0 | 0 | 0 | 0 | 255 | 0 | 0.10625 | 0 | 0 | 0 | 0 | 0.10625 | 0 | Version 2025.1
Concrete (in-situ) | Concrete, 20 MPa | >10 MPa to ≤20 MPa | 20 MPa, ENVIROCRETE 20 MPa (Boral) (Australia) | Concrete_20MPa | Concrete_20MPa | 2022-02-21 | 2027-02-21 | Australia | S-P-02341 | Version 1 | EPD Australasia | https://epd-australasia.com/wp-content/uploads/2022/03/SP02341-Boral-EPD_2022_Vic_v1.0.pdf | m³ | 2400 |  |  |  | 202 | 0 | 0 | 0 | 0 | 202 | 0 | 0.084167 | 0 | 0 | 0 | 0 | 0.084167 | 0 | Version 2025.1
Concrete (in-situ) | Concrete, 20 MPa | >10 MPa to ≤20 MPa | 20 MPa, NORMAL CLASS GP BLEND 20 MPa (Boral) (Australia) | Concrete_20MPa | Concrete_20MPa | 2022-02-21 | 2027-02-21 | Australia | S-P-02341 | Version 1 | EPD Australasia | https://epd-australasia.com/wp-content/uploads/2022/03/SP02341-Boral-EPD_2022_Vic_v1.0.pdf | m³ | 2400 |  |  |  | 261 | 0 | 0 | 0 | 0 | 261 | 0 | 0.10875 | 0 | 0 | 0 | 0 | 0.10875 | 0 | Version 2025.1
Concrete (in-situ) | Concrete, 20 MPa | >10 MPa to ≤20 MPa | 20 MPa, NORMAL CLASS GP/FA BLEND 20 MPa (Boral) (Australia) | Concrete_20MPa | Concrete_20MPa | 2022-02-21 | 2027-02-21 | Australia | S-P-02341 | Version 1 | EPD Australasia | https://epd-australasia.com/wp-content/uploads/2022/03/SP02341-Boral-EPD_2022_Vic_v1.0.pdf | m³ | 2400 |  |  |  | 240 | 0 | 0 | 0 | 0 | 240 | 0 | 0.1 | 0 | 0 | 0 | 0 | 0.1 | 0 | Version 2025.1
Concrete (in-situ) | Concrete, 20 MPa | >10 MPa to ≤20 MPa | 20 MPa, NORMAL CLASS GP/GGBFS BLEND 20 MPa (Boral) (Australia) | Concrete_20MPa | Concrete_20MPa | 2022-02-21 | 2027-02-21 | Australia | S-P-02341 | Version 1 | EPD Australasia | https://epd-australasia.com/wp-content/uploads/2022/03/SP02341-Boral-EPD_2022_Vic_v1.0.pdf | m³ | 2400 |  |  |  | 233 | 0 | 0 | 0 | 0 | 233 | 0 | 0.097083 | 0 | 0 | 0 | 0 | 0.097083 | 0 | Version 2025.1
Concrete (in-situ) | Concrete, 20 MPa | >10 MPa to ≤20 MPa | 20 MPa, HIGH SLUMP 20 MPa (Boral) (Australia) | Concrete_20MPa | Concrete_20MPa | 2022-02-21 | 2027-02-21 | Australia | S-P-02341 | Version 1 | EPD Australasia | https://epd-australasia.com/wp-content/uploads/2022/03/SP02341-Boral-EPD_2022_Vic_v1.0.pdf | m³ | 2400 |  |  |  | 252 | 0 | 0 | 0 | 0 | 252 | 0 | 0.105 | 0 | 0 | 0 | 0 | 0.105 | 0 | Version 2025.1
Concrete (in-situ) | Concrete, 20 MPa | >10 MPa to ≤20 MPa | 20 MPa, ENVISIA 20 MPa (Boral) (Australia) | Concrete_20MPa | Concrete_20MPa | 2022-02-21 | 2027-02-21 | Australia | S-P-02341 | Version 1 | EPD Australasia | https://epd-australasia.com/wp-content/uploads/2022/03/SP02341-Boral-EPD_2022_Vic_v1.0.pdf | m³ | 2400 |  |  |  | 168 | 0 | 0 | 0 | 0 | 168 | 0 | 0.07 | 0 | 0 | 0 | 0 | 0.07 | 0 | Version 2025.1
Concrete (in-situ) | Concrete, 20 MPa | >10 MPa to ≤20 MPa | 20 MPa, ENVIROCRETE PLUS 20 MPa (Boral) (Australia) | Concrete_20MPa | Concrete_20MPa | 2022-02-21 | 2027-02-21 | Australia | S-P-02341 | Version 1 | EPD Australasia | https://epd-australasia.com/wp-content/uploads/2022/03/SP02341-Boral-EPD_2022_Vic_v1.0.pdf | m³ | 2400 |  |  |  | 193 | 0 | 0 | 0 | 0 | 193 | 0 | 0.080417 | 0 | 0 | 0 | 0 | 0.080417 | 0 | Version 2025.1
Concrete (in-situ) | Concrete, 20 MPa | >10 MPa to ≤20 MPa | 20 MPa, ENVIROCRETE 40% 20 MPa (Boral) (Australia) | Concrete_20MPa | Concrete_20MPa | 2022-02-21 | 2027-02-21 | Australia | S-P-02341 | Version 1 | EPD Australasia | https://epd-australasia.com/wp-content/uploads/2022/03/SP02341-Boral-EPD_2022_Vic_v1.0.pdf | m³ | 2400 |  |  |  | 229 | 0 | 0 | 0 | 0 | 229 | 0 | 0.095417 | 0 | 0 | 0 | 0 | 0.095417 | 0 | Version 2025.1
Concrete (in-situ) | Concrete, 20 MPa | >10 MPa to ≤20 MPa | 20 MPa, ENVIROCRETE 30% 20 MPa (Boral) (Australia) | Concrete_20MPa | Concrete_20MPa | 2022-02-21 | 2027-02-21 | Australia | S-P-02341 | Version 1 | EPD Australasia | https://epd-australasia.com/wp-content/uploads/2022/03/SP02341-Boral-EPD_2022_Vic_v1.0.pdf | m³ | 2400 |  |  |  | 255 | 0 | 0 | 0 | 0 | 255 | 0 | 0.10625 | 0 | 0 | 0 | 0 | 0.10625 | 0 | Version 2025.1
Concrete (in-situ) | Concrete, 20 MPa | >10 MPa to ≤20 MPa | 20 MPa, ENVIROCRETE 20 MPa (Boral) (Australia) | Concrete_20MPa | Concrete_20MPa | 2022-02-21 | 2027-02-21 | Australia | S-P-02341 | Version 1 | EPD Australasia | https://epd-australasia.com/wp-content/uploads/2022/03/SP02341-Boral-EPD_2022_Vic_v1.0.pdf | m³ | 2400 |  |  |  | 202 | 0 | 0 | 0 | 0 | 202 | 0 | 0.084167 | 0 | 0 | 0 | 0 | 0.084167 | 0 | Version 2025.1
Concrete (in-situ) | Concrete, 20 MPa | >10 MPa to ≤20 MPa | 20 MPa, NORMAL CLASS GP BLEND 20 MPa (Boral) (Australia) | Concrete_20MPa | Concrete_20MPa | 2022-02-21 | 2027-02-21 | Australia | S-P-02341 | Version 1 | EPD Australasia | https://epd-australasia.com/wp-content/uploads/2022/03/SP02341-Boral-EPD_2022_Vic_v1.0.pdf | m³ | 2400 |  |  |  | 261 | 0 | 0 | 0 | 0 | 261 | 0 | 0.10875 | 0 | 0 | 0 | 0 | 0.10875 | 0 | Version 2025.1
Concrete (in-situ) | Concrete, 20 MPa | >10 MPa to ≤20 MPa | 20 MPa, NORMAL CLASS GP/FA BLEND 20 MPa (Boral) (Australia) | Concrete_20MPa | Concrete_20MPa | 2022-02-21 | 2027-02-21 | Australia | S-P-02341 | Version 1 | EPD Australasia | https://epd-australasia.com/wp-content/uploads/2022/03/SP02341-Boral-EPD_2022_Vic_v1.0.pdf | m³ | 2400 |  |  |  | 240 | 0 | 0 | 0 | 0 | 240 | 0 | 0.1 | 0 | 0 | 0 | 0 | 0.1 | 0 | Version 2025.1
Concrete (in-situ) | Concrete, 20 MPa | >10 MPa to ≤20 MPa | 20 MPa, NORMAL CLASS GP/GGBFS BLEND 20 MPa (Boral) (Australia) | Concrete_20MPa | Concrete_20MPa | 2022-02-21 | 2027-02-21 | Australia | S-P-02341 | Version 1 | EPD Australasia | https://epd-australasia.com/wp-content/uploads/2022/03/SP02341-Boral-EPD_2022_Vic_v1.0.pdf | m³ | 2400 |  |  |  | 233 | 0 | 0 | 0 | 0 | 233 | 0 | 0.097083 | 0 | 0 | 0 | 0 | 0.097083 | 0 | Version 2025.1
Concrete (in-situ) | Concrete, 20 MPa | >10 MPa to ≤20 MPa | 20 MPa, HIGH SLUMP 20 MPa (Boral) (Australia) | Concrete_20MPa | Concrete_20MPa | 2022-02-21 | 2027-02-21 | Australia | S-P-02341 | Version 1 | EPD Australasia | https://epd-australasia.com/wp-content/uploads/2022/03/SP02341-Boral-EPD_2022_Vic_v1.0.pdf | m³ | 2400 |  |  |  | 252 | 0 | 0 | 0 | 0 | 252 | 0 | 0.105 | 0 | 0 | 0 | 0 | 0.105 | 0 | Version 2025.1
Concrete (in-situ) | Concrete, 20 MPa | >10 MPa to ≤20 MPa | 20 MPa, ENVISIA 20 MPa (Boral) (Australia) | Concrete_20MPa | Concrete_20MPa | 2022-02-21 | 2027-02-21 | Australia | S-P-02341 | Version 1 | EPD Australasia | https://epd-australasia.com/wp-content/uploads/2022/03/SP02341-Boral-EPD_2022_Vic_v1.0.pdf | m³ | 2400 |  |  |  | 168 | 0 | 0 | 0 | 0 | 168 | 0 | 0.07 | 0 | 0 | 0 | 0 | 0.07 | 0 | Version 2025.1
Concrete (in-situ) | Concrete, 20 MPa | >10 MPa to ≤20 MPa | 20 MPa, ENVIROCRETE PLUS 20 MPa (Boral) (Australia) | Concrete_20MPa | Concrete_20MPa | 2022-02-21 | 2027-02-21 | Australia | S-P-02341 | Version 1 | EPD Australasia | https://epd-australasia.com/wp-content/uploads/2022/03/SP02341-Boral-EPD_2022_Vic_v1.0.pdf | m³ | 2400 |  |  |  | 193 | 0 | 0 | 0 | 0 | 193 | 0 | 0.080417 | 0 | 0 | 0 | 0 | 0.080417 | 0 | Version 2025.1
Concrete (in-situ) | Concrete, 20 MPa | >10 MPa to ≤20 MPa | 20 MPa, ENVIROCRETE 40% 20 MPa (Boral) (Australia) | Concrete_20MPa | Concrete_20MPa | 2022-02-21 | 2027-02-21 | Australia | S-P-02341 | Version 1 | EPD Australasia | https://epd-australasia.com/wp-content/uploads/2022/03/SP02341-Boral-EPD_2022_Vic_v1.0.pdf | m³ | 2400 |  |  |  | 229 | 0 | 0 | 0 | 0 | 229 | 0 | 0.095417 | 0 | 0 | 0 | 0 | 0.095417 | 0 | Version 2025.1
Concrete (in-situ) | Concrete, 20 MPa | >10 MPa to ≤20 MPa | 20 MPa, ENVIROCRETE 30% 20 MPa (Boral) (Australia) | Concrete_20MPa | Concrete_20MPa | 2022-02-21 | 2027-02-21 | Australia | S-P-02341 | Version 1 | EPD Australasia | https://epd-australasia.com/wp-content/uploads/2022/03/SP02341-Boral-EPD_2022_Vic_v1.0.pdf | m³ | 2400 |  |  |  | 255 | 0 | 0 | 0 | 0 | 255 | 0 | 0.10625 | 0 | 0 | 0 | 0 | 0.10625 | 0 | Version 2025.1
Concrete (in-situ) | Concrete, 20 MPa | >10 MPa to ≤20 MPa | 20 MPa, ENVIROCRETE 20 MPa (Boral) (Australia) | Concrete_20MPa | Concrete_20MPa | 2022-02-21 | 2027-02-21 | Australia | S-P-02341 | Version 1 | EPD Australasia | https://epd-australasia.com/wp-content/uploads/2022/03/SP02341-Boral-EPD_2022_Vic_v1.0.pdf | m³ | 2400 |  |  |  | 202 | 0 | 0 | 0 | 0 | 202 | 0 | 0.084167 | 0 | 0 | 0 | 0 | 0.084167 | 0 | Version 2025.1
Concrete (in-situ) | Concrete, 20 MPa | >10 MPa to ≤20 MPa | 20 MPa, NORMAL CLASS GP BLEND 20 MPa (Boral) (Australia) | Concrete_20MPa | Concrete_20MPa | 2022-02-21 | 2027-02-21 | Australia | S-P-02341 | Version 1 | EPD Australasia | https://epd-australasia.com/wp-content/uploads/2022/03/SP02341-Boral-EPD_2022_Vic_v1.0.pdf | m³ | 2400 |  |  |  | 261 | 0 | 0 | 0 | 0 | 261 | 0 | 0.10875 | 0 | 0 | 0 | 0 | 0.10875 | 0 | Version 2025.1
Concrete (in-situ) | Concrete, 20 MPa | >10 MPa to ≤20 MPa | 20 MPa, NORMAL CLASS GP/FA BLEND 20 MPa (Boral) (Australia) | Concrete_20MPa | Concrete_20MPa | 2022-02-21 | 2027-02-21 | Australia | S-P-02341 | Version 1 | EPD Australasia | https://epd-australasia.com/wp-content/uploads/2022/03/SP02341-Boral-EPD_2022_Vic_v1.0.pdf | m³ | 2400 |  |  |  | 240 | 0 | 0 | 0 | 0 | 240 | 0 | 0.1 | 0 | 0 | 0 | 0 | 0.1 | 0 | Version 2025.1
Concrete (in-situ) | Concrete, 20 MPa | >10 MPa to ≤20 MPa | 20 MPa, NORMAL CLASS GP/GGBFS BLEND 20 MPa (Boral) (Australia) | Concrete_20MPa | Concrete_20MPa | 2022-02-21 | 2027-02-21 | Australia | S-P-02341 | Version 1 | EPD Australasia | https://epd-australasia.com/wp-content/uploads/2022/03/SP02341-Boral-EPD_2022_Vic_v1.0.pdf | m³ | 2400 |  |  |  | 233 | 0 | 0 | 0 | 0 | 233 | 0 | 0.097083 | 0 | 0 | 0 | 0 | 0.097083 | 0 | Version 2025.1
Concrete (in-situ) | Concrete, 20 MPa | >10 MPa to ≤20 MPa | 20 MPa, HIGH SLUMP 20 MPa (Boral) (Australia) | Concrete_20MPa | Concrete_20MPa | 2022-02-21 | 2027-02-21 | Australia | S-P-02341 | Version 1 | EPD Australasia | https://epd-australasia.com/wp-content/uploads/2022/03/SP02341-Boral-EPD_2022_Vic_v1.0.pdf | m³ | 2400 |  |  |  | 252 | 0 | 0 | 0 | 0 | 252 | 0 | 0.105 | 0 | 0 | 0 | 0 | 0.105 | 0 | Version 2025.1
Concrete (in-situ) | Concrete, 20 MPa | >10 MPa to ≤20 MPa | 20 MPa, ENVISIA 20 MPa (Boral) (Australia) | Concrete_20MPa | Concrete_20MPa | 2022-02-21 | 2027-02-21 | Australia | S-P-02341 | Version 1 | EPD Australasia | https://epd-australasia.com/wp-content/uploads/2022/03/SP02341-Boral-EPD_2022_Vic_v1.0.pdf | m³ | 2400 |  |  |  | 168 | 0 | 0 | 0 | 0 | 168 | 0 | 0.07 | 0 | 0 | 0 | 0 | 0.07 | 0 | Version 2025.1
Concrete (in-situ) | Concrete, 20 MPa | >10 MPa to ≤20 MPa | 20 MPa, ENVIROCRETE PLUS 20 MPa (Boral) (Australia) | Concrete_20MPa | Concrete_20MPa | 2022-02-21 | 2027-02-21 | Australia | S-P-02341 | Version 1 | EPD Australasia | https://epd-australasia.com/wp-content/uploads/2022/03/SP02341-Boral-EPD_2022_Vic_v1.0.pdf | m³ | 2400 |  |  |  | 193 | 0 | 0 | 0 | 0 | 193 | 0 | 0.080417 | 0 | 0 | 0 | 0 | 0.080417 | 0 | Version 2025.1
Concrete (in-situ) | Concrete, 20 MPa | >10 MPa to ≤20 MPa | 20 MPa, ENVIROCRETE 40% 20 MPa (Boral) (Australia) | Concrete_20MPa | Concrete_20MPa | 2022-02-21 | 2027-02-21 | Australia | S-P-02341 | Version 1 | EPD Australasia | https://epd-australasia.com/wp-content/uploads/2022/03/SP02341-Boral-EPD_2022_Vic_v1.0.pdf | m³ | 2400 |  |  |  | 229 | 0 | 0 | 0 | 0 | 229 | 0 | 0.095417 | 0 | 0 | 0 | 0 | 0.095417 | 0 | Version 2025.1
Concrete (in-situ) | Concrete, 20 MPa | >10 MPa to ≤20 MPa | 20 MPa, ENVIROCRETE 30% 20 MPa (Boral) (Australia) | Concrete_20MPa | Concrete_20MPa | 2022-02-21 | 2027-02-21 | Australia | S-P-02341 | Version 1 | EPD Australasia | https://epd-australasia.com/wp-content/uploads/2022/03/SP02341-Boral-EPD_2022_Vic_v1.0.pdf | m³ | 2400 |  |  |  | 255 | 0 | 0 | 0 | 0 | 255 | 0 | 0.10625 | 0 | 0 | 0 | 0 | 0.10625 | 0 | Version 2025.1
Concrete (in-situ) | Concrete, 20 MPa | >10 MPa to ≤20 MPa | 20 MPa, ENVIROCRETE 20 MPa (Boral) (Australia) | Concrete_20MPa | Concrete_20MPa | 2022-02-21 | 2027-02-21 | Australia | S-P-02341 | Version 1 | EPD Australasia | https://epd-australasia.com/wp-content/uploads/2022/03/SP02341-Boral-EPD_2022_Vic_v1.0.pdf | m³ | 2400 |  |  |  | 202 | 0 | 0 | 0 | 0 | 202 | 0 | 0.084167 | 0 | 0 | 0 | 0 | 0.084167 | 0 | Version 2025.1
Concrete (in-situ) | Concrete, 20 MPa | >10 MPa to ≤20 MPa | 20 MPa, NORMAL CLASS GP BLEND 20 MPa (Boral) (Australia) | Concrete_20MPa | Concrete_20MPa | 2022-02-21 | 2027-02-21 | Australia | S-P-02341 | Version 1 | EPD Australasia | https://epd-australasia.com/wp-content/uploads/2022/03/SP02341-Boral-EPD_2022_Vic_v1.0.pdf | m³ | 2400 |  |  |  | 261 | 0 | 0 | 0 | 0 | 261 | 0 | 0.10875 | 0 | 0 | 0 | 0 | 0.10875 | 0 | Version 2025.1
Concrete (in-situ) | Concrete, 20 MPa | >10 MPa to ≤20 MPa | 20 MPa, NORMAL CLASS GP/FA BLEND 20 MPa (Boral) (Australia) | Concrete_20MPa | Concrete_20MPa | 2022-02-21 | 2027-02-21 | Australia | S-P-02341 | Version 1 | EPD Australasia | https://epd-australasia.com/wp-content/uploads/2022/03/SP02341-Boral-EPD_2022_Vic_v1.0.pdf | m³ | 2400 |  |  |  | 240 | 0 | 0 | 0 | 0 | 240 | 0 | 0.1 | 0 | 0 | 0 | 0 | 0.1 | 0 | Version 2025.1
Concrete (in-situ) | Concrete, 20 MPa | >10 MPa to ≤20 MPa | 20 MPa, NORMAL CLASS GP/GGBFS BLEND 20 MPa (Boral) (Australia) | Concrete_20MPa | Concrete_20MPa | 2022-02-21 | 2027-02-21 | Australia | S-P-02341 | Version 1 | EPD Australasia | https://epd-australasia.com/wp-content/uploads/2022/03/SP02341-Boral-EPD_2022_Vic_v1.0.pdf | m³ | 2400 |  |  |  | 233 | 0 | 0 | 0 | 0 | 233 | 0 | 0.097083 | 0 | 0 | 0 | 0 | 0.097083 | 0 | Version 2025.1
Concrete (in-situ) | Concrete, 20 MPa | >10 MPa to ≤20 MPa | 20 MPa, HIGH SLUMP 20 MPa (Boral) (Australia) | Concrete_20MPa | Concrete_20MPa | 2022-02-21 | 2027-02-21 | Australia | S-P-02341 | Version 1 | EPD Australasia | https://epd-australasia.com/wp-content/uploads/2022/03/SP02341-Boral-EPD_2022_Vic_v1.0.pdf | m³ | 2400 |  |  |  | 252 | 0 | 0 | 0 | 0 | 252 | 0 | 0.105 | 0 | 0 | 0 | 0 | 0.105 | 0 | Version 2025.1
Concrete (in-situ) | Concrete, 20 MPa | >10 MPa to ≤20 MPa | 20 MPa, NSW, Pre-mix concrete N4020 (Western Suburbs Concrete) (Australia) | Concrete_20MPa | Concrete_20MPa | 2024-01-01 | 2029-01-01 | Australia | EPD-IES-0013819:001 (S-P-13819) | Not applicable | EPD Australasia | https://epd-australasia.com/?s=0013819:001&post_type=epd | m³ | 2400 |  |  |  | 301.2206 | 301.0409 | 0.14676 | 0.032923 | 0 | 301.2206 | 0 | 0.12551 | 0.12543 | 6.1149e-05 | 1.3718e-05 | 0 | 0.12551 | 0 | Version 2025.1
Concrete (in-situ) | Concrete, 20 MPa | >10 MPa to ≤20 MPa | 20 MPa, NSW, Pre-mix concrete GS2020-1 (Western Suburbs Concrete) (Australia) | Concrete_20MPa | Concrete_20MPa | 2024-01-01 | 2029-01-01 | Australia | EPD-IES-0013796:001 (S-P-13796) | Not applicable | EPD Australasia | https://epd-australasia.com/?s=0013796:001&post_type=epd | m³ | 2400 |  |  |  | 196.3792 | 196.2686 | 0.090925 | 0.019728 | 0 | 196.3792 | 0 | 0.081825 | 0.081779 | 3.7885e-05 | 8.22e-06 | 0 | 0.081825 | 0 | Version 2025.1
Concrete (in-situ) | Concrete, 20 MPa | >10 MPa to ≤20 MPa | 20 MPa, NSW, Pre-mix concrete N2020 (Western Suburbs Concrete) (Australia) | Concrete_20MPa | Concrete_20MPa | 2024-01-01 | 2029-01-01 | Australia | EPD-IES-0013816:001 (S-P-13816) | Not applicable | EPD Australasia | https://epd-australasia.com/?s=0013816:001&post_type=epd | m³ | 2400 |  |  |  | 187.4642 | 187.3558 | 0.089551 | 0.01892 | 0 | 187.4642 | 0 | 0.07811 | 0.078065 | 3.7313e-05 | 7.8834e-06 | 0 | 0.07811 | 0 | Version 2025.1
Concrete (in-situ) | Concrete, 20 MPa | >10 MPa to ≤20 MPa | 20 MPa, NSW, Pre-mix concrete GS2020-2 (Western Suburbs Concrete) (Australia) | Concrete_20MPa | Concrete_20MPa | 2024-01-01 | 2029-01-01 | Australia | EPD-IES-0013801:001 (S-P-13801) | Not applicable | EPD Australasia | https://epd-australasia.com/?s=0013801:001&post_type=epd | m³ | 2400 |  |  |  | 171.7648 | 171.6621 | 0.086173 | 0.016533 | 0 | 171.7648 | 0 | 0.071569 | 0.071526 | 3.5906e-05 | 6.8886e-06 | 0 | 0.071569 | 0 | Version 2025.1
Concrete (in-situ) | Concrete, 20 MPa | >10 MPa to ≤20 MPa | 20 MPa, NSW, Pre-mix concrete WGS2020-1 (Western Suburbs Concrete) (Australia) | Concrete_20MPa | Concrete_20MPa | 2024-01-01 | 2029-01-01 | Australia | EPD-IES-0013806:001 (S-P-13806) | Not applicable | EPD Australasia | https://epd-australasia.com/?s=0013806:001&post_type=epd | m³ | 2400 |  |  |  | 189.0324 | 188.9302 | 0.083757 | 0.018409 | 0 | 189.0324 | 0 | 0.078764 | 0.078721 | 3.4899e-05 | 7.6703e-06 | 0 | 0.078763 | 0 | Version 2025.1
Concrete (in-situ) | Concrete, 20 MPa | >10 MPa to ≤20 MPa | 20 MPa, NSW, Pre-mix concrete WGS2020-2 (Western Suburbs Concrete) (Australia) | Concrete_20MPa | Concrete_20MPa | 2024-01-01 | 2029-01-01 | Australia | EPD-IES-0013811:001 (S-P-13811) | Not applicable | EPD Australasia | https://epd-australasia.com/?s=0013811:001&post_type=epd | m³ | 2400 |  |  |  | 178.3663 | 178.2645 | 0.084893 | 0.016869 | 0 | 178.3663 | 0 | 0.074319 | 0.074277 | 3.5372e-05 | 7.0289e-06 | 0 | 0.074319 | 0 | Version 2025.1
Concrete (in-situ) | Concrete, 20 MPa | >10 MPa to ≤20 MPa | 20 MPa, NSW, Pre-mix concrete N5020 (Western Suburbs Concrete) (Australia) | Concrete_20MPa | Concrete_20MPa | 2024-01-01 | 2029-01-01 | Australia | EPD-IES-0013820:001 (S-P-13820) | Not applicable | EPD Australasia | https://epd-australasia.com/?s=0013820:001&post_type=epd | m³ | 2400 |  |  |  | 185.8065 | 185.7055 | 0.082803 | 0.018135 | 0 | 185.8065 | 0 | 0.077419 | 0.077377 | 3.4501e-05 | 7.5563e-06 | 0 | 0.077419 | 0 | Version 2025.1
Concrete (in-situ) | Concrete, 20 MPa | >10 MPa to ≤20 MPa | 20 MPa, NSW, Pre-mix concrete WN2020 (Western Suburbs Concrete) (Australia) | Concrete_20MPa | Concrete_20MPa | 2024-01-01 | 2029-01-01 | Australia | EPD-IES-0013821:001 (S-P-13821) | Not applicable | EPD Australasia | https://epd-australasia.com/?s=0013821:001&post_type=epd | m³ | 2400 |  |  |  | 185.8065 | 185.7055 | 0.082803 | 0.018135 | 0 | 185.8065 | 0 | 0.077419 | 0.077377 | 3.4501e-05 | 7.5563e-06 | 0 | 0.077419 | 0 | Version 2025.1
Concrete (in-situ) | Concrete, 20 MPa | >10 MPa to ≤20 MPa | 20 MPa, TAS, N20/20N concrete manufactured in our Southern Region (Hazell Bros Concrete Pty Ltd) (Australia) | Concrete_20MPa | Concrete_20MPa | 2024-01-01 | 2029-01-01 | Australia | EPD-IES-0014067:001 (S-P-14067) | Not applicable | EPD Australasia | https://epd-australasia.com/?s=0014067:001&post_type=epd | m³ | 2400 |  |  |  | 203.1248 | 203.0267 | 0.036275 | 0.061822 | 0 | 203.1248 | 0 | 0.084635 | 0.084594 | 1.5115e-05 | 2.5759e-05 | 0 | 0.084635 | 0 | Version 2025.1
Concrete (in-situ) | Concrete, 20 MPa | >10 MPa to ≤20 MPa | 20 MPa, TAS, N20/20N concrete manufactured in our Northern Region (Hazell Bros Concrete Pty Ltd) (Australia) | Concrete_20MPa | Concrete_20MPa | 2024-01-01 | 2029-01-01 | Australia | EPD-IES-0014040:001 (S-P-14040) | Not applicable | EPD Australasia | https://epd-australasia.com/?s=0014040:001&post_type=epd | m³ | 2400 |  |  |  | 212.2954 | 212.2033 | 0.092088 | 1.5099e-05 | 0 | 212.2954 | 0 | 0.088456 | 0.088418 | 3.837e-05 | 6.2911e-09 | 0 | 0.088456 | 0 | Version 2025.1
Concrete (in-situ) | Concrete, 15 MPa | >10 MPa to ≤20 MPa | 15 MPa, TAS, N15/20N concrete manufactured in our Southern Region (Hazell Bros Concrete Pty Ltd) (Australia) | Concrete_20MPa | Concrete_20MPa | 2024-01-01 | 2029-01-01 | Australia | EPD-IES-0014066:001 (S-P-14066) | Not applicable | EPD Australasia | https://epd-australasia.com/?s=0014066:001&post_type=epd | m³ | 2400 |  |  |  | 191.7249 | 191.6349 | 0.031172 | 0.058886 | 0 | 191.7249 | 0 | 0.079885 | 0.079848 | 1.2988e-05 | 2.4536e-05 | 0 | 0.079885 | 0 | Version 2025.1
Concrete (in-situ) | Concrete, 20 MPa | >10 MPa to ≤20 MPa | 20 MPa, TAS, N20/20N/SCM concrete manufactured in our Southern Region (Hazell Bros Concrete Pty Ltd) (Australia) | Concrete_20MPa | Concrete_20MPa | 2024-01-01 | 2029-01-01 | Australia | EPD-IES-0014073:001 (S-P-14073) | Not applicable | EPD Australasia | https://epd-australasia.com/?s=0014073:001&post_type=epd | m³ | 2400 |  |  |  | 163.1156 | 163.0288 | 0.042858 | 0.044012 | 0 | 163.1156 | 0 | 0.067965 | 0.067929 | 1.7857e-05 | 1.8338e-05 | 0 | 0.067965 | 0 | Version 2025.1
Concrete (in-situ) | Concrete, 15 MPa | >10 MPa to ≤20 MPa | 15 MPa, TAS, N15/20N concrete manufactured in our Northern Region (Hazell Bros Concrete Pty Ltd) (Australia) | Concrete_20MPa | Concrete_20MPa | 2024-01-01 | 2029-01-01 | Australia | EPD-IES-0014039:001 (S-P-14039) | Not applicable | EPD Australasia | https://epd-australasia.com/?s=0014039:001&post_type=epd | m³ | 2400 |  |  |  | 200.8633 | 200.7777 | 0.085527 | 1.4958e-05 | 0 | 200.8633 | 0 | 0.083693 | 0.083657 | 3.5636e-05 | 6.2326e-09 | 0 | 0.083693 | 0 | Version 2025.1
Concrete (in-situ) | Concrete, 15 MPa | >10 MPa to ≤20 MPa | 15 MPa, TAS, N15/20N/SCM concrete manufactured in our Southern Region (Hazell Bros Concrete Pty Ltd) (Australia) | Concrete_20MPa | Concrete_20MPa | 2024-01-01 | 2029-01-01 | Australia | EPD-IES-0014072:001 (S-P-14072) | Not applicable | EPD Australasia | https://epd-australasia.com/?s=0014072:001&post_type=epd | m³ | 2400 |  |  |  | 153.0089 | 152.9305 | 0.036623 | 0.041842 | 0 | 153.0089 | 0 | 0.063754 | 0.063721 | 1.5259e-05 | 1.7434e-05 | 0 | 0.063754 | 0 | Version 2025.1
Concrete (in-situ) | Concrete, 20 MPa | >10 MPa to ≤20 MPa | 20 MPa, TAS, N20/20N/SCM concrete manufactured in our Northern Region (Hazell Bros Concrete Pty Ltd) (Australia) | Concrete_20MPa | Concrete_20MPa | 2024-01-01 | 2029-01-01 | Australia | EPD-IES-0014046:001 (S-P-14046) | Not applicable | EPD Australasia | https://epd-australasia.com/?s=0014046:001&post_type=epd | m³ | 2400 |  |  |  | 163.4339 | 163.3722 | 0.061694 | 1.6944e-05 | 0 | 163.4339 | 0 | 0.068097 | 0.068072 | 2.5706e-05 | 7.06e-09 | 0 | 0.068097 | 0 | Version 2025.1
Concrete (in-situ) | Concrete, 15 MPa | >10 MPa to ≤20 MPa | 15 MPa, TAS, N15/20N/SCM concrete manufactured in our Northern Region (Hazell Bros Concrete Pty Ltd) (Australia) | Concrete_20MPa | Concrete_20MPa | 2024-01-01 | 2029-01-01 | Australia | EPD-IES-0014045:001 (S-P-14045) | Not applicable | EPD Australasia | https://epd-australasia.com/?s=0014045:001&post_type=epd | m³ | 2400 |  |  |  | 153.3523 | 153.2963 | 0.056004 | 1.662e-05 | 0 | 153.3523 | 0 | 0.063897 | 0.063873 | 2.3335e-05 | 6.925e-09 | 0 | 0.063897 | 0 | Version 2025.1
Concrete (in-situ) | Concrete, 25 MPa | >20 MPa to ≤25 MPa | Concrete, 25 MPa, in-situ, no reinforcement, (SE252E2) (Ecopact) (Holcim) (SA) (Adelaide) | Concrete_25MPa | Concrete_25MPa | 2022-01-27 | 2027-01-27 | SA | S-P-04660 | Version 1 | EPD Australasia | https://epd-australasia.com/wp-content/uploads/2022/02/SP04660-Holcim-EPD-ViroDecs-Special-SA-Adelaide-ECOPact-Range-V2_Mar23.pdf | m³ | 2400 |  |  |  | 213 | 213 | 0.32 | 0 | 0 | 213.32 | 0 | 0.08875 | 0.08875 | 0.00013333 | 0 | 0 | 0.088883 | 0 | Version 1.0
Concrete (in-situ) | Concrete, 25 MPa | >20 MPa to ≤25 MPa | Concrete, 25 MPa, in-situ, no reinforcement, (SE252E3) (Ecopact) (Holcim) (SA) (Adelaide) | Concrete_25MPa | Concrete_25MPa | 2022-01-27 | 2027-01-27 | SA | S-P-04660 | Version 1 | EPD Australasia | https://epd-australasia.com/wp-content/uploads/2022/02/SP04660-Holcim-EPD-ViroDecs-Special-SA-Adelaide-ECOPact-Range-V2_Mar23.pdf | m³ | 2400 |  |  |  | 214 | 214 | 0.32 | 0 | 0 | 214.32 | 0 | 0.089167 | 0.089167 | 0.00013333 | 0 | 0 | 0.0893 | 0 | Version 1.0
Concrete (in-situ) | Concrete, 25 MPa | >20 MPa to ≤25 MPa | Concrete, 25 MPa, in-situ, no reinforcement, (KM2510B)(GB) (BCG) (WA), (Perth) | Concrete_25MPa | Concrete_25MPa | 2022-12-15 | 2027-12-15 | Perth, WA | S-P-05491 | Version 1 | EPD Australasia | https://epd-australasia.com/wp-content/uploads/2022/12/SP05491_BGC-EPD_Concrete_Dec22.pdf | m³ | 2400 |  |  |  | 292 | 289 | 3.43 | 0 | 0 | 292.43 | 0 | 0.12167 | 0.12042 | 0.0014292 | 0 | 0 | 0.12185 | 0 | Version 1.0
Concrete (in-situ) | Concrete, 25 MPa | >20 MPa to ≤25 MPa | Concrete, 25 MPa, in-situ, no reinforcement, (SE252E56) (Ecopact) (Holcim) (SA) (Adelaide) | Concrete_25MPa | Concrete_25MPa | 2022-01-27 | 2027-01-27 | SA | S-P-04660 | Version 1 | EPD Australasia | https://epd-australasia.com/wp-content/uploads/2022/02/SP04660-Holcim-EPD-ViroDecs-Special-SA-Adelaide-ECOPact-Range-V2_Mar23.pdf | m³ | 2400 |  |  |  | 221 | 221 | 0.32 | 0 | 0 | 221.32 | 0 | 0.092083 | 0.092083 | 0.00013333 | 0 | 0 | 0.092217 | 0 | Version 1.0
Concrete (in-situ) | Concrete, 25 MPa | >20 MPa to ≤25 MPa | Concrete, 25 MPa, in-situ, no reinforcement, (VE252EF2) (Ecopact) (Holcim) (VIC) | Concrete_25MPa | Concrete_25MPa | 2022-01-12 | 2027-09-26 | VIC | S-P-04657 | Version 1 | EPD Australasia | https://epd-australasia.com/wp-content/uploads/2022/01/SP04657-Holcim-ViroDecs%E2%84%A2-Special-VIC-ECOPact-Range-ver2_Sep22.pdf | m³ | 2400 |  |  |  | 214 | 214 | 0.27 | 0 | 0 | 214.27 | 0 | 0.089167 | 0.089167 | 0.0001125 | 0 | 0 | 0.089279 | 0 | Version 1.0
Concrete (in-situ) | Concrete, 25 MPa | >20 MPa to ≤25 MPa | Concrete, 25 MPa, in-situ, no reinforcement, (VE251E2) (Ecopact) (Holcim) (VIC) | Concrete_25MPa | Concrete_25MPa | 2022-01-12 | 2027-09-26 | VIC | S-P-04657 | Version 1 | EPD Australasia | https://epd-australasia.com/wp-content/uploads/2022/01/SP04657-Holcim-ViroDecs%E2%84%A2-Special-VIC-ECOPact-Range-ver2_Sep22.pdf | m³ | 2400 |  |  |  | 218 | 218 | 0.27 | 0 | 0 | 218.27 | 0 | 0.090833 | 0.090833 | 0.0001125 | 0 | 0 | 0.090946 | 0 | Version 1.0
Concrete (in-situ) | Concrete, 25 MPa | >20 MPa to ≤25 MPa | Concrete, 25 MPa, in-situ, no reinforcement, (VE252E56) (Ecopact) (Holcim) (VIC) | Concrete_25MPa | Concrete_25MPa | 2022-01-12 | 2027-09-26 | VIC | S-P-04657 | Version 1 | EPD Australasia | https://epd-australasia.com/wp-content/uploads/2022/01/SP04657-Holcim-ViroDecs%E2%84%A2-Special-VIC-ECOPact-Range-ver2_Sep22.pdf | m³ | 2400 |  |  |  | 229 | 229 | 0.27 | 0 | 0 | 229.27 | 0 | 0.095417 | 0.095417 | 0.0001125 | 0 | 0 | 0.095529 | 0 | Version 1.0
Concrete (in-situ) | Concrete, 25 MPa | >20 MPa to ≤25 MPa | Concrete, 25 MPa, in-situ, no reinforcement, (QE252ESF1) (Ecopact) (Holcim) (QLD) (Brisbane) | Concrete_25MPa | Concrete_25MPa | 2022-01-20 | 2027-01-20 | Brisbane, QLD | S-P-04658 | Version 1 | EPD Australasia | https://epd-australasia.com/wp-content/uploads/2022/01/SP04658_Holcim-ViroDecs-Special-Qld-Brisbane-ECOPact-EPD_-Mar23_v3.0.pdf | m³ | 2400 |  |  |  | 204 | 204 | 0.23 | 0 | 0 | 204.23 | 0 | 0.085 | 0.085 | 9.5833e-05 | 0 | 0 | 0.085096 | 0 | Version 1.0
Concrete (in-situ) | Concrete, 25 MPa | >20 MPa to ≤25 MPa | Concrete, 25 MPa, in-situ, no reinforcement, (QE251E)(Ecopact) (Holcim) (QLD) (Sunshine Coast) | Concrete_25MPa | Concrete_25MPa | 2022-09-12 | 2027-09-12 | Sunshine Coast, QLD | S-P-04663 | Version 1 | EPD Australasia | https://epd-australasia.com/wp-content/uploads/2022/09/SP04663-Holcim-ViroDecs%E2%84%A2-Special_QLD-Sunshine-Coast-ECOPact_Sep22.pdf | m³ | 2400 |  |  |  | 165 | 165 | 0.18 | 0 | 0 | 165.18 | 0 | 0.06875 | 0.06875 | 7.5e-05 | 0 | 0 | 0.068825 | 0 | Version 1.0
Concrete (in-situ) | Concrete, 25 MPa | >20 MPa to ≤25 MPa | Concrete, 25 MPa, in-situ, no reinforcement, (QE251E100)(Ecopact) (Holcim) (QLD) (Sunshine Coast) | Concrete_25MPa | Concrete_25MPa | 2022-09-12 | 2027-09-12 | Sunshine Coast, QLD | S-P-04663 | Version 1 | EPD Australasia | https://epd-australasia.com/wp-content/uploads/2022/09/SP04663-Holcim-ViroDecs%E2%84%A2-Special_QLD-Sunshine-Coast-ECOPact_Sep22.pdf | m³ | 2400 |  |  |  | 168 | 168 | 0.18 | 0 | 0 | 168.18 | 0 | 0.07 | 0.07 | 7.5e-05 | 0 | 0 | 0.070075 | 0 | Version 1.0
Concrete (in-situ) | Concrete, 25 MPa | >20 MPa to ≤25 MPa | Concrete, 25 MPa, in-situ, no reinforcement, (QE252E)(Ecopact) (Holcim) (QLD) (Sunshine Coast) | Concrete_25MPa | Concrete_25MPa | 2022-09-12 | 2027-09-12 | Sunshine Coast, QLD | S-P-04663 | Version 1 | EPD Australasia | https://epd-australasia.com/wp-content/uploads/2022/09/SP04663-Holcim-ViroDecs%E2%84%A2-Special_QLD-Sunshine-Coast-ECOPact_Sep22.pdf | m³ | 2400 |  |  |  | 172 | 172 | 0.17 | 0 | 0 | 172.17 | 0 | 0.071667 | 0.071667 | 7.0833e-05 | 0 | 0 | 0.071737 | 0 | Version 1.0
Concrete (in-situ) | Concrete, 25 MPa | >20 MPa to ≤25 MPa | Concrete, 25 MPa, in-situ, no reinforcement, (Futurecrete® N class GP/GL:Slag 25 MPa) (Adbri) (QLD) | Concrete_25MPa | Concrete_25MPa | 2023-03-31 | 2028-03-31 | QLD | S-P-05518 | Version 1 | EPD Australasia | https://epd-australasia.com/wp-content/uploads/2023/04/SP05518-Adbri-EPD-Concrete_QLD_Mar23.pdf | m³ | 2400 |  |  |  | 198 | 198 | 0.194 | 0 | 0 | 198.194 | 0 | 0.0825 | 0.0825 | 8.0833e-05 | 0 | 0 | 0.082581 | 0 | Version 1.0
Concrete (in-situ) | Concrete, 25 MPa | >20 MPa to ≤25 MPa | Concrete, 25 MPa, in-situ, no reinforcement, (QE252E100)(Ecopact) (Holcim) (QLD) (Sunshine Coast) | Concrete_25MPa | Concrete_25MPa | 2022-09-12 | 2027-09-12 | Sunshine Coast, QLD | S-P-04663 | Version 1 | EPD Australasia | https://epd-australasia.com/wp-content/uploads/2022/09/SP04663-Holcim-ViroDecs%E2%84%A2-Special_QLD-Sunshine-Coast-ECOPact_Sep22.pdf | m³ | 2400 |  |  |  | 174 | 174 | 0.17 | 0 | 0 | 174.17 | 0 | 0.0725 | 0.0725 | 7.0833e-05 | 0 | 0 | 0.072571 | 0 | Version 1.0
Concrete (in-situ) | Concrete, 25 MPa | >20 MPa to ≤25 MPa | Concrete, 25 MPa, in-situ, no reinforcement, (25MPa 10MM BLOCKMIX) (Adbri) (QLD) | Concrete_25MPa | Concrete_25MPa | 2023-03-31 | 2028-03-31 | QLD | S-P-05518 | Version 1 | EPD Australasia | https://epd-australasia.com/wp-content/uploads/2023/04/SP05518-Adbri-EPD-Concrete_QLD_Mar23.pdf | m³ | 2400 |  |  |  | 264 | 264 | 0.246 | 0 | 0 | 264.246 | 0 | 0.11 | 0.11 | 0.0001025 | 0 | 0 | 0.1101 | 0 | Version 1.0
Concrete (in-situ) | Concrete, 25 MPa | >20 MPa to ≤25 MPa | Concrete, 25 MPa, in-situ, no reinforcement, (Futurecrete® Ultra N Class GP/GL:Slag 25 MPa) (Adbri) (VIC) | Concrete_25MPa | Concrete_25MPa | 2023-03-31 | 2028-03-31 | VIC | S-P-05520 | Version 1 | EPD Australasia | https://epd-australasia.com/wp-content/uploads/2023/04/SP05520-Adbri-EPD-Concrete_VIC_Mar23.pdf | m³ | 2400 |  |  |  | 161 | 161 | 0.15 | 0 | 0 | 161.15 | 0 | 0.067083 | 0.067083 | 6.25e-05 | 0 | 0 | 0.067146 | 0 | Version 1.0
Concrete (in-situ) | Concrete, 25 MPa | >20 MPa to ≤25 MPa | Concrete, 25 MPa, in-situ, no reinforcement, (NE252E1A1)(Ecopact) (Holcim) (NSW), (Sydney) | Concrete_25MPa | Concrete_25MPa | 2021-04-08 | 2026-04-08 | Sydney, NSW | S-P-02331 | Version 1 | EPD Australasia | https://epd-australasia.com/wp-content/uploads/2021/04/SP02331-Holcim-EPD-ViroDecs-Special-NSW-Sydney-ECOPact-Range-V2_Mar23.pdf | m³ | 2400 |  |  |  | 209 | 209 | 0.19 | 0 | 0 | 209.19 | 0 | 0.087083 | 0.087083 | 7.9167e-05 | 0 | 0 | 0.087163 | 0 | Version 1.0 | Expired
Concrete (in-situ) | Concrete, 25 MPa | >20 MPa to ≤25 MPa | Concrete, 25 MPa, in-situ, no reinforcement, (QE251L100)(Ecopact) (Holcim) (QLD) (Sunshine Coast) | Concrete_25MPa | Concrete_25MPa | 2022-09-12 | 2027-09-12 | Sunshine Coast, QLD | S-P-04663 | Version 1 | EPD Australasia | https://epd-australasia.com/wp-content/uploads/2022/09/SP04663-Holcim-ViroDecs%E2%84%A2-Special_QLD-Sunshine-Coast-ECOPact_Sep22.pdf | m³ | 2400 |  |  |  | 223 | 223 | 0.2 | 0 | 0 | 223.2 | 0 | 0.092917 | 0.092917 | 8.3333e-05 | 0 | 0 | 0.093 | 0 | Version 1.0
Concrete (in-situ) | Concrete, 25 MPa | >20 MPa to ≤25 MPa | Concrete, 25 MPa, in-situ, no reinforcement, (QE252L)(Ecopact) (Holcim) (QLD) (Sunshine Coast) | Concrete_25MPa | Concrete_25MPa | 2022-09-12 | 2027-09-12 | Sunshine Coast, QLD | S-P-04663 | Version 1 | EPD Australasia | https://epd-australasia.com/wp-content/uploads/2022/09/SP04663-Holcim-ViroDecs%E2%84%A2-Special_QLD-Sunshine-Coast-ECOPact_Sep22.pdf | m³ | 2400 |  |  |  | 213 | 213 | 0.19 | 0 | 0 | 213.19 | 0 | 0.08875 | 0.08875 | 7.9167e-05 | 0 | 0 | 0.088829 | 0 | Version 1.0
Concrete (in-situ) | Concrete, 25 MPa | >20 MPa to ≤25 MPa | Concrete, 25 MPa, in-situ, no reinforcement, (Futurecrete® Ultra N class GP/ GL:Slag 25 MPa) (Adbri) (QLD) | Concrete_25MPa | Concrete_25MPa | 2023-03-31 | 2028-03-31 | QLD | S-P-05518 | Version 1 | EPD Australasia | https://epd-australasia.com/wp-content/uploads/2023/04/SP05518-Adbri-EPD-Concrete_QLD_Mar23.pdf | m³ | 2400 |  |  |  | 201 | 201 | 0.173 | 0 | 0 | 201.173 | 0 | 0.08375 | 0.08375 | 7.2083e-05 | 0 | 0 | 0.083822 | 0 | Version 1.0
Concrete (in-situ) | Concrete, 25 MPa | >20 MPa to ≤25 MPa | Concrete, 25 MPa, in-situ, no reinforcement, (NE251EBMX)(Ecopact) (Holcim) (NSW), (Sydney) | Concrete_25MPa | Concrete_25MPa | 2021-04-08 | 2026-04-08 | Sydney, NSW | S-P-02331 | Version 1 | EPD Australasia | https://epd-australasia.com/wp-content/uploads/2021/04/SP02331-Holcim-EPD-ViroDecs-Special-NSW-Sydney-ECOPact-Range-V2_Mar23.pdf | m³ | 2400 |  |  |  | 168 | 168 | 0.14 | 0 | 0 | 168.14 | 0 | 0.07 | 0.07 | 5.8333e-05 | 0 | 0 | 0.070058 | 0 | Version 1.0 | Expired
Concrete (in-situ) | Concrete, 25 MPa | >20 MPa to ≤25 MPa | Concrete, 25 MPa, in-situ, no reinforcement, (NE252E1)(Ecopact) (Holcim) (NSW), (Sydney) | Concrete_25MPa | Concrete_25MPa | 2021-04-08 | 2026-04-08 | Sydney, NSW | S-P-02331 | Version 1 | EPD Australasia | https://epd-australasia.com/wp-content/uploads/2021/04/SP02331-Holcim-EPD-ViroDecs-Special-NSW-Sydney-ECOPact-Range-V2_Mar23.pdf | m³ | 2400 |  |  |  | 149 | 149 | 0.12 | 0 | 0 | 149.12 | 0 | 0.062083 | 0.062083 | 5e-05 | 0 | 0 | 0.062133 | 0 | Version 1.0 | Expired
Concrete (in-situ) | Concrete, 25 MPa | >20 MPa to ≤25 MPa | Concrete, 25 MPa, in-situ, no reinforcement, (NE252E5)(Ecopact) (Holcim) (NSW), (Sydney) | Concrete_25MPa | Concrete_25MPa | 2021-04-08 | 2026-04-08 | Sydney, NSW | S-P-02331 | Version 1 | EPD Australasia | https://epd-australasia.com/wp-content/uploads/2021/04/SP02331-Holcim-EPD-ViroDecs-Special-NSW-Sydney-ECOPact-Range-V2_Mar23.pdf | m³ | 2400 |  |  |  | 149 | 149 | 0.12 | 0 | 0 | 149.12 | 0 | 0.062083 | 0.062083 | 5e-05 | 0 | 0 | 0.062133 | 0 | Version 1.0 | Expired
Concrete (in-situ) | Concrete, 25 MPa | >20 MPa to ≤25 MPa | Concrete, 25 MPa, in-situ, no reinforcement, (NE251E1)(Ecopact) (Holcim) (NSW), (Sydney) | Concrete_25MPa | Concrete_25MPa | 2021-04-08 | 2026-04-08 | Sydney, NSW | S-P-02331 | Version 1 | EPD Australasia | https://epd-australasia.com/wp-content/uploads/2021/04/SP02331-Holcim-EPD-ViroDecs-Special-NSW-Sydney-ECOPact-Range-V2_Mar23.pdf | m³ | 2400 |  |  |  | 153 | 153 | 0.12 | 0 | 0 | 153.12 | 0 | 0.06375 | 0.06375 | 5e-05 | 0 | 0 | 0.0638 | 0 | Version 1.0 | Expired
Concrete (in-situ) | Concrete, 25 MPa | >20 MPa to ≤25 MPa | Concrete, 25 MPa, in-situ, no reinforcement, (NE251E5)(Ecopact) (Holcim) (NSW), (Sydney) | Concrete_25MPa | Concrete_25MPa | 2021-04-08 | 2026-04-08 | Sydney, NSW | S-P-02331 | Version 1 | EPD Australasia | https://epd-australasia.com/wp-content/uploads/2021/04/SP02331-Holcim-EPD-ViroDecs-Special-NSW-Sydney-ECOPact-Range-V2_Mar23.pdf | m³ | 2400 |  |  |  | 153 | 153 | 0.12 | 0 | 0 | 153.12 | 0 | 0.06375 | 0.06375 | 5e-05 | 0 | 0 | 0.0638 | 0 | Version 1.0 | Expired
Concrete (in-situ) | Concrete, 25 MPa | >20 MPa to ≤25 MPa | Concrete, 25 MPa, in-situ, no reinforcement, (QE257EBMX) (Ecopact) (Holcim) (QLD), Gold Coast | Concrete_25MPa | Concrete_25MPa | 2023-04-22 | 2028-04-22 | QLD | S-P-05496 | Version 1 | EPD Australasia | https://epd-australasia.com/wp-content/uploads/2023/05/SP05496-Holcim-EPD-ViroDecs%E2%84%A2-QLD-GoldCoast-ECOPact_Apr23.pdf | m³ | 2400 |  |  |  | 204 | 204 | 0.16 | 0 | 0 | 204.16 | 0 | 0.085 | 0.085 | 6.6667e-05 | 0 | 0 | 0.085067 | 0 | Version 1.0
Concrete (in-situ) | Concrete, 25 MPa | >20 MPa to ≤25 MPa | Concrete, 25 MPa, in-situ, no reinforcement, (QE251E100) (Ecopact) (Holcim) (QLD), Gold Coast | Concrete_25MPa | Concrete_25MPa | 2023-04-22 | 2028-04-22 | QLD | S-P-05496 | Version 1 | EPD Australasia | https://epd-australasia.com/wp-content/uploads/2023/05/SP05496-Holcim-EPD-ViroDecs%E2%84%A2-QLD-GoldCoast-ECOPact_Apr23.pdf | m³ | 2400 |  |  |  | 167 | 167 | 0.13 | 0 | 0 | 167.13 | 0 | 0.069583 | 0.069583 | 5.4167e-05 | 0 | 0 | 0.069638 | 0 | Version 1.0
Concrete (in-situ) | Concrete, 25 MPa | >20 MPa to ≤25 MPa | Concrete, 25 MPa, in-situ, no reinforcement, (QE253EBMX) (Ecopact) (Holcim) (QLD) (Brisbane) | Concrete_25MPa | Concrete_25MPa | 2022-01-20 | 2027-01-20 | Brisbane, QLD | S-P-04658 | Version 1 | EPD Australasia | https://epd-australasia.com/wp-content/uploads/2022/01/SP04658_Holcim-ViroDecs-Special-Qld-Brisbane-ECOPact-EPD_-Mar23_v3.0.pdf | m³ | 2400 |  |  |  | 221 | 221 | 0.17 | 0 | 0 | 221.17 | 0 | 0.092083 | 0.092083 | 7.0833e-05 | 0 | 0 | 0.092154 | 0 | Version 1.0
Concrete (in-situ) | Concrete, 25 MPa | >20 MPa to ≤25 MPa | Concrete, 25 MPa, in-situ, no reinforcement, (Futurecrete® N class GP/GL:FA 25 MPa) (Adbri) (QLD) | Concrete_25MPa | Concrete_25MPa | 2023-03-31 | 2028-03-31 | QLD | S-P-05518 | Version 1 | EPD Australasia | https://epd-australasia.com/wp-content/uploads/2023/04/SP05518-Adbri-EPD-Concrete_QLD_Mar23.pdf | m³ | 2400 |  |  |  | 245 | 245 | 0.188 | 0 | 0 | 245.188 | 0 | 0.10208 | 0.10208 | 7.8333e-05 | 0 | 0 | 0.10216 | 0 | Version 1.0
Concrete (in-situ) | Concrete, 25 MPa | >20 MPa to ≤25 MPa | Concrete, 25 MPa, in-situ, no reinforcement, (QE253EBMX) (Ecopact) (Holcim) (QLD), Gold Coast | Concrete_25MPa | Concrete_25MPa | 2023-04-22 | 2028-04-22 | QLD | S-P-05496 | Version 1 | EPD Australasia | https://epd-australasia.com/wp-content/uploads/2023/05/SP05496-Holcim-EPD-ViroDecs%E2%84%A2-QLD-GoldCoast-ECOPact_Apr23.pdf | m³ | 2400 |  |  |  | 222 | 222 | 0.17 | 0 | 0 | 222.17 | 0 | 0.0925 | 0.0925 | 7.0833e-05 | 0 | 0 | 0.092571 | 0 | Version 1.0
Concrete (in-situ) | Concrete, 25 MPa | >20 MPa to ≤25 MPa | Concrete, 25 MPa, in-situ, no reinforcement, (Adbri concrete N class GP/GL 25 MPa) (Adbri) (QLD) | Concrete_25MPa | Concrete_25MPa | 2023-03-31 | 2028-03-31 | QLD | S-P-05518 | Version 1 | EPD Australasia | https://epd-australasia.com/wp-content/uploads/2023/04/SP05518-Adbri-EPD-Concrete_QLD_Mar23.pdf | m³ | 2400 |  |  |  | 279 | 279 | 0.21 | 0 | 0 | 279.21 | 0 | 0.11625 | 0.11625 | 8.75e-05 | 0 | 0 | 0.11634 | 0 | Version 1.0
Concrete (in-situ) | Concrete, 25 MPa | >20 MPa to ≤25 MPa | Concrete, 25 MPa, in-situ, no reinforcement, (QE251EEZY) (Ecopact) (Holcim) (QLD) (Brisbane) | Concrete_25MPa | Concrete_25MPa | 2022-01-20 | 2027-01-20 | Brisbane, QLD | S-P-04658 | Version 1 | EPD Australasia | https://epd-australasia.com/wp-content/uploads/2022/01/SP04658_Holcim-ViroDecs-Special-Qld-Brisbane-ECOPact-EPD_-Mar23_v3.0.pdf | m³ | 2400 |  |  |  | 175 | 175 | 0.13 | 0 | 0 | 175.13 | 0 | 0.072917 | 0.072917 | 5.4167e-05 | 0 | 0 | 0.072971 | 0 | Version 1.0
Concrete (in-situ) | Concrete, 25 MPa | >20 MPa to ≤25 MPa | Concrete, 25 MPa, in-situ, no reinforcement, (QE251EL21) (Ecopact) (Holcim) (QLD) (Brisbane) | Concrete_25MPa | Concrete_25MPa | 2022-01-20 | 2027-01-20 | Brisbane, QLD | S-P-04658 | Version 1 | EPD Australasia | https://epd-australasia.com/wp-content/uploads/2022/01/SP04658_Holcim-ViroDecs-Special-Qld-Brisbane-ECOPact-EPD_-Mar23_v3.0.pdf | m³ | 2400 |  |  |  | 175 | 175 | 0.13 | 0 | 0 | 175.13 | 0 | 0.072917 | 0.072917 | 5.4167e-05 | 0 | 0 | 0.072971 | 0 | Version 1.0
Concrete (in-situ) | Concrete, 25 MPa | >20 MPa to ≤25 MPa | Concrete, 25 MPa, in-situ, no reinforcement, (QE251E100) (Ecopact) (Holcim) (QLD) (Brisbane) | Concrete_25MPa | Concrete_25MPa | 2022-01-20 | 2027-01-20 | Brisbane, QLD | S-P-04658 | Version 1 | EPD Australasia | https://epd-australasia.com/wp-content/uploads/2022/01/SP04658_Holcim-ViroDecs-Special-Qld-Brisbane-ECOPact-EPD_-Mar23_v3.0.pdf | m³ | 2400 |  |  |  | 164 | 164 | 0.12 | 0 | 0 | 164.12 | 0 | 0.068333 | 0.068333 | 5e-05 | 0 | 0 | 0.068383 | 0 | Version 1.0
Concrete (in-situ) | Concrete, 25 MPa | >20 MPa to ≤25 MPa | Concrete, 25 MPa, in-situ, no reinforcement, (QE257EBMX) (Ecopact) (Holcim) (QLD) (Brisbane) | Concrete_25MPa | Concrete_25MPa | 2022-01-20 | 2027-01-20 | Brisbane, QLD | S-P-04658 | Version 1 | EPD Australasia | https://epd-australasia.com/wp-content/uploads/2022/01/SP04658_Holcim-ViroDecs-Special-Qld-Brisbane-ECOPact-EPD_-Mar23_v3.0.pdf | m³ | 2400 |  |  |  | 206 | 206 | 0.15 | 0 | 0 | 206.15 | 0 | 0.085833 | 0.085833 | 6.25e-05 | 0 | 0 | 0.085896 | 0 | Version 1.0
Concrete (in-situ) | Concrete, 25 MPa | >20 MPa to ≤25 MPa | Concrete, 25 MPa, in-situ, no reinforcement, (QE252E100) (Ecopact) (Holcim) (QLD) (Brisbane) | Concrete_25MPa | Concrete_25MPa | 2022-01-20 | 2027-01-20 | Brisbane, QLD | S-P-04658 | Version 1 | EPD Australasia | https://epd-australasia.com/wp-content/uploads/2022/01/SP04658_Holcim-ViroDecs-Special-Qld-Brisbane-ECOPact-EPD_-Mar23_v3.0.pdf | m³ | 2400 |  |  |  | 165 | 165 | 0.12 | 0 | 0 | 165.12 | 0 | 0.06875 | 0.06875 | 5e-05 | 0 | 0 | 0.0688 | 0 | Version 1.0
Concrete (in-situ) | Concrete, 25 MPa | >20 MPa to ≤25 MPa | Concrete, 25 MPa, in-situ, no reinforcement, (QE252EEZY) (Ecopact) (Holcim) (QLD), Gold Coast | Concrete_25MPa | Concrete_25MPa | 2023-04-22 | 2028-04-22 | QLD | S-P-05496 | Version 1 | EPD Australasia | https://epd-australasia.com/wp-content/uploads/2023/05/SP05496-Holcim-EPD-ViroDecs%E2%84%A2-QLD-GoldCoast-ECOPact_Apr23.pdf | m³ | 2400 |  |  |  | 179 | 179 | 0.13 | 0 | 0 | 179.13 | 0 | 0.074583 | 0.074583 | 5.4167e-05 | 0 | 0 | 0.074637 | 0 | Version 1.0
Concrete (in-situ) | Concrete, 25 MPa | >20 MPa to ≤25 MPa | Concrete, 25 MPa, in-situ, no reinforcement, (QE251E) (Ecopact) (Holcim) (QLD), Gold Coast | Concrete_25MPa | Concrete_25MPa | 2023-04-22 | 2028-04-22 | QLD | S-P-05496 | Version 1 | EPD Australasia | https://epd-australasia.com/wp-content/uploads/2023/05/SP05496-Holcim-EPD-ViroDecs%E2%84%A2-QLD-GoldCoast-ECOPact_Apr23.pdf | m³ | 2400 |  |  |  | 167 | 167 | 0.12 | 0 | 0 | 167.12 | 0 | 0.069583 | 0.069583 | 5e-05 | 0 | 0 | 0.069633 | 0 | Version 1.0
Concrete (in-situ) | Concrete, 25 MPa | >20 MPa to ≤25 MPa | Concrete, 25 MPa, in-situ, no reinforcement, (BF2503B)(GB) (BCG) (WA), (Perth) | Concrete_25MPa | Concrete_25MPa | 2022-12-15 | 2027-12-15 | Perth, WA | S-P-05491 | Version 1 | EPD Australasia | https://epd-australasia.com/wp-content/uploads/2022/12/SP05491_BGC-EPD_Concrete_Dec22.pdf | m³ | 2400 |  |  |  | 279 | 276 | 3.2 | 0 | 0 | 279.2 | 0 | 0.11625 | 0.115 | 0.0013333 | 0 | 0 | 0.11633 | 0 | Version 1.0
Concrete (in-situ) | Concrete, 25 MPa | >20 MPa to ≤25 MPa | Concrete, 25 MPa, in-situ, no reinforcement, (QE251EL21) (Ecopact) (Holcim) (QLD), Gold Coast | Concrete_25MPa | Concrete_25MPa | 2023-04-22 | 2028-04-22 | QLD | S-P-05496 | Version 1 | EPD Australasia | https://epd-australasia.com/wp-content/uploads/2023/05/SP05496-Holcim-EPD-ViroDecs%E2%84%A2-QLD-GoldCoast-ECOPact_Apr23.pdf | m³ | 2400 |  |  |  | 184 | 184 | 0.13 | 0 | 0 | 184.13 | 0 | 0.076667 | 0.076667 | 5.4167e-05 | 0 | 0 | 0.076721 | 0 | Version 1.0
Concrete (in-situ) | Concrete, 25 MPa | >20 MPa to ≤25 MPa | Concrete, 25 MPa, in-situ, no reinforcement, (QE252EEZY) (Ecopact) (Holcim) (QLD) (Brisbane) | Concrete_25MPa | Concrete_25MPa | 2022-01-20 | 2027-01-20 | Brisbane, QLD | S-P-04658 | Version 1 | EPD Australasia | https://epd-australasia.com/wp-content/uploads/2022/01/SP04658_Holcim-ViroDecs-Special-Qld-Brisbane-ECOPact-EPD_-Mar23_v3.0.pdf | m³ | 2400 |  |  |  | 171 | 171 | 0.12 | 0 | 0 | 171.12 | 0 | 0.07125 | 0.07125 | 5e-05 | 0 | 0 | 0.0713 | 0 | Version 1.0
Concrete (in-situ) | Concrete, 25 MPa | >20 MPa to ≤25 MPa | Concrete, 25 MPa, in-situ, no reinforcement, (QE252E100) (Ecopact) (Holcim) (QLD), Gold Coast | Concrete_25MPa | Concrete_25MPa | 2023-04-22 | 2028-04-22 | QLD | S-P-05496 | Version 1 | EPD Australasia | https://epd-australasia.com/wp-content/uploads/2023/05/SP05496-Holcim-EPD-ViroDecs%E2%84%A2-QLD-GoldCoast-ECOPact_Apr23.pdf | m³ | 2400 |  |  |  | 173 | 173 | 0.12 | 0 | 0 | 173.12 | 0 | 0.072083 | 0.072083 | 5e-05 | 0 | 0 | 0.072133 | 0 | Version 1.0
Concrete (in-situ) | Concrete, 25 MPa | >20 MPa to ≤25 MPa | Concrete, 25 MPa, in-situ, no reinforcement, (Adbri concrete N class GP/GL:FA 25 MPa) (Adbri) (QLD) | Concrete_25MPa | Concrete_25MPa | 2023-03-31 | 2028-03-31 | QLD | S-P-05518 | Version 1 | EPD Australasia | https://epd-australasia.com/wp-content/uploads/2023/04/SP05518-Adbri-EPD-Concrete_QLD_Mar23.pdf | m³ | 2400 |  |  |  | 239 | 239 | 0.165 | 0 | 0 | 239.165 | 0 | 0.099583 | 0.099583 | 6.875e-05 | 0 | 0 | 0.099652 | 0 | Version 1.0
Concrete (in-situ) | Concrete, 25 MPa | >20 MPa to ≤25 MPa | Concrete, 25 MPa, in-situ, no reinforcement, (QE252E) (Ecopact) (Holcim) (QLD), Gold Coast | Concrete_25MPa | Concrete_25MPa | 2023-04-22 | 2028-04-22 | QLD | S-P-05496 | Version 1 | EPD Australasia | https://epd-australasia.com/wp-content/uploads/2023/05/SP05496-Holcim-EPD-ViroDecs%E2%84%A2-QLD-GoldCoast-ECOPact_Apr23.pdf | m³ | 2400 |  |  |  | 160 | 160 | 0.11 | 0 | 0 | 160.11 | 0 | 0.066667 | 0.066667 | 4.5833e-05 | 0 | 0 | 0.066713 | 0 | Version 1.0
Concrete (in-situ) | Concrete, 25 MPa | >20 MPa to ≤25 MPa | Concrete, 25 MPa, in-situ, no reinforcement, (QE252E) (Ecopact) (Holcim) (QLD) (Brisbane) | Concrete_25MPa | Concrete_25MPa | 2022-01-20 | 2027-01-20 | Brisbane, QLD | S-P-04658 | Version 1 | EPD Australasia | https://epd-australasia.com/wp-content/uploads/2022/01/SP04658_Holcim-ViroDecs-Special-Qld-Brisbane-ECOPact-EPD_-Mar23_v3.0.pdf | m³ | 2400 |  |  |  | 163 | 163 | 0.11 | 0 | 0 | 163.11 | 0 | 0.067917 | 0.067917 | 4.5833e-05 | 0 | 0 | 0.067963 | 0 | Version 1.0
Concrete (in-situ) | Concrete, 25 MPa | >20 MPa to ≤25 MPa | Concrete, 25 MPa, in-situ, no reinforcement, (WE254E1)(Ecopact) (Holcim) (WA), (Perth Metro) | Concrete_25MPa | Concrete_25MPa | 2021-11-25 | 2026-11-25 | Perth Metro, WA | S-P-03716 | Version 1 | EPD Australasia | https://epd-australasia.com/wp-content/uploads/2021/12/SP03716-Holcim-EPD_WAPerth-ECOPact-Range_-v2.0_Apr23.pdf | m³ | 2400 |  |  |  | 212 | 212 | 0.14 | 0 | 0 | 212.14 | 0 | 0.088333 | 0.088333 | 5.8333e-05 | 0 | 0 | 0.088392 | 0 | Version 1.0
Concrete (in-situ) | Concrete, 25 MPa | >20 MPa to ≤25 MPa | Concrete, 25 MPa, in-situ, no reinforcement, (WE251E1)(Ecopact) (Holcim) (WA), (Perth Metro) | Concrete_25MPa | Concrete_25MPa | 2021-11-25 | 2026-11-25 | Perth Metro, WA | S-P-03716 | Version 1 | EPD Australasia | https://epd-australasia.com/wp-content/uploads/2021/12/SP03716-Holcim-EPD_WAPerth-ECOPact-Range_-v2.0_Apr23.pdf | m³ | 2400 |  |  |  | 213 | 213 | 0.14 | 0 | 0 | 213.14 | 0 | 0.08875 | 0.08875 | 5.8333e-05 | 0 | 0 | 0.088808 | 0 | Version 1.0
Concrete (in-situ) | Concrete, 25 MPa | >20 MPa to ≤25 MPa | Concrete, 25 MPa, in-situ, no reinforcement, (Adbri Concrete N Class GP/GL 25 MPa) (Adbri) (VIC) | Concrete_25MPa | Concrete_25MPa | 2023-03-31 | 2028-03-31 | VIC | S-P-05520 | Version 1 | EPD Australasia | https://epd-australasia.com/wp-content/uploads/2023/04/SP05520-Adbri-EPD-Concrete_VIC_Mar23.pdf | m³ | 2400 |  |  |  | 238 | 238 | 0.15 | 0 | 0 | 238.15 | 0 | 0.099167 | 0.099167 | 6.25e-05 | 0 | 0 | 0.099229 | 0 | Version 1.0
Concrete (in-situ) | Concrete, 25 MPa | >20 MPa to ≤25 MPa | Concrete, 25 MPa, in-situ, no reinforcement, (QE252L700) (Ecopact) (Holcim) (QLD), Gold Coast | Concrete_25MPa | Concrete_25MPa | 2023-04-22 | 2028-04-22 | QLD | S-P-05496 | Version 1 | EPD Australasia | https://epd-australasia.com/wp-content/uploads/2023/05/SP05496-Holcim-EPD-ViroDecs%E2%84%A2-QLD-GoldCoast-ECOPact_Apr23.pdf | m³ | 2400 |  |  |  | 223 | 223 | 0.14 | 0 | 0 | 223.14 | 0 | 0.092917 | 0.092917 | 5.8333e-05 | 0 | 0 | 0.092975 | 0 | Version 1.0
Concrete (in-situ) | Concrete, 25 MPa | >20 MPa to ≤25 MPa | Concrete, 25 MPa, in-situ, no reinforcement, (Adbri Concrete N Class GP:GL 25 MPa - Winnellie) (Adbri) (NT) | Concrete_25MPa | Concrete_25MPa | 2023-03-31 | 2028-03-31 | NT | S-P-05522 | Version 1 | EPD Australasia | https://epd-australasia.com/wp-content/uploads/2023/04/SP05522-Adbri-EPD-Concrete_NT_Mar23.pdf | m³ | 2400 |  |  |  | 306 | 306 | 0.192 | 0 | 0 | 306.192 | 0 | 0.1275 | 0.1275 | 8e-05 | 0 | 0 | 0.12758 | 0 | Version 1.0
Concrete (in-situ) | Concrete, 25 MPa | >20 MPa to ≤25 MPa | Concrete, 25 MPa, in-situ, no reinforcement, (WE251EKC)(Ecopact) (Holcim) (WA), (Perth Metro) | Concrete_25MPa | Concrete_25MPa | 2021-11-25 | 2026-11-25 | Perth Metro, WA | S-P-03716 | Version 1 | EPD Australasia | https://epd-australasia.com/wp-content/uploads/2021/12/SP03716-Holcim-EPD_WAPerth-ECOPact-Range_-v2.0_Apr23.pdf | m³ | 2400 |  |  |  | 222 | 222 | 0.12 | 0 | 0 | 222.12 | 0 | 0.0925 | 0.0925 | 5e-05 | 0 | 0 | 0.09255 | 0 | Version 1.0
Concrete (in-situ) | Concrete, 25 MPa | >20 MPa to ≤25 MPa | Concrete, 25 MPa, in-situ, no reinforcement, (VE251EKC) (Ecopact) (Holcim) (VIC) | Concrete_25MPa | Concrete_25MPa | 2022-01-12 | 2027-09-26 | VIC | S-P-04657 | Version 1 | EPD Australasia | https://epd-australasia.com/wp-content/uploads/2022/01/SP04657-Holcim-ViroDecs%E2%84%A2-Special-VIC-ECOPact-Range-ver2_Sep22.pdf | m³ | 2400 |  |  |  | 220 | 220 | 0.11 | 0 | 0 | 220.11 | 0 | 0.091667 | 0.091667 | 4.5833e-05 | 0 | 0 | 0.091713 | 0 | Version 1.0
Concrete (in-situ) | Concrete, 25 MPa | >20 MPa to ≤25 MPa | Concrete, 25 MPa, in-situ, no reinforcement, (WE252EP1)(Ecopact) (Holcim) (WA), (Perth Metro) | Concrete_25MPa | Concrete_25MPa | 2021-11-25 | 2026-11-25 | Perth Metro, WA | S-P-03716 | Version 1 | EPD Australasia | https://epd-australasia.com/wp-content/uploads/2021/12/SP03716-Holcim-EPD_WAPerth-ECOPact-Range_-v2.0_Apr23.pdf | m³ | 2400 |  |  |  | 208 | 208 | 0.1 | 0 | 0 | 208.1 | 0 | 0.086667 | 0.086667 | 4.1667e-05 | 0 | 0 | 0.086708 | 0 | Version 1.0
Concrete (in-situ) | Concrete, 25 MPa | >20 MPa to ≤25 MPa | Concrete, 25 MPa, in-situ, no reinforcement, (WE254EP1)(Ecopact) (Holcim) (WA), (Perth Metro) | Concrete_25MPa | Concrete_25MPa | 2021-11-25 | 2026-11-25 | Perth Metro, WA | S-P-03716 | Version 1 | EPD Australasia | https://epd-australasia.com/wp-content/uploads/2021/12/SP03716-Holcim-EPD_WAPerth-ECOPact-Range_-v2.0_Apr23.pdf | m³ | 2400 |  |  |  | 212 | 212 | 0.1 | 0 | 0 | 212.1 | 0 | 0.088333 | 0.088333 | 4.1667e-05 | 0 | 0 | 0.088375 | 0 | Version 1.0
Concrete (in-situ) | Concrete, 25 MPa | >20 MPa to ≤25 MPa | Concrete, 25 MPa, in-situ, no reinforcement, (WE251EBMX)(Ecopact) (Holcim) (WA), (Perth Metro) | Concrete_25MPa | Concrete_25MPa | 2021-11-25 | 2026-11-25 | Perth Metro, WA | S-P-03716 | Version 1 | EPD Australasia | https://epd-australasia.com/wp-content/uploads/2021/12/SP03716-Holcim-EPD_WAPerth-ECOPact-Range_-v2.0_Apr23.pdf | m³ | 2400 |  |  |  | 217 | 217 | 0.1 | 0 | 0 | 217.1 | 0 | 0.090417 | 0.090417 | 4.1667e-05 | 0 | 0 | 0.090458 | 0 | Version 1.0
Concrete (in-situ) | Concrete, 25 MPa | >20 MPa to ≤25 MPa | Concrete, 25 MPa, in-situ, no reinforcement, (Adbri Concrete N Class GP:GL 25 MPa - Alice Springs) (Adbri) (NT) | Concrete_25MPa | Concrete_25MPa | 2023-03-31 | 2028-03-31 | NT | S-P-05522 | Version 1 | EPD Australasia | https://epd-australasia.com/wp-content/uploads/2023/04/SP05522-Adbri-EPD-Concrete_NT_Mar23.pdf | m³ | 2400 |  |  |  | 388 | 388 | 0.137 | 0 | 0 | 388.137 | 0 | 0.16167 | 0.16167 | 5.7083e-05 | 0 | 0 | 0.16172 | 0 | Version 1.0
Concrete (in-situ) | Concrete, 25 MPa | >20 MPa to ≤25 MPa | Concrete, 25 MPa, in-situ, no reinforcement, (Adbri Concrete N Class GP:GL 25 MPa - Katherine) (Adbri) (NT) | Concrete_25MPa | Concrete_25MPa | 2023-03-31 | 2028-03-31 | NT | S-P-05522 | Version 1 | EPD Australasia | https://epd-australasia.com/wp-content/uploads/2023/04/SP05522-Adbri-EPD-Concrete_NT_Mar23.pdf | m³ | 2400 |  |  |  | 298 | 298 | 0.0943 | 0 | 0 | 298.0943 | 0 | 0.12417 | 0.12417 | 3.9292e-05 | 0 | 0 | 0.12421 | 0 | Version 1.0
Concrete (in-situ) | Concrete, 25 MPa | >20 MPa to ≤25 MPa | Concrete, 25 MPa, in-situ, no reinforcement, (R2520A)(GP) (BCG) (WA), (Perth) | Concrete_25MPa | Concrete_25MPa | 2022-12-15 | 2027-12-15 | Perth, WA | S-P-05491 | Version 1 | EPD Australasia | https://epd-australasia.com/wp-content/uploads/2022/12/SP05491_BGC-EPD_Concrete_Dec22.pdf | m³ | 2400 |  |  |  | 330 | 326 | 4.09 | 0 | 0 | 330.09 | 0 | 0.1375 | 0.13583 | 0.0017042 | 0 | 0 | 0.13754 | 0 | Version 1.0
Concrete (in-situ) | Concrete, 25 MPa | >20 MPa to ≤25 MPa | Concrete, 25 MPa, in-situ, no reinforcement, (General) (Holcim) (NSW)(ACT) | Concrete_25MPa | Concrete_25MPa | 2019-06-30 | 2024-06-30 | NSW & ACT | S-P-01165 | Version 1 | EPD Australasia | https://epd-australasia.com/wp-content/uploads/2019/07/Holcim-ViroDecs-EPD_-2021-update_v2.pdf | m³ | 2400 |  |  |  | 297 | 297 | 0 | 0 | 0 | 297 | 0 | 0.12375 | 0.12375 | 0 | 0 | 0 | 0.12375 | 0 | Version 1.0 | Expired
Concrete (in-situ) | Concrete, 25 MPa | >20 MPa to ≤25 MPa | Concrete, 25 MPa, in-situ, no reinforcement, (Fly Ash) (Holcim) (NSW)(ACT) | Concrete_25MPa | Concrete_25MPa | 2019-06-30 | 2024-06-30 | NSW & ACT | S-P-01165 | Version 1 | EPD Australasia | https://epd-australasia.com/wp-content/uploads/2019/07/Holcim-ViroDecs-EPD_-2021-update_v2.pdf | m³ | 2400 |  |  |  | 241 | 241 | 0 | 0 | 0 | 241 | 0 | 0.10042 | 0.10042 | 0 | 0 | 0 | 0.10042 | 0 | Version 1.0 | Expired
Concrete (in-situ) | Concrete, 25 MPa | >20 MPa to ≤25 MPa | Concrete, 25 MPa, in-situ, no reinforcement, (GGBS Slag) (Holcim) (NSW)(ACT) | Concrete_25MPa | Concrete_25MPa | 2019-06-30 | 2024-06-30 | NSW & ACT | S-P-01165 | Version 1 | EPD Australasia | https://epd-australasia.com/wp-content/uploads/2019/07/Holcim-ViroDecs-EPD_-2021-update_v2.pdf | m³ | 2400 |  |  |  | 185 | 185 | 0 | 0 | 0 | 185 | 0 | 0.077083 | 0.077083 | 0 | 0 | 0 | 0.077083 | 0 | Version 1.0 | Expired
Concrete (in-situ) | Concrete, 25 MPa | >20 MPa to ≤25 MPa | Concrete, 25 MPa, in-situ, no reinforcement, (Triple Blend) (Holcim) (NSW)(ACT) | Concrete_25MPa | Concrete_25MPa | 2019-06-30 | 2024-06-30 | NSW & ACT | S-P-01165 | Version 1 | EPD Australasia | https://epd-australasia.com/wp-content/uploads/2019/07/Holcim-ViroDecs-EPD_-2021-update_v2.pdf | m³ | 2400 |  |  |  | 154 | 154 | 0 | 0 | 0 | 154 | 0 | 0.064167 | 0.064167 | 0 | 0 | 0 | 0.064167 | 0 | Version 1.0 | Expired
Concrete (in-situ) | Concrete, 25 MPa | >20 MPa to ≤25 MPa | Concrete, 25 MPa, in-situ, no reinforcement,(General) (Holcim) (QLD) | Concrete_25MPa | Concrete_25MPa | 2019-06-30 | 2024-06-30 | QLD | S-P-01165 | Version 1 | EPD Australasia | https://epd-australasia.com/wp-content/uploads/2019/07/Holcim-ViroDecs-EPD_-2021-update_v2.pdf | m³ | 2400 |  |  |  | 257 | 257 | 0 | 0 | 0 | 257 | 0 | 0.10708 | 0.10708 | 0 | 0 | 0 | 0.10708 | 0 | Version 1.0 | Expired
Concrete (in-situ) | Concrete, 25 MPa | >20 MPa to ≤25 MPa | Concrete, 25 MPa, in-situ, no reinforcement,(Fly Ash) (Holcim) (QLD) | Concrete_25MPa | Concrete_25MPa | 2019-06-30 | 2024-06-30 | QLD | S-P-01165 | Version 1 | EPD Australasia | https://epd-australasia.com/wp-content/uploads/2019/07/Holcim-ViroDecs-EPD_-2021-update_v2.pdf | m³ | 2400 |  |  |  | 219 | 219 | 0 | 0 | 0 | 219 | 0 | 0.09125 | 0.09125 | 0 | 0 | 0 | 0.09125 | 0 | Version 1.0 | Expired
Concrete (in-situ) | Concrete, 25 MPa | >20 MPa to ≤25 MPa | Concrete, 25 MPa, in-situ, no reinforcement,(GGBS Slag) (Holcim) (QLD) | Concrete_25MPa | Concrete_25MPa | 2019-06-30 | 2024-06-30 | QLD | S-P-01165 | Version 1 | EPD Australasia | https://epd-australasia.com/wp-content/uploads/2019/07/Holcim-ViroDecs-EPD_-2021-update_v2.pdf | m³ | 2400 |  |  |  | 172 | 172 | 0 | 0 | 0 | 172 | 0 | 0.071667 | 0.071667 | 0 | 0 | 0 | 0.071667 | 0 | Version 1.0 | Expired
Concrete (in-situ) | Concrete, 25 MPa | >20 MPa to ≤25 MPa | Concrete, 25 MPa, in-situ, no reinforcement,(Triple Blend) (Holcim) (QLD) | Concrete_25MPa | Concrete_25MPa | 2019-06-30 | 2024-06-30 | QLD | S-P-01165 | Version 1 | EPD Australasia | https://epd-australasia.com/wp-content/uploads/2019/07/Holcim-ViroDecs-EPD_-2021-update_v2.pdf | m³ | 2400 |  |  |  | 167 | 167 | 0 | 0 | 0 | 167 | 0 | 0.069583 | 0.069583 | 0 | 0 | 0 | 0.069583 | 0 | Version 1.0 | Expired
Concrete (in-situ) | Concrete, 25 MPa | >20 MPa to ≤25 MPa | Concrete, 25 MPa, in-situ, no reinforcement, (General) (Holcim) (VIC) | Concrete_25MPa | Concrete_25MPa | 2019-06-30 | 2024-06-30 | VIC | S-P-01165 | Version 1 | EPD Australasia | https://epd-australasia.com/wp-content/uploads/2019/07/Holcim-ViroDecs-EPD_-2021-update_v2.pdf | m³ | 2400 |  |  |  | 286 | 286 | 0 | 0 | 0 | 286 | 0 | 0.11917 | 0.11917 | 0 | 0 | 0 | 0.11917 | 0 | Version 1.0 | Expired
Concrete (in-situ) | Concrete, 25 MPa | >20 MPa to ≤25 MPa | Concrete, 25 MPa, in-situ, no reinforcement, (Fly Ash) (Holcim) (VIC) | Concrete_25MPa | Concrete_25MPa | 2019-06-30 | 2024-06-30 | VIC | S-P-01165 | Version 1 | EPD Australasia | https://epd-australasia.com/wp-content/uploads/2019/07/Holcim-ViroDecs-EPD_-2021-update_v2.pdf | m³ | 2400 |  |  |  | 240 | 240 | 0 | 0 | 0 | 240 | 0 | 0.1 | 0.1 | 0 | 0 | 0 | 0.1 | 0 | Version 1.0 | Expired
Concrete (in-situ) | Concrete, 25 MPa | >20 MPa to ≤25 MPa | Concrete, 25 MPa, in-situ, no reinforcement, (Triple Blend) (Holcim) (VIC) | Concrete_25MPa | Concrete_25MPa | 2019-06-30 | 2024-06-30 | VIC | S-P-01165 | Version 1 | EPD Australasia | https://epd-australasia.com/wp-content/uploads/2019/07/Holcim-ViroDecs-EPD_-2021-update_v2.pdf | m³ | 2400 |  |  |  | 215 | 215 | 0 | 0 | 0 | 215 | 0 | 0.089583 | 0.089583 | 0 | 0 | 0 | 0.089583 | 0 | Version 1.0 | Expired
Concrete (in-situ) | Concrete, 25 MPa | >20 MPa to ≤25 MPa | Concrete, 25 MPa, in-situ, no reinforcement, (General) (Holcim) (SA) | Concrete_25MPa | Concrete_25MPa | 2019-06-30 | 2024-06-30 | SA | S-P-01165 | Version 1 | EPD Australasia | https://epd-australasia.com/wp-content/uploads/2019/07/Holcim-ViroDecs-EPD_-2021-update_v2.pdf | m³ | 2400 |  |  |  | 303 | 303 | 0 | 0 | 0 | 303 | 0 | 0.12625 | 0.12625 | 0 | 0 | 0 | 0.12625 | 0 | Version 1.0 | Expired
Concrete (in-situ) | Concrete, 25 MPa | >20 MPa to ≤25 MPa | Concrete, MPa, in-situ, no reinforcement, (Fly Ash) (Holcim) (SA) | Concrete_25MPa | Concrete_25MPa | 2019-06-30 | 2024-06-30 | SA | S-P-01165 | Version 1 | EPD Australasia | https://epd-australasia.com/wp-content/uploads/2019/07/Holcim-ViroDecs-EPD_-2021-update_v2.pdf | m³ | 2400 |  |  |  | 227 | 227 | 0 | 0 | 0 | 227 | 0 | 0.094583 | 0.094583 | 0 | 0 | 0 | 0.094583 | 0 | Version 1.0 | Expired
Concrete (in-situ) | Concrete, 25 MPa | >20 MPa to ≤25 MPa | Concrete, MPa, in-situ, no reinforcement, (GGBS Slag) (Holcim) (SA) | Concrete_25MPa | Concrete_25MPa | 2019-06-30 | 2024-06-30 | SA | S-P-01165 | Version 1 | EPD Australasia | https://epd-australasia.com/wp-content/uploads/2019/07/Holcim-ViroDecs-EPD_-2021-update_v2.pdf | m³ | 2400 |  |  |  | 220 | 220 | 0 | 0 | 0 | 220 | 0 | 0.091667 | 0.091667 | 0 | 0 | 0 | 0.091667 | 0 | Version 1.0 | Expired
Concrete (in-situ) | Concrete, 25 MPa | >20 MPa to ≤25 MPa | Concrete, 25 MPa, in-situ, no reinforcement, (General) (Holcim) (WA) | Concrete_25MPa | Concrete_25MPa | 2019-06-30 | 2024-06-30 | WA | S-P-01165 | Version 1 | EPD Australasia | https://epd-australasia.com/wp-content/uploads/2019/07/Holcim-ViroDecs-EPD_-2021-update_v2.pdf | m³ | 2400 |  |  |  | 280 | 280 | 0 | 0 | 0 | 280 | 0 | 0.11667 | 0.11667 | 0 | 0 | 0 | 0.11667 | 0 | Version 1.0 | Expired
Concrete (in-situ) | Concrete, 25 MPa | >20 MPa to ≤25 MPa | Concrete, MPa, in-situ, no reinforcement, (GGBS Slag) (Holcim) (WA) | Concrete_25MPa | Concrete_25MPa | 2019-06-30 | 2024-06-30 | WA | S-P-01165 | Version 1 | EPD Australasia | https://epd-australasia.com/wp-content/uploads/2019/07/Holcim-ViroDecs-EPD_-2021-update_v2.pdf | m³ | 2400 |  |  |  | 221 | 221 | 0 | 0 | 0 | 221 | 0 | 0.092083 | 0.092083 | 0 | 0 | 0 | 0.092083 | 0 | Version 1.0 | Expired
Concrete (in-situ) | Concrete, 25 MPa | >20 MPa to ≤25 MPa | Concrete, 25 MPa, in-situ, no reinforcement, (NE252E151)(Ecopact) (Holcim) (ACT) | Concrete_25MPa | Concrete_25MPa | 2021-10-21 | 2026-10-21 | Canberra, ACT | S-P-03715 | Version 1 | EPD Australasia | https://epd-australasia.com/wp-content/uploads/2021/10/2021-Holcim-ViroDecs%E2%84%A2-Special-ACT-ECOPact-Ver-1.0.pdf | m³ | 2400 |  |  |  | 184.71 | 0 | 0 | 0 | 0 | 184.71 | 0 | 0.076963 | 0 | 0 | 0 | 0 | 0.076963 | 0 | Version 1.0
Concrete (in-situ) | Concrete, 25 MPa | >20 MPa to ≤25 MPa | Concrete, 25 MPa, in-situ, no reinforcement, (NE252E351)(Ecopact) (Holcim) (ACT) | Concrete_25MPa | Concrete_25MPa | 2021-10-21 | 2026-10-21 | Canberra, ACT | S-P-03715 | Version 1 | EPD Australasia | https://epd-australasia.com/wp-content/uploads/2021/10/2021-Holcim-ViroDecs%E2%84%A2-Special-ACT-ECOPact-Ver-1.0.pdf | m³ | 2400 |  |  |  | 186.34 | 0 | 0 | 0 | 0 | 186.34 | 0 | 0.077642 | 0 | 0 | 0 | 0 | 0.077642 | 0 | Version 1.0
Concrete (in-situ) | Concrete, 25 MPa | >20 MPa to ≤25 MPa | Concrete, 25 MPa, in-situ, no reinforcement, (NE251E151)(Ecopact) (Holcim) (ACT) | Concrete_25MPa | Concrete_25MPa | 2021-10-21 | 2026-10-21 | Canberra, ACT | S-P-03715 | Version 1 | EPD Australasia | https://epd-australasia.com/wp-content/uploads/2021/10/2021-Holcim-ViroDecs%E2%84%A2-Special-ACT-ECOPact-Ver-1.0.pdf | m³ | 2400 |  |  |  | 184.94 | 0 | 0 | 0 | 0 | 184.94 | 0 | 0.077058 | 0 | 0 | 0 | 0 | 0.077058 | 0 | Version 1.0
Concrete (in-situ) | Concrete, 25 MPa | >20 MPa to ≤25 MPa | Concrete, 25 MPa, in-situ, no reinforcement, (NE251E351)(Ecopact) (Holcim) (ACT) | Concrete_25MPa | Concrete_25MPa | 2021-10-21 | 2026-10-21 | Canberra, ACT | S-P-03715 | Version 1 | EPD Australasia | https://epd-australasia.com/wp-content/uploads/2021/10/2021-Holcim-ViroDecs%E2%84%A2-Special-ACT-ECOPact-Ver-1.0.pdf | m³ | 2400 |  |  |  | 186.54 | 0 | 0 | 0 | 0 | 186.54 | 0 | 0.077725 | 0 | 0 | 0 | 0 | 0.077725 | 0 | Version 1.0
Concrete (in-situ) | Concrete, 25 MPa | >20 MPa to ≤25 MPa | Concrete, 25 MPa, in-situ, no reinforcement, (VS251BPV) (Holcim) (VIC) | Concrete_25MPa | Concrete_25MPa | 2021-08-04 | 2026-08-04 | VIC | S-P-03712 | Version 1 | EPD Australasia | https://epd-australasia.com/wp-content/uploads/2021/08/SP03712-Holcim-ViroDecs%E2%84%A2-Special-Victoria-EPD-V2.0.pdf | m³ | 2400 |  |  |  | 252.5 | 0 | 0 | 0 | 0 | 252.5 | 0 | 0.10521 | 0 | 0 | 0 | 0 | 0.10521 | 0 | Version 1.0
Concrete (in-situ) | Concrete, 25 MPa | >20 MPa to ≤25 MPa | Concrete, 25 MPa, in-situ, no reinforcement, (VS252BOX) (Holcim) (VIC) | Concrete_25MPa | Concrete_25MPa | 2021-08-04 | 2026-08-04 | VIC | S-P-03712 | Version 1 | EPD Australasia | https://epd-australasia.com/wp-content/uploads/2021/08/SP03712-Holcim-ViroDecs%E2%84%A2-Special-Victoria-EPD-V2.0.pdf | m³ | 2400 |  |  |  | 244.19 | 0 | 0 | 0 | 0 | 244.19 | 0 | 0.10175 | 0 | 0 | 0 | 0 | 0.10175 | 0 | Version 1.0
Concrete (in-situ) | Concrete, 25 MPa | >20 MPa to ≤25 MPa | Concrete, 25 MPa, in-situ, no reinforcement, (VX251DM) (Holcim) (VIC) | Concrete_25MPa | Concrete_25MPa | 2021-08-04 | 2026-08-04 | VIC | S-P-03712 | Version 1 | EPD Australasia | https://epd-australasia.com/wp-content/uploads/2021/08/SP03712-Holcim-ViroDecs%E2%84%A2-Special-Victoria-EPD-V2.0.pdf | m³ | 2400 |  |  |  | 350.41 | 0 | 0 | 0 | 0 | 350.41 | 0 | 0.146 | 0 | 0 | 0 | 0 | 0.146 | 0 | Version 1.0
Concrete (in-situ) | Concrete, 25 MPa | >20 MPa to ≤25 MPa | Concrete, 25 MPa, in-situ, no reinforcement, (VX251OBS) (Holcim) (VIC) | Concrete_25MPa | Concrete_25MPa | 2021-08-04 | 2026-08-04 | VIC | S-P-03712 | Version 1 | EPD Australasia | https://epd-australasia.com/wp-content/uploads/2021/08/SP03712-Holcim-ViroDecs%E2%84%A2-Special-Victoria-EPD-V2.0.pdf | m³ | 2400 |  |  |  | 331.82 | 0 | 0 | 0 | 0 | 331.82 | 0 | 0.13826 | 0 | 0 | 0 | 0 | 0.13826 | 0 | Version 1.0
Concrete (in-situ) | Concrete, 25 MPa | >20 MPa to ≤25 MPa | Concrete, 25 MPa, in-situ, no reinforcement, (VS252BHS2) (Holcim) (VIC) | Concrete_25MPa | Concrete_25MPa | 2021-08-04 | 2026-08-04 | VIC | S-P-03712 | Version 1 | EPD Australasia | https://epd-australasia.com/wp-content/uploads/2021/08/SP03712-Holcim-ViroDecs%E2%84%A2-Special-Victoria-EPD-V2.0.pdf | m³ | 2400 |  |  |  | 185.25 | 0 | 0 | 0 | 0 | 185.25 | 0 | 0.077188 | 0 | 0 | 0 | 0 | 0.077188 | 0 | Version 1.0
Concrete (in-situ) | Concrete, 25 MPa | >20 MPa to ≤25 MPa | Concrete, 25 MPa, in-situ, no reinforcement, (QE252E)(Holcim) (QLD), (North QLD) | Concrete_25MPa | Concrete_25MPa | 2021-12-09 | 2026-12-09 | North QLD | S-P-03717 | Version 1 | EPD Australasia | https://epd-australasia.com/wp-content/uploads/2021/12/2021-Holcim-ViroDecs%E2%84%A2-Special-QLD-NQ-ECOPact-v-1.0.pdf | m³ | 2400 |  |  |  | 209.71 | 209.71 | 0 | 0 | 0 | 209.71 | 0 | 0.087379 | 0.087379 | 0 | 0 | 0 | 0.087379 | 0 | Version 1.0
Concrete (in-situ) | Concrete, 25 MPa | >20 MPa to ≤25 MPa | Concrete, 25 MPa, in-situ, no reinforcement, (QE252E1)(Holcim) (QLD), (North QLD) | Concrete_25MPa | Concrete_25MPa | 2021-12-09 | 2026-12-09 | North QLD | S-P-03717 | Version 1 | EPD Australasia | https://epd-australasia.com/wp-content/uploads/2021/12/2021-Holcim-ViroDecs%E2%84%A2-Special-QLD-NQ-ECOPact-v-1.0.pdf | m³ | 2400 |  |  |  | 209.99 | 209.99 | 0 | 0 | 0 | 209.99 | 0 | 0.087496 | 0.087496 | 0 | 0 | 0 | 0.087496 | 0 | Version 1.0
Concrete (in-situ) | Concrete, 25 MPa | >20 MPa to ≤25 MPa | Concrete, 25 MPa, in-situ, no reinforcement, (QE252EFB1)(Holcim) (QLD), (North QLD) | Concrete_25MPa | Concrete_25MPa | 2021-12-09 | 2026-12-09 | North QLD | S-P-03717 | Version 1 | EPD Australasia | https://epd-australasia.com/wp-content/uploads/2021/12/2021-Holcim-ViroDecs%E2%84%A2-Special-QLD-NQ-ECOPact-v-1.0.pdf | m³ | 2400 |  |  |  | 213.51 | 213.51 | 0 | 0 | 0 | 213.51 | 0 | 0.088962 | 0.088962 | 0 | 0 | 0 | 0.088962 | 0 | Version 1.0
Concrete (in-situ) | Concrete, 25 MPa | >20 MPa to ≤25 MPa | Concrete, 25 MPa, in-situ, no reinforcement, (QE251E)(Holcim) (QLD), (North QLD) | Concrete_25MPa | Concrete_25MPa | 2021-12-09 | 2026-12-09 | North QLD | S-P-03717 | Version 1 | EPD Australasia | https://epd-australasia.com/wp-content/uploads/2021/12/2021-Holcim-ViroDecs%E2%84%A2-Special-QLD-NQ-ECOPact-v-1.0.pdf | m³ | 2400 |  |  |  | 214.63 | 214.63 | 0 | 0 | 0 | 214.63 | 0 | 0.089429 | 0.089429 | 0 | 0 | 0 | 0.089429 | 0 | Version 1.0
Concrete (in-situ) | Concrete, 25 MPa | >20 MPa to ≤25 MPa | Concrete, 25 MPa, in-situ, no reinforcement, (QE251E1)(Holcim) (QLD), (North QLD) | Concrete_25MPa | Concrete_25MPa | 2021-12-09 | 2026-12-09 | North QLD | S-P-03717 | Version 1 | EPD Australasia | https://epd-australasia.com/wp-content/uploads/2021/12/2021-Holcim-ViroDecs%E2%84%A2-Special-QLD-NQ-ECOPact-v-1.0.pdf | m³ | 2400 |  |  |  | 215.19 | 215.19 | 0 | 0 | 0 | 215.19 | 0 | 0.089662 | 0.089662 | 0 | 0 | 0 | 0.089662 | 0 | Version 1.0
Concrete (in-situ) | Concrete, 25 MPa | >20 MPa to ≤25 MPa | Concrete, 25 MPa, in-situ, no reinforcement, (QE251EBMX)(Holcim) (QLD), (North QLD) | Concrete_25MPa | Concrete_25MPa | 2021-12-09 | 2026-12-09 | North QLD | S-P-03717 | Version 1 | EPD Australasia | https://epd-australasia.com/wp-content/uploads/2021/12/2021-Holcim-ViroDecs%E2%84%A2-Special-QLD-NQ-ECOPact-v-1.0.pdf | m³ | 2400 |  |  |  | 240.97 | 240.97 | 0 | 0 | 0 | 240.97 | 0 | 0.1004 | 0.1004 | 0 | 0 | 0 | 0.1004 | 0 | Version 1.0
Concrete (in-situ) | Concrete, 25 MPa | >20 MPa to ≤25 MPa | Concrete, 25 MPa, in-situ, no reinforcement, (Adbri N Class GP/GL 25 MPa) (Adbri) (SA) | Concrete_25MPa | Concrete_25MPa | 2023-03-31 | 2028-03-31 | SA | S-P-05521 | Version 1 | EPD Australasia | https://epd-australasia.com/wp-content/uploads/2023/04/SP05521-Adbri-EPD-Concrete_SA_Mar23.pdf | m³ | 2400 |  |  |  | 220.53 | 220.49 | 0.04 | 0 | 0 | 220.53 | 0 | 0.091887 | 0.091871 | 1.6667e-05 | 0 | 0 | 0.091887 | 0 | Version 1.0
Concrete (in-situ) | Concrete, 25 MPa | >20 MPa to ≤25 MPa | Concrete, 25 MPa, in-situ, no reinforcement, (Adbri Concrete N Class GP/GL:FA 25 MPa) (Adbri) (NSW) | Concrete_25MPa | Concrete_25MPa | 2023-03-31 | 2028-03-31 | NSW | S-P-05519 | Version 1 | EPD Australasia | https://epd-australasia.com/wp-content/uploads/2023/04/SP05519-Adbri-EPD-Concrete_NSW_Mar23.pdf | m³ | 2400 |  |  |  | 278.45 | 278.45 | -0.00495 | 0 | 0 | 278.45 | 0 | 0.11602 | 0.11602 | -2.0625e-06 | 0 | 0 | 0.11602 | 0 | Version 1.0
Concrete (in-situ) | Concrete, 25 MPa | >20 MPa to ≤25 MPa | Concrete, 25 MPa, in-situ, no reinforcement, (S25MPA KERB&GUTTER MACHINE PLACED 10MM) (Adbri) (NSW) | Concrete_25MPa | Concrete_25MPa | 2023-03-31 | 2028-03-31 | NSW | S-P-05519 | Version 1 | EPD Australasia | https://epd-australasia.com/wp-content/uploads/2023/04/SP05519-Adbri-EPD-Concrete_NSW_Mar23.pdf | m³ | 2400 |  |  |  | 285.07 | 285.07 | -0.011 | 0 | 0 | 285.07 | 0 | 0.11878 | 0.11878 | -4.5833e-06 | 0 | 0 | 0.11878 | 0 | Version 1.0
Concrete (in-situ) | Concrete, 25 MPa | >20 MPa to ≤25 MPa | Concrete, 25 MPa, in-situ, no reinforcement, Pre-mix Concrete Normal Class GP blend (Boral) (ACT), (Canberra) Normal Class GP blend 25MPa | Concrete_25MPa | Concrete_25MPa | 2022-08-15 | 2026-04-01 | Canberra, ACT | S-P-02336 | Version 1.2 | EPD Australasia | https://epd-australasia.com/wp-content/uploads/2021/04/SP02336_Boral-EPD_NSW-ACT_Aug22_V1.2.pdf | m³ | 2400 |  |  |  | 288 | 0 | 0 | 0 | 0 | 288 | 0 | 0.12 | 0 | 0 | 0 | 0 | 0.12 | 0 | Version 1.0 | Expired
Concrete (in-situ) | Concrete, 25 MPa | >20 MPa to ≤25 MPa | Concrete, 25 MPa, in-situ, no reinforcement, Pre-mix Concrete Normal Class GP/FA blend (Boral) (ACT), (Canberra) Normal Class GP/FA blend 25 MPa | Concrete_25MPa | Concrete_25MPa | 2022-08-15 | 2026-04-01 | Canberra, ACT | S-P-02336 | Version 1.2 | EPD Australasia | https://epd-australasia.com/wp-content/uploads/2021/04/SP02336_Boral-EPD_NSW-ACT_Aug22_V1.2.pdf | m³ | 2400 |  |  |  | 231 | 0 | 0 | 0 | 0 | 231 | 0 | 0.09625 | 0 | 0 | 0 | 0 | 0.09625 | 0 | Version 1.0 | Expired
Concrete (in-situ) | Concrete, 25 MPa | >20 MPa to ≤25 MPa | Concrete, 25 MPa, in-situ, no reinforcement, Pre-mix Concrete Normal Class GP/GGBFS blend (Boral) (ACT), (Canberra) Normal Class GP/GGBFS blend 25 MPa | Concrete_25MPa | Concrete_25MPa | 2022-08-15 | 2026-04-01 | Canberra, ACT | S-P-02336 | Version 1.2 | EPD Australasia | https://epd-australasia.com/wp-content/uploads/2021/04/SP02336_Boral-EPD_NSW-ACT_Aug22_V1.2.pdf | m³ | 2400 |  |  |  | 206 | 0 | 0 | 0 | 0 | 206 | 0 | 0.085833 | 0 | 0 | 0 | 0 | 0.085833 | 0 | Version 1.0 | Expired
Concrete (in-situ) | Concrete, 25 MPa | >20 MPa to ≤25 MPa | Concrete, 25 MPa, in-situ, no reinforcement, Pre-mix Concrete ENVIROCRETE 30% (Boral) (ACT), (Canberra) ENVIROCRETE 30% 25 MPa | Concrete_25MPa | Concrete_25MPa | 2022-08-15 | 2026-04-01 | Canberra, ACT | S-P-02336 | Version 1.2 | EPD Australasia | https://epd-australasia.com/wp-content/uploads/2021/04/SP02336_Boral-EPD_NSW-ACT_Aug22_V1.2.pdf | m³ | 2400 |  |  |  | 231 | 0 | 0 | 0 | 0 | 231 | 0 | 0.09625 | 0 | 0 | 0 | 0 | 0.09625 | 0 | Version 1.0 | Expired
Concrete (in-situ) | Concrete, 25 MPa | >20 MPa to ≤25 MPa | Concrete, 25 MPa, in-situ, no reinforcement, Pre-mix Concrete ENVIROCRETE 40% (Boral) (ACT), (Canberra) ENVIROCRETE 40% 25 MPa | Concrete_25MPa | Concrete_25MPa | 2022-08-15 | 2026-04-01 | Canberra, ACT | S-P-02336 | Version 1.2 | EPD Australasia | https://epd-australasia.com/wp-content/uploads/2021/04/SP02336_Boral-EPD_NSW-ACT_Aug22_V1.2.pdf | m³ | 2400 |  |  |  | 210 | 0 | 0 | 0 | 0 | 210 | 0 | 0.0875 | 0 | 0 | 0 | 0 | 0.0875 | 0 | Version 1.0 | Expired
Concrete (in-situ) | Concrete, 25 MPa | >20 MPa to ≤25 MPa | Concrete, 25 MPa, in-situ, no reinforcement, Pre-mix Concrete ENVIROCRETE PLUS (Boral) (ACT), (Canberra) ENVIROCRETE PLUS 25MPa | Concrete_25MPa | Concrete_25MPa | 2022-08-15 | 2026-04-01 | Canberra, ACT | S-P-02336 | Version 1.2 | EPD Australasia | https://epd-australasia.com/wp-content/uploads/2021/04/SP02336_Boral-EPD_NSW-ACT_Aug22_V1.2.pdf | m³ | 2400 |  |  |  | 202 | 0 | 0 | 0 | 0 | 202 | 0 | 0.084167 | 0 | 0 | 0 | 0 | 0.084167 | 0 | Version 1.0 | Expired
Concrete (in-situ) | Concrete, 25 MPa | >20 MPa to ≤25 MPa | Concrete, 25 MPa, in-situ, no reinforcement, Pre-mix Concrete ENVISIA (Boral) (ACT), (Canberra) ENVISIA 25MPa | Concrete_25MPa | Concrete_25MPa | 2022-08-15 | 2026-04-01 | Canberra, ACT | S-P-02336 | Version 1.2 | EPD Australasia | https://epd-australasia.com/wp-content/uploads/2021/04/SP02336_Boral-EPD_NSW-ACT_Aug22_V1.2.pdf | m³ | 2400 |  |  |  | 184 | 0 | 0 | 0 | 0 | 184 | 0 | 0.076667 | 0 | 0 | 0 | 0 | 0.076667 | 0 | Version 1.0 | Expired
Concrete (in-situ) | Concrete, 25 MPa | >20 MPa to ≤25 MPa | Concrete, 25 MPa, in-situ, no reinforcement, Pre-mix Concrete KERB MACHINE (Boral) (ACT), (Canberra) KERB MACHINE 25MPa 10MM | Concrete_25MPa | Concrete_25MPa | 2022-08-15 | 2026-04-01 | Canberra, ACT | S-P-02336 | Version 1.2 | EPD Australasia | https://epd-australasia.com/wp-content/uploads/2021/04/SP02336_Boral-EPD_NSW-ACT_Aug22_V1.2.pdf | m³ | 2400 |  |  |  | 259 | 0 | 0 | 0 | 0 | 259 | 0 | 0.10792 | 0 | 0 | 0 | 0 | 0.10792 | 0 | Version 1.0 | Expired
Concrete (in-situ) | Concrete, 25 MPa | >20 MPa to ≤25 MPa | Concrete, 25 MPa, in-situ, no reinforcement, Pre-mix Concrete Normal Class GP blend (Boral) (NSW), (Newcastle) Normal Class GP blend 25MPa | Concrete_25MPa | Concrete_25MPa | 2022-08-15 | 2026-04-01 | Newcastle, NSW | S-P-02336 | Version 1.2 | EPD Australasia | https://epd-australasia.com/wp-content/uploads/2021/04/SP02336_Boral-EPD_NSW-ACT_Aug22_V1.2.pdf | m³ | 2400 |  |  |  | 288 | 0 | 0 | 0 | 0 | 288 | 0 | 0.12 | 0 | 0 | 0 | 0 | 0.12 | 0 | Version 1.0 | Expired
Concrete (in-situ) | Concrete, 25 MPa | >20 MPa to ≤25 MPa | Concrete, 25 MPa, in-situ, no reinforcement, Pre-mix Concrete Normal Class GP blend (Boral) (NSW), (Newcastle) Normal Class GP blend 25MPa | Concrete_25MPa | Concrete_25MPa | 2022-08-15 | 2026-04-01 | Newcastle, NSW | S-P-02336 | Version 1.2 | EPD Australasia | https://epd-australasia.com/wp-content/uploads/2021/04/SP02336_Boral-EPD_NSW-ACT_Aug22_V1.2.pdf | m³ | 2400 |  |  |  | 280 | 0 | 0 | 0 | 0 | 280 | 0 | 0.11667 | 0 | 0 | 0 | 0 | 0.11667 | 0 | Version 1.0 | Expired
Concrete (in-situ) | Concrete, 25 MPa | >20 MPa to ≤25 MPa | Concrete, 25 MPa, in-situ, no reinforcement, Pre-mix Concrete Normal Class GP/FA blend (Boral) (NSW), (Newcastle) Normal Class GP/FA blend 25 MPa | Concrete_25MPa | Concrete_25MPa | 2022-08-15 | 2026-04-01 | Newcastle, NSW | S-P-02336 | Version 1.2 | EPD Australasia | https://epd-australasia.com/wp-content/uploads/2021/04/SP02336_Boral-EPD_NSW-ACT_Aug22_V1.2.pdf | m³ | 2400 |  |  |  | 220 | 0 | 0 | 0 | 0 | 220 | 0 | 0.091667 | 0 | 0 | 0 | 0 | 0.091667 | 0 | Version 1.0 | Expired
Concrete (in-situ) | Concrete, 25 MPa | >20 MPa to ≤25 MPa | Concrete, 25 MPa, in-situ, no reinforcement, Pre-mix Concrete Normal Class GP/GGBFS blend (Boral) (NSW), (Newcastle) Normal Class GP/GGBFS blend 25 MPa | Concrete_25MPa | Concrete_25MPa | 2022-08-15 | 2026-04-01 | Newcastle, NSW | S-P-02336 | Version 1.2 | EPD Australasia | https://epd-australasia.com/wp-content/uploads/2021/04/SP02336_Boral-EPD_NSW-ACT_Aug22_V1.2.pdf | m³ | 2400 |  |  |  | 200 | 0 | 0 | 0 | 0 | 200 | 0 | 0.083333 | 0 | 0 | 0 | 0 | 0.083333 | 0 | Version 1.0 | Expired
Concrete (in-situ) | Concrete, 25 MPa | >20 MPa to ≤25 MPa | Concrete, 25 MPa, in-situ, no reinforcement, Pre-mix Concrete ENVIROCRETE 30% (Boral) (NSW), (Newcastle) ENVIROCRETE 30% 25 MPa | Concrete_25MPa | Concrete_25MPa | 2022-08-15 | 2026-04-01 | Newcastle, NSW | S-P-02336 | Version 1.2 | EPD Australasia | https://epd-australasia.com/wp-content/uploads/2021/04/SP02336_Boral-EPD_NSW-ACT_Aug22_V1.2.pdf | m³ | 2400 |  |  |  | 220 | 0 | 0 | 0 | 0 | 220 | 0 | 0.091667 | 0 | 0 | 0 | 0 | 0.091667 | 0 | Version 1.0 | Expired
Concrete (in-situ) | Concrete, 25 MPa | >20 MPa to ≤25 MPa | Concrete, 25 MPa, in-situ, no reinforcement, Pre-mix Concrete ENVIROCRETE 40% (Boral) (NSW), (Newcastle) ENVIROCRETE 40% 25 MPa | Concrete_25MPa | Concrete_25MPa | 2022-08-15 | 2026-04-01 | Newcastle, NSW | S-P-02336 | Version 1.2 | EPD Australasia | https://epd-australasia.com/wp-content/uploads/2021/04/SP02336_Boral-EPD_NSW-ACT_Aug22_V1.2.pdf | m³ | 2400 |  |  |  | 200 | 0 | 0 | 0 | 0 | 200 | 0 | 0.083333 | 0 | 0 | 0 | 0 | 0.083333 | 0 | Version 1.0 | Expired
Concrete (in-situ) | Concrete, 25 MPa | >20 MPa to ≤25 MPa | Concrete, 25 MPa, in-situ, no reinforcement, Pre-mix Concrete ENVIROCRETE PLUS (Boral) (NSW), (Newcastle) ENVIROCRETE PLUS 25MPa | Concrete_25MPa | Concrete_25MPa | 2022-08-15 | 2026-04-01 | Newcastle, NSW | S-P-02336 | Version 1.2 | EPD Australasia | https://epd-australasia.com/wp-content/uploads/2021/04/SP02336_Boral-EPD_NSW-ACT_Aug22_V1.2.pdf | m³ | 2400 |  |  |  | 194 | 0 | 0 | 0 | 0 | 194 | 0 | 0.080833 | 0 | 0 | 0 | 0 | 0.080833 | 0 | Version 1.0 | Expired
Concrete (in-situ) | Concrete, 25 MPa | >20 MPa to ≤25 MPa | Concrete, 25 MPa, in-situ, no reinforcement, Pre-mix Concrete ENVISIA (Boral) (NSW), (Newcastle) ENVISIA 25MPa | Concrete_25MPa | Concrete_25MPa | 2022-08-15 | 2026-04-01 | Newcastle, NSW | S-P-02336 | Version 1.2 | EPD Australasia | https://epd-australasia.com/wp-content/uploads/2021/04/SP02336_Boral-EPD_NSW-ACT_Aug22_V1.2.pdf | m³ | 2400 |  |  |  | 184 | 0 | 0 | 0 | 0 | 184 | 0 | 0.076667 | 0 | 0 | 0 | 0 | 0.076667 | 0 | Version 1.0 | Expired
Concrete (in-situ) | Concrete, 25 MPa | >20 MPa to ≤25 MPa | Concrete, 25 MPa, in-situ, no reinforcement, Pre-mix Concrete KERB MACHINE (Boral) (NSW), (Newcastle) KERB MACHINE 25MPa 10MM | Concrete_25MPa | Concrete_25MPa | 2022-08-15 | 2026-04-01 | Newcastle, NSW | S-P-02336 | Version 1.2 | EPD Australasia | https://epd-australasia.com/wp-content/uploads/2021/04/SP02336_Boral-EPD_NSW-ACT_Aug22_V1.2.pdf | m³ | 2400 |  |  |  | 252 | 0 | 0 | 0 | 0 | 252 | 0 | 0.105 | 0 | 0 | 0 | 0 | 0.105 | 0 | Version 1.0 | Expired
Concrete (in-situ) | Concrete, 25 MPa | >20 MPa to ≤25 MPa | Concrete, 25 MPa, in-situ, no reinforcement, Pre-mix Concrete Normal Class GP blend (Boral) (NSW), (Sydney) Normal Class GP blend 25MPa | Concrete_25MPa | Concrete_25MPa | 2022-08-15 | 2026-04-01 | Sydney, NSW | S-P-02336 | Version 1.2 | EPD Australasia | https://epd-australasia.com/wp-content/uploads/2021/04/SP02336_Boral-EPD_NSW-ACT_Aug22_V1.2.pdf | m³ | 2400 |  |  |  | 288 | 0 | 0 | 0 | 0 | 288 | 0 | 0.12 | 0 | 0 | 0 | 0 | 0.12 | 0 | Version 1.0 | Expired
Concrete (in-situ) | Concrete, 25 MPa | >20 MPa to ≤25 MPa | Concrete, 25 MPa, in-situ, no reinforcement, Pre-mix Concrete Normal Class GP blend (Boral) (NSW), (Sydney) Normal Class GP blend 25MPa | Concrete_25MPa | Concrete_25MPa | 2022-08-15 | 2026-04-01 | Sydney, NSW | S-P-02336 | Version 1.2 | EPD Australasia | https://epd-australasia.com/wp-content/uploads/2021/04/SP02336_Boral-EPD_NSW-ACT_Aug22_V1.2.pdf | m³ | 2400 |  |  |  | 288 | 0 | 0 | 0 | 0 | 288 | 0 | 0.12 | 0 | 0 | 0 | 0 | 0.12 | 0 | Version 1.0 | Expired
Concrete (in-situ) | Concrete, 25 MPa | >20 MPa to ≤25 MPa | Concrete, 25 MPa, in-situ, no reinforcement, Pre-mix Concrete Normal Class GP blend (Boral) (NSW), (Sydney) Normal Class GP blend 25MPa | Concrete_25MPa | Concrete_25MPa | 2022-08-15 | 2026-04-01 | Sydney, NSW | S-P-02336 | Version 1.2 | EPD Australasia | https://epd-australasia.com/wp-content/uploads/2021/04/SP02336_Boral-EPD_NSW-ACT_Aug22_V1.2.pdf | m³ | 2400 |  |  |  | 288 | 0 | 0 | 0 | 0 | 288 | 0 | 0.12 | 0 | 0 | 0 | 0 | 0.12 | 0 | Version 1.0 | Expired
Concrete (in-situ) | Concrete, 25 MPa | >20 MPa to ≤25 MPa | Concrete, 25 MPa, in-situ, no reinforcement, Pre-mix Concrete Normal Class GP/FA blend (Boral) (NSW), (Sydney) Normal Class GP/FA blend 25 MPa | Concrete_25MPa | Concrete_25MPa | 2022-08-15 | 2026-04-01 | Sydney, NSW | S-P-02336 | Version 1.2 | EPD Australasia | https://epd-australasia.com/wp-content/uploads/2021/04/SP02336_Boral-EPD_NSW-ACT_Aug22_V1.2.pdf | m³ | 2400 |  |  |  | 230 | 0 | 0 | 0 | 0 | 230 | 0 | 0.095833 | 0 | 0 | 0 | 0 | 0.095833 | 0 | Version 1.0 | Expired
Concrete (in-situ) | Concrete, 25 MPa | >20 MPa to ≤25 MPa | Concrete, 25 MPa, in-situ, no reinforcement, Pre-mix Concrete Normal Class GP/GGBFS blend (Boral) (NSW), (Sydney) Normal Class GP/GGBFS blend 25 MPa | Concrete_25MPa | Concrete_25MPa | 2022-08-15 | 2026-04-01 | Sydney, NSW | S-P-02336 | Version 1.2 | EPD Australasia | https://epd-australasia.com/wp-content/uploads/2021/04/SP02336_Boral-EPD_NSW-ACT_Aug22_V1.2.pdf | m³ | 2400 |  |  |  | 204 | 0 | 0 | 0 | 0 | 204 | 0 | 0.085 | 0 | 0 | 0 | 0 | 0.085 | 0 | Version 1.0 | Expired
Concrete (in-situ) | Concrete, 25 MPa | >20 MPa to ≤25 MPa | Concrete, 25 MPa, in-situ, no reinforcement, Pre-mix Concrete Normal Class GP/GGBFS/FA blend (Boral) (NSW), (Sydney) Normal Class GP/GGBFS/FA blend 25 MPa | Concrete_25MPa | Concrete_25MPa | 2022-08-15 | 2026-04-01 | Sydney, NSW | S-P-02336 | Version 1.2 | EPD Australasia | https://epd-australasia.com/wp-content/uploads/2021/04/SP02336_Boral-EPD_NSW-ACT_Aug22_V1.2.pdf | m³ | 2400 |  |  |  | 175 | 0 | 0 | 0 | 0 | 175 | 0 | 0.072917 | 0 | 0 | 0 | 0 | 0.072917 | 0 | Version 1.0 | Expired
Concrete (in-situ) | Concrete, 25 MPa | >20 MPa to ≤25 MPa | Concrete, 25 MPa, in-situ, no reinforcement, Pre-mix Concrete ENVIROCRETE 30% (Boral) (NSW), (Sydney) ENVIROCRETE 30% 25 MPa | Concrete_25MPa | Concrete_25MPa | 2022-08-15 | 2026-04-01 | Sydney, NSW | S-P-02336 | Version 1.2 | EPD Australasia | https://epd-australasia.com/wp-content/uploads/2021/04/SP02336_Boral-EPD_NSW-ACT_Aug22_V1.2.pdf | m³ | 2400 |  |  |  | 230 | 0 | 0 | 0 | 0 | 230 | 0 | 0.095833 | 0 | 0 | 0 | 0 | 0.095833 | 0 | Version 1.0 | Expired
Concrete (in-situ) | Concrete, 25 MPa | >20 MPa to ≤25 MPa | Concrete, 25 MPa, in-situ, no reinforcement, Pre-mix Concrete ENVIROCRETE 40% (Boral) (NSW), (Sydney) ENVIROCRETE 40% 25 MPa | Concrete_25MPa | Concrete_25MPa | 2022-08-15 | 2026-04-01 | Sydney, NSW | S-P-02336 | Version 1.2 | EPD Australasia | https://epd-australasia.com/wp-content/uploads/2021/04/SP02336_Boral-EPD_NSW-ACT_Aug22_V1.2.pdf | m³ | 2400 |  |  |  | 209 | 0 | 0 | 0 | 0 | 209 | 0 | 0.087083 | 0 | 0 | 0 | 0 | 0.087083 | 0 | Version 1.0 | Expired
Concrete (in-situ) | Concrete, 25 MPa | >20 MPa to ≤25 MPa | Concrete, 25 MPa, in-situ, no reinforcement, Pre-mix Concrete ENVIROCRETE PLUS (Boral) (NSW), (Sydney) ENVIROCRETE PLUS 25MPa | Concrete_25MPa | Concrete_25MPa | 2022-08-15 | 2026-04-01 | Sydney, NSW | S-P-02336 | Version 1.2 | EPD Australasia | https://epd-australasia.com/wp-content/uploads/2021/04/SP02336_Boral-EPD_NSW-ACT_Aug22_V1.2.pdf | m³ | 2400 |  |  |  | 202 | 0 | 0 | 0 | 0 | 202 | 0 | 0.084167 | 0 | 0 | 0 | 0 | 0.084167 | 0 | Version 1.0 | Expired
Concrete (in-situ) | Concrete, 25 MPa | >20 MPa to ≤25 MPa | Concrete, 25 MPa, in-situ, no reinforcement, Pre-mix Concrete ENVISIA (Boral) (NSW), (Sydney) ENVISIA 25MPa | Concrete_25MPa | Concrete_25MPa | 2022-08-15 | 2026-04-01 | Sydney, NSW | S-P-02336 | Version 1.2 | EPD Australasia | https://epd-australasia.com/wp-content/uploads/2021/04/SP02336_Boral-EPD_NSW-ACT_Aug22_V1.2.pdf | m³ | 2400 |  |  |  | 184 | 0 | 0 | 0 | 0 | 184 | 0 | 0.076667 | 0 | 0 | 0 | 0 | 0.076667 | 0 | Version 1.0 | Expired
Concrete (in-situ) | Concrete, 25 MPa | >20 MPa to ≤25 MPa | Concrete, 25 MPa, in-situ, no reinforcement, Pre-mix Concrete KERB MACHINE (Boral) (NSW), (Sydney) KERB MACHINE 25MPa 10MM | Concrete_25MPa | Concrete_25MPa | 2022-08-15 | 2026-04-01 | Sydney, NSW | S-P-02336 | Version 1.2 | EPD Australasia | https://epd-australasia.com/wp-content/uploads/2021/04/SP02336_Boral-EPD_NSW-ACT_Aug22_V1.2.pdf | m³ | 2400 |  |  |  | 252 | 0 | 0 | 0 | 0 | 252 | 0 | 0.105 | 0 | 0 | 0 | 0 | 0.105 | 0 | Version 1.0 | Expired
Concrete (in-situ) | Concrete, 25 MPa | >20 MPa to ≤25 MPa | Concrete, 25 MPa, in-situ, no reinforcement, Pre-mix Concrete Normal Class GP blend (Boral) (NSW), (Wollongong) Normal Class GP blend 25MPa | Concrete_25MPa | Concrete_25MPa | 2022-08-15 | 2026-04-01 | Wollongong, NSW | S-P-02336 | Version 1.2 | EPD Australasia | https://epd-australasia.com/wp-content/uploads/2021/04/SP02336_Boral-EPD_NSW-ACT_Aug22_V1.2.pdf | m³ | 2400 |  |  |  | 285 | 0 | 0 | 0 | 0 | 285 | 0 | 0.11875 | 0 | 0 | 0 | 0 | 0.11875 | 0 | Version 1.0 | Expired
Concrete (in-situ) | Concrete, 25 MPa | >20 MPa to ≤25 MPa | Concrete, 25 MPa, in-situ, no reinforcement, Pre-mix Concrete Normal Class GP/FA blend (Boral) (NSW), (Wollongong) Normal Class GP/FA blend 25 MPa | Concrete_25MPa | Concrete_25MPa | 2022-08-15 | 2026-04-01 | Wollongong, NSW | S-P-02336 | Version 1.2 | EPD Australasia | https://epd-australasia.com/wp-content/uploads/2021/04/SP02336_Boral-EPD_NSW-ACT_Aug22_V1.2.pdf | m³ | 2400 |  |  |  | 227 | 0 | 0 | 0 | 0 | 227 | 0 | 0.094583 | 0 | 0 | 0 | 0 | 0.094583 | 0 | Version 1.0 | Expired
Concrete (in-situ) | Concrete, 25 MPa | >20 MPa to ≤25 MPa | Concrete, 25 MPa, in-situ, no reinforcement, Pre-mix Concrete KERB MACHINE (Boral) (NSW), (Wollongong) KERB MACHINE 25MPa 10MM | Concrete_25MPa | Concrete_25MPa | 2022-08-15 | 2026-04-01 | Wollongong, NSW | S-P-02336 | Version 1.2 | EPD Australasia | https://epd-australasia.com/wp-content/uploads/2021/04/SP02336_Boral-EPD_NSW-ACT_Aug22_V1.2.pdf | m³ | 2400 |  |  |  | 254 | 0 | 0 | 0 | 0 | 254 | 0 | 0.10583 | 0 | 0 | 0 | 0 | 0.10583 | 0 | Version 1.0 | Expired
Concrete (in-situ) | Concrete, 25 MPa | >20 MPa to ≤25 MPa | Concrete, 25 MPa, in-situ, no reinforcement, Pre-mix Concrete Normal Class GP/GGBFS blend (Boral) (NSW), (Wollongong) Normal Class GP/GGBFS blend 25 MPa | Concrete_25MPa | Concrete_25MPa | 2022-08-15 | 2026-04-01 | Wollongong, NSW | S-P-02336 | Version 1.2 | EPD Australasia | https://epd-australasia.com/wp-content/uploads/2021/04/SP02336_Boral-EPD_NSW-ACT_Aug22_V1.2.pdf | m³ | 2400 |  |  |  | 199 | 0 | 0 | 0 | 0 | 199 | 0 | 0.082917 | 0 | 0 | 0 | 0 | 0.082917 | 0 | Version 1.0 | Expired
Concrete (in-situ) | Concrete, 25 MPa | >20 MPa to ≤25 MPa | Concrete, 25 MPa, in-situ, no reinforcement, Pre-mix Concrete Normal Class GP/GGBFS/FA blend (Boral) (NSW), (Wollongong) Normal Class GP/GGBFS/FA blend 25 MPa | Concrete_25MPa | Concrete_25MPa | 2022-08-15 | 2026-04-01 | Wollongong, NSW | S-P-02336 | Version 1.2 | EPD Australasia | https://epd-australasia.com/wp-content/uploads/2021/04/SP02336_Boral-EPD_NSW-ACT_Aug22_V1.2.pdf | m³ | 2400 |  |  |  | 162 | 0 | 0 | 0 | 0 | 162 | 0 | 0.0675 | 0 | 0 | 0 | 0 | 0.0675 | 0 | Version 1.0 | Expired
Concrete (in-situ) | Concrete, 25 MPa | >20 MPa to ≤25 MPa | Concrete, 25 MPa, in-situ, no reinforcement, Pre-mix Concrete ENVIROCRETE 30% (Boral) (NSW), (Wollongong) ENVIROCRETE 30% 25 MPa | Concrete_25MPa | Concrete_25MPa | 2022-08-15 | 2026-04-01 | Wollongong, NSW | S-P-02336 | Version 1.2 | EPD Australasia | https://epd-australasia.com/wp-content/uploads/2021/04/SP02336_Boral-EPD_NSW-ACT_Aug22_V1.2.pdf | m³ | 2400 |  |  |  | 227 | 0 | 0 | 0 | 0 | 227 | 0 | 0.094583 | 0 | 0 | 0 | 0 | 0.094583 | 0 | Version 1.0 | Expired
Concrete (in-situ) | Concrete, 25 MPa | >20 MPa to ≤25 MPa | Concrete, 25 MPa, in-situ, no reinforcement, Pre-mix Concrete ENVIROCRETE 40% (Boral) (NSW), (Wollongong) ENVIROCRETE 40% 25 MPa | Concrete_25MPa | Concrete_25MPa | 2022-08-15 | 2026-04-01 | Wollongong, NSW | S-P-02336 | Version 1.2 | EPD Australasia | https://epd-australasia.com/wp-content/uploads/2021/04/SP02336_Boral-EPD_NSW-ACT_Aug22_V1.2.pdf | m³ | 2400 |  |  |  | 203 | 0 | 0 | 0 | 0 | 203 | 0 | 0.084583 | 0 | 0 | 0 | 0 | 0.084583 | 0 | Version 1.0 | Expired
Concrete (in-situ) | Concrete, 25 MPa | >20 MPa to ≤25 MPa | Concrete, 25 MPa, in-situ, no reinforcement, Pre-mix Concrete ENVIROCRETE PLUS (Boral) (NSW), (Wollongong) ENVIROCRETE PLUS 25MPa | Concrete_25MPa | Concrete_25MPa | 2022-08-15 | 2026-04-01 | Wollongong, NSW | S-P-02336 | Version 1.2 | EPD Australasia | https://epd-australasia.com/wp-content/uploads/2021/04/SP02336_Boral-EPD_NSW-ACT_Aug22_V1.2.pdf | m³ | 2400 |  |  |  | 198 | 0 | 0 | 0 | 0 | 198 | 0 | 0.0825 | 0 | 0 | 0 | 0 | 0.0825 | 0 | Version 1.0 | Expired
Concrete (in-situ) | Concrete, 25 MPa | >20 MPa to ≤25 MPa | Concrete, 25 MPa, in-situ, no reinforcement, Pre-mix Concrete ENVISIA (Boral) (NSW), (Wollongong) ENVISIA 25MPa | Concrete_25MPa | Concrete_25MPa | 2022-08-15 | 2026-04-01 | Wollongong, NSW | S-P-02336 | Version 1.2 | EPD Australasia | https://epd-australasia.com/wp-content/uploads/2021/04/SP02336_Boral-EPD_NSW-ACT_Aug22_V1.2.pdf | m³ | 2400 |  |  |  | 180 | 0 | 0 | 0 | 0 | 180 | 0 | 0.075 | 0 | 0 | 0 | 0 | 0.075 | 0 | Version 1.0 | Expired
Concrete (in-situ) | Concrete, 25 MPa | >20 MPa to ≤25 MPa | Concrete, 25 MPa, in-situ, no reinforcement, Pre-mix Concrete Normal Class GP blend (Boral) (TAS), (Hobart) Normal Class GP blend 25MPa | Concrete_25MPa | Concrete_25MPa | 2021-10-15 | 2026-05-01 | Hobart, TAS | S-P-02337 |  | EPD Australasia | https://epd-australasia.com/wp-content/uploads/2021/05/BoralConcrete_EPDv1.1_2021_Tasmania_hr.pdf | m³ | 2400 |  |  |  | 279 | 0 | 0 | 0 | 0 | 279 | 0 | 0.11625 | 0 | 0 | 0 | 0 | 0.11625 | 0 | Version 1.0 | Expired
Concrete (in-situ) | Concrete, 25 MPa | >20 MPa to ≤25 MPa | Concrete, 25 MPa, in-situ, no reinforcement, Pre-mix Concrete ENVISIA (Boral) (TAS), (Hobart) ENVISIA 25 MPa | Concrete_25MPa | Concrete_25MPa | 2021-10-15 | 2026-05-01 | Hobart, TAS | S-P-02337 |  | EPD Australasia | https://epd-australasia.com/wp-content/uploads/2021/05/BoralConcrete_EPDv1.1_2021_Tasmania_hr.pdf | m³ | 2400 |  |  |  | 257 | 0 | 0 | 0 | 0 | 257 | 0 | 0.10708 | 0 | 0 | 0 | 0 | 0.10708 | 0 | Version 1.0 | Expired
Concrete (in-situ) | Concrete, 25 MPa | >20 MPa to ≤25 MPa | Concrete, 25 MPa, in-situ, no reinforcement, Pre-mix Concrete Normal Class GP blend (Boral) (TAS), (Launceston) Normal Class GP blend 25MPa | Concrete_25MPa | Concrete_25MPa | 2021-10-15 | 2026-05-01 | Launceston, TAS | S-P-02337 |  | EPD Australasia | https://epd-australasia.com/wp-content/uploads/2021/05/BoralConcrete_EPDv1.1_2021_Tasmania_hr.pdf | m³ | 2400 |  |  |  | 278 | 0 | 0 | 0 | 0 | 278 | 0 | 0.11583 | 0 | 0 | 0 | 0 | 0.11583 | 0 | Version 1.0 | Expired
Concrete (in-situ) | Concrete, 25 MPa | >20 MPa to ≤25 MPa | Concrete, 25 MPa, in-situ, no reinforcement, Pre-mix Concrete ENVISIA (Boral) (TAS), (Launceston) ENVISIA 25 MPa | Concrete_25MPa | Concrete_25MPa | 2021-10-15 | 2026-05-01 | Launceston, TAS | S-P-02337 |  | EPD Australasia | https://epd-australasia.com/wp-content/uploads/2021/05/BoralConcrete_EPDv1.1_2021_Tasmania_hr.pdf | m³ | 2400 |  |  |  | 251 | 0 | 0 | 0 | 0 | 251 | 0 | 0.10458 | 0 | 0 | 0 | 0 | 0.10458 | 0 | Version 1.0 | Expired
Concrete (in-situ) | Concrete, 25 MPa | >20 MPa to ≤25 MPa | Concrete, 25 MPa, in-situ, no reinforcement, GP, Normal Class (WA Premix) (WA), (Perth) | Concrete_25MPa | Concrete_25MPa | 2022-02-28 | 2027-02-28 | Perth, WA | S-P-05479 |  | EPD Australasia | https://epd-australasia.com/wp-content/uploads/2022/07/SP-05479_WA-Premix-Ready-Mix-Concrete-EPD-v1.0.pdf | m³ | 2400 |  |  |  | 325 | 0 | 0 | 0 | 0 | 325 | 0 | 0.13542 | 0 | 0 | 0 | 0 | 0.13542 | 0 | Version 1.0
Concrete (in-situ) | Concrete, 25 MPa | >20 MPa to ≤25 MPa | Concrete, 25 MPa, in-situ, no reinforcement, Blend, Normal Class (WA Premix) (WA), (Perth) | Concrete_25MPa | Concrete_25MPa | 2022-02-28 | 2027-02-28 | Perth, WA | S-P-05479 |  | EPD Australasia | https://epd-australasia.com/wp-content/uploads/2022/07/SP-05479_WA-Premix-Ready-Mix-Concrete-EPD-v1.0.pdf | m³ | 2400 |  |  |  | 292 | 0 | 0 | 0 | 0 | 292 | 0 | 0.12167 | 0 | 0 | 0 | 0 | 0.12167 | 0 | Version 1.0
Concrete (in-situ) | Concrete, 25 MPa | >20 MPa to ≤25 MPa | Concrete, 25 MPa, in-situ, no reinforcement, Ready-Mix Concrete (LC)50 (Concrite) (NSW) (Sydney Region, NSW) | Concrete_25MPa | Concrete_25MPa | 2022-02-28 | 2027-02-28 | Sydney Region, NSW | S-P-05479 |  | EPD Australasia | https://epd-australasia.com/wp-content/uploads/2022/02/17765_Concrite_EPD_2022_SP02335.pdf | m³ | 2400 |  |  |  | 164 | 0 | 0 | 0 | 0 | 164 | 0 | 0.068333 | 0 | 0 | 0 | 0 | 0.068333 | 0 | Version 1.0
Concrete (in-situ) | Concrete, 25 MPa | >20 MPa to ≤25 MPa | Concrete, 25 MPa, in-situ, no reinforcement, Ready-Mix Concrete (LC)40 (Concrite) (NSW) (Sydney Region, NSW) | Concrete_25MPa | Concrete_25MPa | 2022-02-28 | 2027-02-28 | Sydney Region, NSW | S-P-05479 |  | EPD Australasia | https://epd-australasia.com/wp-content/uploads/2022/02/17765_Concrite_EPD_2022_SP02335.pdf | m³ | 2400 |  |  |  | 187 | 0 | 0 | 0 | 0 | 187 | 0 | 0.077917 | 0 | 0 | 0 | 0 | 0.077917 | 0 | Version 1.0
Concrete (in-situ) | Concrete, 25 MPa | >20 MPa to ≤25 MPa | Concrete, 25 MPa, in-situ, no reinforcement, Ready-Mix Concrete (LC)30 (Concrite) (NSW) (Sydney Region, NSW) | Concrete_25MPa | Concrete_25MPa | 2022-02-28 | 2027-02-28 | Sydney Region, NSW | S-P-05479 |  | EPD Australasia | https://epd-australasia.com/wp-content/uploads/2022/02/17765_Concrite_EPD_2022_SP02335.pdf | m³ | 2400 |  |  |  | 240 | 0 | 0 | 0 | 0 | 240 | 0 | 0.1 | 0 | 0 | 0 | 0 | 0.1 | 0 | Version 1.0
Concrete (in-situ) | Concrete, 25 MPa | >20 MPa to ≤25 MPa | Concrete, 25 MPa, in-situ, no reinforcement, Ready-Mix Concrete (LCHP) (Concrite) (NSW) (Sydney Region, NSW) | Concrete_25MPa | Concrete_25MPa | 2022-02-28 | 2027-02-28 | Sydney Region, NSW | S-P-05479 |  | EPD Australasia | https://epd-australasia.com/wp-content/uploads/2022/02/17765_Concrite_EPD_2022_SP02335.pdf | m³ | 2400 |  |  |  | 200 | 0 | 0 | 0 | 0 | 200 | 0 | 0.083333 | 0 | 0 | 0 | 0 | 0.083333 | 0 | Version 1.0
Concrete (in-situ) | Concrete, 25 MPa | >20 MPa to ≤25 MPa | Concrete, 25 MPa, in-situ, no reinforcement, Ready-Mix Concrete (LCP) (Concrite) (NSW) (Sydney Region, NSW) | Concrete_25MPa | Concrete_25MPa | 2022-02-28 | 2027-02-28 | Sydney Region, NSW | S-P-05479 |  | EPD Australasia | https://epd-australasia.com/wp-content/uploads/2022/02/17765_Concrite_EPD_2022_SP02335.pdf | m³ | 2400 |  |  |  | 212 | 0 | 0 | 0 | 0 | 212 | 0 | 0.088333 | 0 | 0 | 0 | 0 | 0.088333 | 0 | Version 1.0
Concrete (in-situ) | Concrete, 25 MPa | >20 MPa to ≤25 MPa | Concrete, 25 MPa, in-situ, no reinforcement, Ready-Mix Concrete Normal class GP blend (Concrite) (NSW) (Sydney Region, NSW) | Concrete_25MPa | Concrete_25MPa | 2022-02-28 | 2027-02-28 | Sydney Region, NSW | S-P-05479 |  | EPD Australasia | https://epd-australasia.com/wp-content/uploads/2022/02/17765_Concrite_EPD_2022_SP02335.pdf | m³ | 2400 |  |  |  | 273 | 0 | 0 | 0 | 0 | 273 | 0 | 0.11375 | 0 | 0 | 0 | 0 | 0.11375 | 0 | Version 1.0
Concrete (in-situ) | Concrete, 25 MPa | >20 MPa to ≤25 MPa | Concrete, 25 MPa, in-situ, no reinforcement, Ready-Mix Concrete KERB MACHINE (Concrite) (NSW) (Sydney Region, NSW) | Concrete_25MPa | Concrete_25MPa | 2022-02-28 | 2027-02-28 | Sydney Region, NSW | S-P-05479 |  | EPD Australasia | https://epd-australasia.com/wp-content/uploads/2022/02/17765_Concrite_EPD_2022_SP02335.pdf | m³ | 2400 |  |  |  | 162 | 0 | 0 | 0 | 0 | 162 | 0 | 0.0675 | 0 | 0 | 0 | 0 | 0.0675 | 0 | Version 1.0
Concrete (in-situ) | Concrete, 25 MPa | >20 MPa to ≤25 MPa | Concrete, 25 MPa, in-situ, no reinforcement, Ready-Mix Concrete SLAG AGG CONCRETE MIX, (LC)50 (Concrite) (NSW) (Sydney Region, NSW) | Concrete_25MPa | Concrete_25MPa | 2022-02-28 | 2027-02-28 | Sydney Region, NSW | S-P-05479 |  | EPD Australasia | https://epd-australasia.com/wp-content/uploads/2022/02/17765_Concrite_EPD_2022_SP02335.pdf | m³ | 2400 |  |  |  | 175 | 0 | 0 | 0 | 0 | 175 | 0 | 0.072917 | 0 | 0 | 0 | 0 | 0.072917 | 0 | Version 1.0
Concrete (in-situ) | Concrete, 25 MPa | >20 MPa to ≤25 MPa | Concrete, 25 MPa, in-situ, no reinforcement, Ready-Mix Concrete SLAG AGG CONCRETE MIX, (LC)40 (Concrite) (NSW) (Sydney Region, NSW) | Concrete_25MPa | Concrete_25MPa | 2022-02-28 | 2027-02-28 | Sydney Region, NSW | S-P-05479 |  | EPD Australasia | https://epd-australasia.com/wp-content/uploads/2022/02/17765_Concrite_EPD_2022_SP02335.pdf | m³ | 2400 |  |  |  | 196 | 0 | 0 | 0 | 0 | 196 | 0 | 0.081667 | 0 | 0 | 0 | 0 | 0.081667 | 0 | Version 1.0
Concrete (in-situ) | Concrete, 25 MPa | >20 MPa to ≤25 MPa | Concrete, 25 MPa, in-situ, no reinforcement, Ready-Mix Concrete SLAG AGG CONCRETE MIX, (LC)30 (Concrite) (NSW) (Sydney Region, NSW) | Concrete_25MPa | Concrete_25MPa | 2022-02-28 | 2027-02-28 | Sydney Region, NSW | S-P-05479 |  | EPD Australasia | https://epd-australasia.com/wp-content/uploads/2022/02/17765_Concrite_EPD_2022_SP02335.pdf | m³ | 2400 |  |  |  | 225 | 0 | 0 | 0 | 0 | 225 | 0 | 0.09375 | 0 | 0 | 0 | 0 | 0.09375 | 0 | Version 1.0
Concrete (in-situ) | Concrete, 25 MPa | >20 MPa to ≤25 MPa | Concrete, 25 MPa, in-situ, no reinforcement, Ready-Mix Concrete (LC)30 25MPa (Concrite) (NSW) (Southern Highlands, NSW) | Concrete_25MPa | Concrete_25MPa | 2022-02-28 | 2027-02-28 | Southern Highlands, NSW | S-P-05479 |  | EPD Australasia | https://epd-australasia.com/wp-content/uploads/2022/02/17765_Concrite_EPD_2022_SP02335.pdf | m³ | 2400 |  |  |  | 228 | 0 | 0 | 0 | 0 | 228 | 0 | 0.095 | 0 | 0 | 0 | 0 | 0.095 | 0 | Version 1.0
Concrete (in-situ) | Concrete, 25 MPa | >20 MPa to ≤25 MPa | Concrete, 25 MPa, in-situ, no reinforcement, Ready-Mix Concrete NORMAL CLASS GP BLEND (Concrite) (NSW) (Southern Highlands, NSW) | Concrete_25MPa | Concrete_25MPa | 2022-02-28 | 2027-02-28 | Southern Highlands, NSW | S-P-05479 |  | EPD Australasia | https://epd-australasia.com/wp-content/uploads/2022/02/17765_Concrite_EPD_2022_SP02335.pdf | m³ | 2400 |  |  |  | 272 | 0 | 0 | 0 | 0 | 272 | 0 | 0.11333 | 0 | 0 | 0 | 0 | 0.11333 | 0 | Version 1.0
Concrete (in-situ) | Concrete, 25 MPa | >20 MPa to ≤25 MPa | Concrete, 25 MPa, in-situ, no reinforcement, Ready-Mix Concrete KERB MACHINE 10MM (Concrite) (NSW) (Southern Highlands, NSW) | Concrete_25MPa | Concrete_25MPa | 2022-02-28 | 2027-02-28 | Southern Highlands, NSW | S-P-05479 |  | EPD Australasia | https://epd-australasia.com/wp-content/uploads/2022/02/17765_Concrite_EPD_2022_SP02335.pdf | m³ | 2400 |  |  |  | 255 | 0 | 0 | 0 | 0 | 255 | 0 | 0.10625 | 0 | 0 | 0 | 0 | 0.10625 | 0 | Version 1.0
Concrete (in-situ) | Concrete, 25 MPa | >20 MPa to ≤25 MPa | Concrete, 25 MPa, in-situ, no reinforcement, Ready-Mix Concrete LC30 25MPa (Concrite) (ACT) (Canberra, ACT) | Concrete_25MPa | Concrete_25MPa | 2022-02-28 | 2027-02-28 | Canberra, ACT | S-P-05479 |  | EPD Australasia | https://epd-australasia.com/wp-content/uploads/2022/02/17765_Concrite_EPD_2022_SP02335.pdf | m³ | 2400 |  |  |  | 246 | 0 | 0 | 0 | 0 | 246 | 0 | 0.1025 | 0 | 0 | 0 | 0 | 0.1025 | 0 | Version 1.0
Concrete (in-situ) | Concrete, 25 MPa | >20 MPa to ≤25 MPa | Concrete, 25 MPa, in-situ, no reinforcement, Ready-Mix Concrete NORMAL CLASS GP BLEND (Concrite) (ACT) (Canberra, ACT) | Concrete_25MPa | Concrete_25MPa | 2022-02-28 | 2027-02-28 | Canberra, ACT | S-P-05479 |  | EPD Australasia | https://epd-australasia.com/wp-content/uploads/2022/02/17765_Concrite_EPD_2022_SP02335.pdf | m³ | 2400 |  |  |  | 280 | 0 | 0 | 0 | 0 | 280 | 0 | 0.11667 | 0 | 0 | 0 | 0 | 0.11667 | 0 | Version 1.0
Concrete (in-situ) | Concrete, 25 MPa | >20 MPa to ≤25 MPa | Concrete, 25 MPa, in-situ, no reinforcement, Ready-Mix Concrete KERB MACHINE 10MM (Concrite) (ACT) (Canberra, ACT) | Concrete_25MPa | Concrete_25MPa | 2022-02-28 | 2027-02-28 | Canberra, ACT | S-P-05479 |  | EPD Australasia | https://epd-australasia.com/wp-content/uploads/2022/02/17765_Concrite_EPD_2022_SP02335.pdf | m³ | 2400 |  |  |  | 245 | 0 | 0 | 0 | 0 | 245 | 0 | 0.10208 | 0 | 0 | 0 | 0 | 0.10208 | 0 | Version 1.0
Concrete (in-situ) | Concrete, 25 MPa | >20 MPa to ≤25 MPa | Concrete, 25 MPa, in-situ, no reinforcement, (Futurecrete® Ultra S25MPA PILE/ TREMIE 10MM SP) (Adbri) (NSW) | Concrete_25MPa | Concrete_25MPa | 2023-03-31 | 2028-03-31 | NSW | S-P-05519 | Version 1 | EPD Australasia | https://epd-australasia.com/wp-content/uploads/2023/04/SP05519-Adbri-EPD-Concrete_NSW_Mar23.pdf | m³ | 2400 |  |  |  | 229.2 | 229.17 | 0.0299 | 0 | 0 | 229.1999 | 0 | 0.0955 | 0.095487 | 1.2458e-05 | 0 | 0 | 0.0955 | 0 | Version 1.0
Concrete (in-situ) | Concrete, 25 MPa | >20 MPa to ≤25 MPa | Concrete, 25 MPa, in-situ, no reinforcement, (Futurecrete® Ultra S25MPA DINCEL 10MM) (Adbri) (NSW) | Concrete_25MPa | Concrete_25MPa | 2023-03-31 | 2028-03-31 | NSW | S-P-05519 | Version 1 | EPD Australasia | https://epd-australasia.com/wp-content/uploads/2023/04/SP05519-Adbri-EPD-Concrete_NSW_Mar23.pdf | m³ | 2400 |  |  |  | 231.71 | 231.69 | 0.0176 | 0 | 0 | 231.7076 | 0 | 0.096546 | 0.096537 | 7.3333e-06 | 0 | 0 | 0.096545 | 0 | Version 1.0
Concrete (in-situ) | Concrete, 25 MPa | >20 MPa to ≤25 MPa | Concrete, 25 MPa, in-situ, no reinforcement, (Futurecrete® S25MPA HY-LINE 2INCH 10MM PUMP) (Adbri) (NSW) | Concrete_25MPa | Concrete_25MPa | 2023-03-31 | 2028-03-31 | NSW | S-P-05519 | Version 1 | EPD Australasia | https://epd-australasia.com/wp-content/uploads/2023/04/SP05519-Adbri-EPD-Concrete_NSW_Mar23.pdf | m³ | 2400 |  |  |  | 248.83 | 248.82 | 0.00664 | 0 | 0 | 248.8266 | 0 | 0.10368 | 0.10368 | 2.7667e-06 | 0 | 0 | 0.10368 | 0 | Version 1.0
Concrete (in-situ) | Concrete, 25 MPa | >20 MPa to ≤25 MPa | Concrete, 25 MPa, in-situ, no reinforcement, (Futurecrete® Ultra N Class Ternary 25 MPa) (Adbri) (NSW) | Concrete_25MPa | Concrete_25MPa | 2023-03-31 | 2028-03-31 | NSW | S-P-05519 | Version 1 | EPD Australasia | https://epd-australasia.com/wp-content/uploads/2023/04/SP05519-Adbri-EPD-Concrete_NSW_Mar23.pdf | m³ | 2400 |  |  |  | 217.57 | 217.55 | 0.012 | 0 | 0 | 217.562 | 0 | 0.090654 | 0.090646 | 5e-06 | 0 | 0 | 0.090651 | 0 | Version 1.0
Concrete (in-situ) | Concrete, 25 MPa | >20 MPa to ≤25 MPa | Concrete, 25 MPa, in-situ, no reinforcement, (Futurecrete® Ultra N Class GP/ GL:Slag 25 MPa) (Adbri) (NSW) | Concrete_25MPa | Concrete_25MPa | 2023-03-31 | 2028-03-31 | NSW | S-P-05519 | Version 1 | EPD Australasia | https://epd-australasia.com/wp-content/uploads/2023/04/SP05519-Adbri-EPD-Concrete_NSW_Mar23.pdf | m³ | 2400 |  |  |  | 208.85 | 208.81 | 0.0295 | 0 | 0 | 208.8395 | 0 | 0.087021 | 0.087004 | 1.2292e-05 | 0 | 0 | 0.087016 | 0 | Version 1.0
Concrete (in-situ) | Concrete, 25 MPa | >20 MPa to ≤25 MPa | Concrete, 25 MPa, in-situ, no reinforcement, (Futurecrete® N Class GP/GL:FA 25 MPa) (Adbri) (SA) | Concrete_25MPa | Concrete_25MPa | 2023-03-31 | 2028-03-31 | SA | S-P-05521 | Version 1 | EPD Australasia | https://epd-australasia.com/wp-content/uploads/2023/04/SP05521-Adbri-EPD-Concrete_SA_Mar23.pdf | m³ | 2400 |  |  |  | 178.52 | 178.48 | 0.03 | 0 | 0 | 178.51 | 0 | 0.074383 | 0.074367 | 1.25e-05 | 0 | 0 | 0.074379 | 0 | Version 1.0
Concrete (in-situ) | Concrete, 25 MPa | >20 MPa to ≤25 MPa | Concrete, 25 MPa, in-situ, no reinforcement, (Futurecrete® N Class GP/GL:Slag 25 MPa) (Adbri) (SA) | Concrete_25MPa | Concrete_25MPa | 2023-03-31 | 2028-03-31 | SA | S-P-05521 | Version 1 | EPD Australasia | https://epd-australasia.com/wp-content/uploads/2023/04/SP05521-Adbri-EPD-Concrete_SA_Mar23.pdf | m³ | 2400 |  |  |  | 173.59 | 173.54 | 0.04 | 0 | 0 | 173.58 | 0 | 0.072329 | 0.072308 | 1.6667e-05 | 0 | 0 | 0.072325 | 0 | Version 1.0
Concrete (in-situ) | Concrete, 25 MPa | >20 MPa to ≤25 MPa | Concrete, 25 MPa, in-situ, no reinforcement, (Futurecrete® Ultra S25MPA BLOCKFILL 10MM) (Adbri) (NSW) | Concrete_25MPa | Concrete_25MPa | 2023-03-31 | 2028-03-31 | NSW | S-P-05519 | Version 1 | EPD Australasia | https://epd-australasia.com/wp-content/uploads/2023/04/SP05519-Adbri-EPD-Concrete_NSW_Mar23.pdf | m³ | 2400 |  |  |  | 226.95 | 226.92 | 0.016 | 0 | 0 | 226.936 | 0 | 0.094562 | 0.09455 | 6.6667e-06 | 0 | 0 | 0.094557 | 0 | Version 1.0
Concrete (in-situ) | Concrete, 25 MPa | >20 MPa to ≤25 MPa | Concrete, 25 MPa, in-situ, no reinforcement, (Futurecrete® Ultra S25MPA BLOCKFILL 10MM 230MM SLUMP) (Adbri) (NSW) | Concrete_25MPa | Concrete_25MPa | 2023-03-31 | 2028-03-31 | NSW | S-P-05519 | Version 1 | EPD Australasia | https://epd-australasia.com/wp-content/uploads/2023/04/SP05519-Adbri-EPD-Concrete_NSW_Mar23.pdf | m³ | 2400 |  |  |  | 231.67 | 231.64 | 0.015 | 0 | 0 | 231.655 | 0 | 0.096529 | 0.096517 | 6.25e-06 | 0 | 0 | 0.096523 | 0 | Version 1.0
Concrete (in-situ) | Concrete, 25 MPa | >20 MPa to ≤25 MPa | Concrete, 25 MPa, in-situ, no reinforcement, (Futurecrete® Ultra S25MPA 10MM RITEK SYSTEM) (Adbri) (NSW) | Concrete_25MPa | Concrete_25MPa | 2023-03-31 | 2028-03-31 | NSW | S-P-05519 | Version 1 | EPD Australasia | https://epd-australasia.com/wp-content/uploads/2023/04/SP05519-Adbri-EPD-Concrete_NSW_Mar23.pdf | m³ | 2400 |  |  |  | 226.91 | 226.88 | 0.0143 | 0 | 0 | 226.8943 | 0 | 0.094546 | 0.094533 | 5.9583e-06 | 0 | 0 | 0.094539 | 0 | Version 1.0
Concrete (in-situ) | Concrete, 25 MPa | >20 MPa to ≤25 MPa | Concrete, 25 MPa, in-situ, no reinforcement, (R2520B)(GB) (BCG) (WA), (Perth) | Concrete_25MPa | Concrete_25MPa | 2022-12-15 | 2027-12-15 | Perth, WA | S-P-05491 | Version 1 | EPD Australasia | https://epd-australasia.com/wp-content/uploads/2022/12/SP05491_BGC-EPD_Concrete_Dec22.pdf | m³ | 2400 |  |  |  | 254 | 251 | 2.92 | 0 | 0 | 253.92 | 0 | 0.10583 | 0.10458 | 0.0012167 | 0 | 0 | 0.1058 | 0 | Version 1.0
Concrete (in-situ) | Concrete, 25 MPa | >20 MPa to ≤25 MPa | Concrete, 25 MPa, in-situ, no reinforcement, (VE252EF26) (Ecopact) (Holcim) (VIC) | Concrete_25MPa | Concrete_25MPa | 2022-01-12 | 2027-09-26 | VIC | S-P-04657 | Version 1 | EPD Australasia | https://epd-australasia.com/wp-content/uploads/2022/01/SP04657-Holcim-ViroDecs%E2%84%A2-Special-VIC-ECOPact-Range-ver2_Sep22.pdf | m³ | 2400 |  |  |  | 237 | 236 | 0.43 | 0 | 0 | 236.43 | 0 | 0.09875 | 0.098333 | 0.00017917 | 0 | 0 | 0.098513 | 0 | Version 1.0
Concrete (in-situ) | Concrete, 25 MPa | >20 MPa to ≤25 MPa | Concrete, 25 MPa, in-situ, no reinforcement, (VE252EF2) (Ecopact) (Holcim) (VIC) | Concrete_25MPa | Concrete_25MPa | 2022-01-12 | 2027-09-26 | VIC | S-P-04657 | Version 1 | EPD Australasia | https://epd-australasia.com/wp-content/uploads/2022/01/SP04657-Holcim-ViroDecs%E2%84%A2-Special-VIC-ECOPact-Range-ver2_Sep22.pdf | m³ | 2400 |  |  |  | 229 | 228 | 0.42 | 0 | 0 | 228.42 | 0 | 0.095417 | 0.095 | 0.000175 | 0 | 0 | 0.095175 | 0 | Version 1.0
Concrete (in-situ) | Concrete, 25 MPa | >20 MPa to ≤25 MPa | Concrete, 25 MPa, in-situ, no reinforcement, (CS2520BGS)(B) (BCG) (WA), (Perth) | Concrete_25MPa | Concrete_25MPa | 2022-12-15 | 2027-12-15 | Perth, WA | S-P-05491 | Version 1 | EPD Australasia | https://epd-australasia.com/wp-content/uploads/2022/12/SP05491_BGC-EPD_Concrete_Dec22.pdf | m³ | 2400 |  |  |  | 221 | 218 | 2.42 | 0 | 0 | 220.42 | 0 | 0.092083 | 0.090833 | 0.0010083 | 0 | 0 | 0.091842 | 0 | Version 1.0
Concrete (in-situ) | Concrete, 25 MPa | >20 MPa to ≤25 MPa | Concrete, 25 MPa, in-situ, no reinforcement, (VE251E56) (Ecopact) (Holcim) (VIC) | Concrete_25MPa | Concrete_25MPa | 2022-01-12 | 2027-09-26 | VIC | S-P-04657 | Version 1 | EPD Australasia | https://epd-australasia.com/wp-content/uploads/2022/01/SP04657-Holcim-ViroDecs%E2%84%A2-Special-VIC-ECOPact-Range-ver2_Sep22.pdf | m³ | 2400 |  |  |  | 232 | 231 | 0.33 | 0 | 0 | 231.33 | 0 | 0.096667 | 0.09625 | 0.0001375 | 0 | 0 | 0.096388 | 0 | Version 1.0
Concrete (in-situ) | Concrete, 25 MPa | >20 MPa to ≤25 MPa | Concrete, 25 MPa, in-situ, no reinforcement, (LH2520E)(LH) (BCG) (WA), (Perth) | Concrete_25MPa | Concrete_25MPa | 2022-12-15 | 2027-12-15 | Perth, WA | S-P-05491 | Version 1 | EPD Australasia | https://epd-australasia.com/wp-content/uploads/2022/12/SP05491_BGC-EPD_Concrete_Dec22.pdf | m³ | 2400 |  |  |  | 162 | 160 | 1.51 | 0 | 0 | 161.51 | 0 | 0.0675 | 0.066667 | 0.00062917 | 0 | 0 | 0.067296 | 0 | Version 1.0
Concrete (in-situ) | Concrete, 25 MPa | >20 MPa to ≤25 MPa | Concrete, 25 MPa, in-situ, no reinforcement, (SE252E) (Ecopact) (Holcim) (SA) (Adelaide) | Concrete_25MPa | Concrete_25MPa | 2022-01-27 | 2027-01-27 | SA | S-P-04660 | Version 1 | EPD Australasia | https://epd-australasia.com/wp-content/uploads/2022/02/SP04660-Holcim-EPD-ViroDecs-Special-SA-Adelaide-ECOPact-Range-V2_Mar23.pdf | m³ | 2400 |  |  |  | 213 | 212 | 0.32 | 0 | 0 | 212.32 | 0 | 0.08875 | 0.088333 | 0.00013333 | 0 | 0 | 0.088467 | 0 | Version 1.0
Concrete (in-situ) | Concrete, 25 MPa | >20 MPa to ≤25 MPa | Concrete, 25 MPa, in-situ, no reinforcement, (VE252E / BE252E) (Ecopact) (Holcim) (VIC) | Concrete_25MPa | Concrete_25MPa | 2022-01-12 | 2027-09-26 | VIC | S-P-04657 | Version 1 | EPD Australasia | https://epd-australasia.com/wp-content/uploads/2022/01/SP04657-Holcim-ViroDecs%E2%84%A2-Special-VIC-ECOPact-Range-ver2_Sep22.pdf | m³ | 2400 |  |  |  | 213 | 212 | 0.27 | 0 | 0 | 212.27 | 0 | 0.08875 | 0.088333 | 0.0001125 | 0 | 0 | 0.088446 | 0 | Version 1.0
Concrete (in-situ) | Concrete, 25 MPa | >20 MPa to ≤25 MPa | Concrete, 25 MPa, in-situ, no reinforcement, (QE201L)(Ecopact) (Holcim) (QLD) (Sunshine Coast) | Concrete_25MPa | Concrete_25MPa | 2022-09-12 | 2027-09-12 | Sunshine Coast, QLD | S-P-04663 | Version 1 | EPD Australasia | https://epd-australasia.com/wp-content/uploads/2022/09/SP04663-Holcim-ViroDecs%E2%84%A2-Special_QLD-Sunshine-Coast-ECOPact_Sep22.pdf | m³ | 2400 |  |  |  | 221 | 220 | 0.2 | 0 | 0 | 220.2 | 0 | 0.092083 | 0.091667 | 8.3333e-05 | 0 | 0 | 0.09175 | 0 | Version 1.0
Concrete (in-situ) | Concrete, 25 MPa | >20 MPa to ≤25 MPa | Concrete, 25 MPa, in-situ, no reinforcement, (Futurecrete® N Class GP:GL:Slag 25 MPa - Winnellie) (Adbri) (NT) | Concrete_25MPa | Concrete_25MPa | 2023-03-31 | 2028-03-31 | NT | S-P-05522 | Version 1 | EPD Australasia | https://epd-australasia.com/wp-content/uploads/2023/04/SP05522-Adbri-EPD-Concrete_NT_Mar23.pdf | m³ | 2400 |  |  |  | 221 | 220 | 0.182 | 0 | 0 | 220.182 | 0 | 0.092083 | 0.091667 | 7.5833e-05 | 0 | 0 | 0.091742 | 0 | Version 1.0
Concrete (in-situ) | Concrete, 25 MPa | >20 MPa to ≤25 MPa | Concrete, 25 MPa, in-situ, no reinforcement, (QE252L100)(Ecopact) (Holcim) (QLD) (Sunshine Coast) | Concrete_25MPa | Concrete_25MPa | 2022-09-12 | 2027-09-12 | Sunshine Coast, QLD | S-P-04663 | Version 1 | EPD Australasia | https://epd-australasia.com/wp-content/uploads/2022/09/SP04663-Holcim-ViroDecs%E2%84%A2-Special_QLD-Sunshine-Coast-ECOPact_Sep22.pdf | m³ | 2400 |  |  |  | 217 | 216 | 0.19 | 0 | 0 | 216.19 | 0 | 0.090417 | 0.09 | 7.9167e-05 | 0 | 0 | 0.090079 | 0 | Version 1.0
Concrete (in-situ) | Concrete, 25 MPa | >20 MPa to ≤25 MPa | Concrete, 25 MPa, in-situ, no reinforcement, (QE252ESF) (Ecopact) (Holcim) (QLD) (Brisbane) | Concrete_25MPa | Concrete_25MPa | 2022-01-20 | 2027-01-20 | Brisbane, QLD | S-P-04658 | Version 1 | EPD Australasia | https://epd-australasia.com/wp-content/uploads/2022/01/SP04658_Holcim-ViroDecs-Special-Qld-Brisbane-ECOPact-EPD_-Mar23_v3.0.pdf | m³ | 2400 |  |  |  | 199 | 198 | 0.23 | 0 | 0 | 198.23 | 0 | 0.082917 | 0.0825 | 9.5833e-05 | 0 | 0 | 0.082596 | 0 | Version 1.0
Concrete (in-situ) | Concrete, 25 MPa | >20 MPa to ≤25 MPa | Concrete, 25 MPa, in-situ, no reinforcement, (WE252E31)(Ecopact) (Holcim) (WA), (Perth Metro) | Concrete_25MPa | Concrete_25MPa | 2021-11-25 | 2026-11-25 | Perth Metro, WA | S-P-03716 | Version 1 | EPD Australasia | https://epd-australasia.com/wp-content/uploads/2021/12/SP03716-Holcim-EPD_WAPerth-ECOPact-Range_-v2.0_Apr23.pdf | m³ | 2400 |  |  |  | 207 | 206 | 0.17 | 0 | 0 | 206.17 | 0 | 0.08625 | 0.085833 | 7.0833e-05 | 0 | 0 | 0.085904 | 0 | Version 1.0
Concrete (in-situ) | Concrete, 25 MPa | >20 MPa to ≤25 MPa | Concrete, 25 MPa, in-situ, no reinforcement, (WE254EKC)(Ecopact) (Holcim) (WA), (Perth Metro) | Concrete_25MPa | Concrete_25MPa | 2021-11-25 | 2026-11-25 | Perth Metro, WA | S-P-03716 | Version 1 | EPD Australasia | https://epd-australasia.com/wp-content/uploads/2021/12/SP03716-Holcim-EPD_WAPerth-ECOPact-Range_-v2.0_Apr23.pdf | m³ | 2400 |  |  |  | 210 | 209 | 0.11 | 0 | 0 | 209.11 | 0 | 0.0875 | 0.087083 | 4.5833e-05 | 0 | 0 | 0.087129 | 0 | Version 1.0
Concrete (in-situ) | Concrete, 25 MPa | >20 MPa to ≤25 MPa | Concrete, 25 MPa, in-situ, no reinforcement, (WE252E1)(Ecopact) (Holcim) (WA), (Perth Metro) | Concrete_25MPa | Concrete_25MPa | 2021-11-25 | 2026-11-25 | Perth Metro, WA | S-P-03716 | Version 1 | EPD Australasia | https://epd-australasia.com/wp-content/uploads/2021/12/SP03716-Holcim-EPD_WAPerth-ECOPact-Range_-v2.0_Apr23.pdf | m³ | 2400 |  |  |  | 205 | 204 | 0.13 | 0 | 0 | 204.13 | 0 | 0.085417 | 0.085 | 5.4167e-05 | 0 | 0 | 0.085054 | 0 | Version 1.0
Concrete (in-situ) | Concrete, 25 MPa | >20 MPa to ≤25 MPa | Concrete, 25 MPa, in-situ, no reinforcement, (Futurecrete® N Class GP/GL:Slag 25 MPa) (Adbri) (VIC) | Concrete_25MPa | Concrete_25MPa | 2023-03-31 | 2028-03-31 | VIC | S-P-05520 | Version 1 | EPD Australasia | https://epd-australasia.com/wp-content/uploads/2023/04/SP05520-Adbri-EPD-Concrete_VIC_Mar23.pdf | m³ | 2400 |  |  |  | 192 | 191 | 0.15 | 0 | 0 | 191.15 | 0 | 0.08 | 0.079583 | 6.25e-05 | 0 | 0 | 0.079646 | 0 | Version 1.0
Concrete (in-situ) | Concrete, 25 MPa | >20 MPa to ≤25 MPa | Concrete, 25 MPa, in-situ, no reinforcement, (QE251EEZY) (Ecopact) (Holcim) (QLD), Gold Coast | Concrete_25MPa | Concrete_25MPa | 2023-04-22 | 2028-04-22 | QLD | S-P-05496 | Version 1 | EPD Australasia | https://epd-australasia.com/wp-content/uploads/2023/05/SP05496-Holcim-EPD-ViroDecs%E2%84%A2-QLD-GoldCoast-ECOPact_Apr23.pdf | m³ | 2400 |  |  |  | 185 | 184 | 0.14 | 0 | 0 | 184.14 | 0 | 0.077083 | 0.076667 | 5.8333e-05 | 0 | 0 | 0.076725 | 0 | Version 1.0
Concrete (in-situ) | Concrete, 25 MPa | >20 MPa to ≤25 MPa | Concrete (in-situ), 25 MPa, Pre-mix concrete N2520 (Western Suburbs Concrete) (Australia) | Concrete_25MPa | Concrete_25MPa | 2024-05-29 | 2029-05-16 | Australia | S-P-13817 |  | EPD (International) | https://api.environdec.com/api/v1/EPDLibrary/Files/48b7baf0-8230-466f-4670-08dc81e1106c/Data | m³ | 2270 |  |  |  | 211 | 211 | 0.0976 | 0.0217 | 0 | 211.1193 | 0 | 0.092952 | 0.092952 | 4.2996e-05 | 9.5595e-06 | 0 | 0.093004 | 0 | Version 2025.1
Concrete (in-situ) | Concrete, 25 MPa | >20 MPa to ≤25 MPa | Concrete (in-situ), 25MPa, Pre-mix Concrete EN25 (Barro Group) (Australia) | Concrete_25MPa | Concrete_25MPa | 2024-12-18 | 2029-12-18 | Australia | EPD-IES-003329 | Not applicable | EPD Australasia | https://epd-australasia.com/wp-content/uploads/2025/01/EPD-IES-003329-001_BarroGroup_EN25_2024-12-18.pdf | m³ | 2384 |  |  |  | 179 | 179 | 0.222 | 0.264 | 0 | 179.486 | 0 | 0.075084 | 0.075084 | 9.3121e-05 | 0.00011074 | 0 | 0.075288 | 0 | Version 2025.1
Concrete (in-situ) | Concrete, 25 MPa | >20 MPa to ≤25 MPa | Concrete (in-situ), 25MPa, Pre-mix Concrete EPG25 (Barro Group) (Australia) | Concrete_25MPa | Concrete_25MPa | 2024-12-18 | 2029-12-18 | Australia | EPD-IES-003342 | Not applicable | EPD Australasia | https://epd-australasia.com/wp-content/uploads/2025/01/EPD-IES-003342-001_BarroGroup_EPG25_2024-12-18.pdf | m³ | 2384 |  |  |  | 170 | 170 | 0.235 | 0.262 | 0 | 170.497 | 0 | 0.071309 | 0.071309 | 9.8574e-05 | 0.0001099 | 0 | 0.071517 | 0 | Version 2025.1
Concrete (in-situ) | Concrete, 25 MPa | >20 MPa to ≤25 MPa | Concrete (in-situ), 25MPa, Pre-mix Concrete EPG25L (Barro Group) (Australia) | Concrete_25MPa | Concrete_25MPa | 2024-12-18 | 2029-12-18 | Australia | EPD-IES-003906 | Not applicable | EPD Australasia | https://epd-australasia.com/wp-content/uploads/2025/01/EPD-IES-003906-001_BarroGroup_EPG25L_2024-12-18.pdf | m³ | 2384 |  |  |  | 160 | 159 | 0.234 | 0.262 | 0 | 159.496 | 0 | 0.067114 | 0.066695 | 9.8154e-05 | 0.0001099 | 0 | 0.066903 | 0 | Version 2025.1
Concrete (in-situ) | Concrete, 25 MPa | >20 MPa to ≤25 MPa | Concrete (in-situ), ENVISIA concrete in-situ Melb metro - 25 MPa (Boral) (Australia) | Concrete_25MPa | Concrete_25MPa | 2022-02-21 | 2027-02-21 | Australia | S-P-02341 | Version 1.0 | EPD Australasia | SP02341-Boral-EPD_2022_Vic_v1.0.pdf (epd-australasia.com) | m³ | 2400 |  |  |  | 178 | 0 | 0 | 0 | 0 | 178 | 0 | 0.074167 | 0 | 0 | 0 | 0 | 0.074167 | 0 | Version 2025.1
Concrete (in-situ) | Concrete, 25 MPa | >20 MPa to ≤25 MPa | Concrete (in-situ), Envirocrete plus concrete in-situ Melb metro - 25 MPa (Boral) (Australia) | Concrete_25MPa | Concrete_25MPa | 2022-02-21 | 2027-02-21 | Australia | S-P-02341 | Version 1.0 | EPD Australasia | SP02341-Boral-EPD_2022_Vic_v1.0.pdf (epd-australasia.com) | m³ | 2400 |  |  |  | 214 | 0 | 0 | 0 | 0 | 214 | 0 | 0.089167 | 0 | 0 | 0 | 0 | 0.089167 | 0 | Version 2025.1
Concrete (in-situ) | Concrete, 25 MPa | >20 MPa to ≤25 MPa | Concrete (in-situ), Envirocrete concrete in-situ Melb metro - 25 MPa (Boral) (Australia) | Concrete_25MPa | Concrete_25MPa | 2022-02-21 | 2027-02-21 | Australia | S-P-02341 | Version 1.0 | EPD Australasia | SP02341-Boral-EPD_2022_Vic_v1.0.pdf (epd-australasia.com) | m³ | 2400 |  |  |  | 227 | 0 | 0 | 0 | 0 | 227 | 0 | 0.094583 | 0 | 0 | 0 | 0 | 0.094583 | 0 | Version 2025.1
Concrete (in-situ) | Concrete, 25 MPa | >20 MPa to ≤25 MPa | Concrete (in-situ), Envirocrete 40% concrete in-situ Melb metro - 25 MPa (Boral) (Australia) | Concrete_25MPa | Concrete_25MPa | 2022-02-21 | 2027-02-21 | Australia | S-P-02341 | Version 1.0 | EPD Australasia | SP02341-Boral-EPD_2022_Vic_v1.0.pdf (epd-australasia.com) | m³ | 2400 |  |  |  | 240 | 0 | 0 | 0 | 0 | 240 | 0 | 0.1 | 0 | 0 | 0 | 0 | 0.1 | 0 | Version 2025.1
Concrete (in-situ) | Concrete, 25 MPa | >20 MPa to ≤25 MPa | Concrete (in-situ), Envirocrete 30% concrete in-situ Melb metro - 25 MPa (Boral) (Australia) | Concrete_25MPa | Concrete_25MPa | 2022-02-21 | 2027-02-21 | Australia | S-P-02341 | Version 1.0 | EPD Australasia | SP02341-Boral-EPD_2022_Vic_v1.0.pdf (epd-australasia.com) | m³ | 2400 |  |  |  | 272 | 0 | 0 | 0 | 0 | 272 | 0 | 0.11333 | 0 | 0 | 0 | 0 | 0.11333 | 0 | Version 2025.1
Concrete (in-situ) | Concrete, 25 MPa | >20 MPa to ≤25 MPa | Concrete (in-situ), Normal GP blend concrete in-situ Melb metro - 25 MPa (Boral) (Australia) | Concrete_25MPa | Concrete_25MPa | 2022-02-21 | 2027-02-21 | Australia | S-P-02341 | Version 1.0 | EPD Australasia | SP02341-Boral-EPD_2022_Vic_v1.0.pdf (epd-australasia.com) | m³ | 2400 |  |  |  | 301 | 0 | 0 | 0 | 0 | 301 | 0 | 0.12542 | 0 | 0 | 0 | 0 | 0.12542 | 0 | Version 2025.1
Concrete (in-situ) | Concrete, 25 MPa | >20 MPa to ≤25 MPa | Concrete (in-situ), Normal GP /FA blend blend concrete in-situ Melb metro - 25 MPa (Boral) (Australia) | Concrete_25MPa | Concrete_25MPa | 2022-02-21 | 2027-02-21 | Australia | S-P-02341 | Version 1.0 | EPD Australasia | SP02341-Boral-EPD_2022_Vic_v1.0.pdf (epd-australasia.com) | m³ | 2400 |  |  |  | 269 | 0 | 0 | 0 | 0 | 269 | 0 | 0.11208 | 0 | 0 | 0 | 0 | 0.11208 | 0 | Version 2025.1
Concrete (in-situ) | Concrete, 25 MPa | >20 MPa to ≤25 MPa | Concrete (in-situ), Normal GP /GGBFS blend blend concrete in-situ Melb metro - 25 MPa (Boral) (Australia) | Concrete_25MPa | Concrete_25MPa | 2022-02-21 | 2027-02-21 | Australia | S-P-02341 | Version 1.0 | EPD Australasia | SP02341-Boral-EPD_2022_Vic_v1.0.pdf (epd-australasia.com) | m³ | 2400 |  |  |  | 268 | 0 | 0 | 0 | 0 | 268 | 0 | 0.11167 | 0 | 0 | 0 | 0 | 0.11167 | 0 | Version 2025.1
Concrete (in-situ) | Concrete, 25 MPa | >20 MPa to ≤25 MPa | Concrete (in-situ), ENVISIA concrete in-situ Perth metro - 25 MPa (Boral) (Australia) | Concrete_25MPa | Concrete_25MPa | 2024-10-31 | 2026-08-01 | Australia | EPD-IES-0002338:002 | Not applicable | EPD Australasia | EPD-IES-0002338-002_BORAL-LTD_Perth-Pre-mix-Concrete_2024-10-31.pdf (epd-australasia.com) | m³ | 2400 |  |  |  | 175 | 0 | 0 | 0 | 0 | 175 | 0 | 0.072917 | 0 | 0 | 0 | 0 | 0.072917 | 0 | Version 2025.1
Concrete (in-situ) | Concrete, 25 MPa | >20 MPa to ≤25 MPa | Concrete (in-situ), Envirocrete plus concrete in-situ Perth metro - 25 MPa (Boral) (Australia) | Concrete_25MPa | Concrete_25MPa | 2024-10-31 | 2026-08-01 | Australia | EPD-IES-0002338:002 | Not applicable | EPD Australasia | EPD-IES-0002338-002_BORAL-LTD_Perth-Pre-mix-Concrete_2024-10-31.pdf (epd-australasia.com) | m³ | 2400 |  |  |  | 188 | 0 | 0 | 0 | 0 | 188 | 0 | 0.078333 | 0 | 0 | 0 | 0 | 0.078333 | 0 | Version 2025.1
Concrete (in-situ) | Concrete, 25 MPa | >20 MPa to ≤25 MPa | Concrete (in-situ), Envirocrete concrete in-situ Perth metro - 25 MPa (Boral) (Australia) | Concrete_25MPa | Concrete_25MPa | 2024-10-31 | 2026-08-01 | Australia | EPD-IES-0002338:002 | Not applicable | EPD Australasia | EPD-IES-0002338-002_BORAL-LTD_Perth-Pre-mix-Concrete_2024-10-31.pdf (epd-australasia.com) | m³ | 2400 |  |  |  | 195 | 0 | 0 | 0 | 0 | 195 | 0 | 0.08125 | 0 | 0 | 0 | 0 | 0.08125 | 0 | Version 2025.1
Concrete (in-situ) | Concrete, 25 MPa | >20 MPa to ≤25 MPa | Concrete (in-situ), Envirocrete 30% concrete in-situ Perth metro - 25 MPa (Boral) (Australia) | Concrete_25MPa | Concrete_25MPa | 2024-10-31 | 2026-08-01 | Australia | EPD-IES-0002338:002 | Not applicable | EPD Australasia | EPD-IES-0002338-002_BORAL-LTD_Perth-Pre-mix-Concrete_2024-10-31.pdf (epd-australasia.com) | m³ | 2400 |  |  |  | 195 | 0 | 0 | 0 | 0 | 195 | 0 | 0.08125 | 0 | 0 | 0 | 0 | 0.08125 | 0 | Version 2025.1
Concrete (in-situ) | Concrete, 25 MPa | >20 MPa to ≤25 MPa | Concrete (in-situ), Normal GP blend concrete in-situ Perth metro - 25 MPa (Boral) (Australia) | Concrete_25MPa | Concrete_25MPa | 2024-10-31 | 2026-08-01 | Australia | EPD-IES-0002338:002 | Not applicable | EPD Australasia | EPD-IES-0002338-002_BORAL-LTD_Perth-Pre-mix-Concrete_2024-10-31.pdf (epd-australasia.com) | m³ | 2400 |  |  |  | 263 | 0 | 0 | 0 | 0 | 263 | 0 | 0.10958 | 0 | 0 | 0 | 0 | 0.10958 | 0 | Version 2025.1
Concrete (in-situ) | Concrete, 25 MPa | >20 MPa to ≤25 MPa | Concrete (in-situ), Normal GP /GGBFS blend blend concrete in-situ Perth metro - 25 MPa (Boral) (Australia) | Concrete_25MPa | Concrete_25MPa | 2024-10-31 | 2026-08-01 | Australia | EPD-IES-0002338:002 | Not applicable | EPD Australasia | EPD-IES-0002338-002_BORAL-LTD_Perth-Pre-mix-Concrete_2024-10-31.pdf (epd-australasia.com) | m³ | 2400 |  |  |  | 204 | 0 | 0 | 0 | 0 | 204 | 0 | 0.085 | 0 | 0 | 0 | 0 | 0.085 | 0 | Version 2025.1
Concrete (in-situ) | Concrete, 25 MPa | >20 MPa to ≤25 MPa | Concrete (in-situ), ENVISIA concrete in-situ QLD metro - 25 MPa (Boral) (Australia) | Concrete_25MPa | Concrete_25MPa | 2024-01-30 | 2026-11-25 | Australia | S-P-02339 | Version 1.2 | EPD Australasia | SP02339-Boral-EPD_QLD-Concrete_vJan24.pdf (epd-australasia.com) | m³ | 2400 |  |  |  | 196 | 0 | 0 | 0 | 0 | 196 | 0 | 0.081667 | 0 | 0 | 0 | 0 | 0.081667 | 0 | Version 2025.1
Concrete (in-situ) | Concrete, 25 MPa | >20 MPa to ≤25 MPa | Concrete (in-situ), Envirocrete plus concrete in-situ QLD metro - 25 MPa (Boral) (Australia) | Concrete_25MPa | Concrete_25MPa | 2024-01-30 | 2026-11-25 | Australia | S-P-02339 | Version 1.2 | EPD Australasia | SP02339-Boral-EPD_QLD-Concrete_vJan24.pdf (epd-australasia.com) | m³ | 2400 |  |  |  | 191 | 0 | 0 | 0 | 0 | 191 | 0 | 0.079583 | 0 | 0 | 0 | 0 | 0.079583 | 0 | Version 2025.1
Concrete (in-situ) | Concrete, 25 MPa | >20 MPa to ≤25 MPa | Concrete (in-situ), Envirocrete 40% concrete in-situ QLD metro - 25 MPa (Boral) (Australia) | Concrete_25MPa | Concrete_25MPa | 2024-01-30 | 2026-11-25 | Australia | S-P-02339 | Version 1.2 | EPD Australasia | SP02339-Boral-EPD_QLD-Concrete_vJan24.pdf (epd-australasia.com) | m³ | 2400 |  |  |  | 206 | 0 | 0 | 0 | 0 | 206 | 0 | 0.085833 | 0 | 0 | 0 | 0 | 0.085833 | 0 | Version 2025.1
Concrete (in-situ) | Concrete, 25 MPa | >20 MPa to ≤25 MPa | Concrete (in-situ), Envirocrete 30% concrete in-situ QLD metro - 25 MPa (Boral) (Australia) | Concrete_25MPa | Concrete_25MPa | 2024-01-30 | 2026-11-25 | Australia | S-P-02339 | Version 1.2 | EPD Australasia | SP02339-Boral-EPD_QLD-Concrete_vJan24.pdf (epd-australasia.com) | m³ | 2400 |  |  |  | 252 | 0 | 0 | 0 | 0 | 252 | 0 | 0.105 | 0 | 0 | 0 | 0 | 0.105 | 0 | Version 2025.1
Concrete (in-situ) | Concrete, 25 MPa | >20 MPa to ≤25 MPa | Concrete (in-situ), Normal GP blend concrete in-situ QLD metro - 25 MPa (Boral) (Australia) | Concrete_25MPa | Concrete_25MPa | 2024-01-30 | 2026-11-25 | Australia | S-P-02339 | Version 1.2 | EPD Australasia | SP02339-Boral-EPD_QLD-Concrete_vJan24.pdf (epd-australasia.com) | m³ | 2400 |  |  |  | 324 | 0 | 0 | 0 | 0 | 324 | 0 | 0.135 | 0 | 0 | 0 | 0 | 0.135 | 0 | Version 2025.1
Concrete (in-situ) | Concrete, 25 MPa | >20 MPa to ≤25 MPa | 25 MPa, Normal Class 25MPa - straight cement (Gunlake) (Australia) | Concrete_25MPa | Concrete_25MPa | 2022-08-30 | 2027-08-20 | Australia | S-P-05478 | Version 1.0 | EPD Australasia | https://epd-australasia.com/wp-content/uploads/2022/09/SP05478-GunlakeConcreteEPD_Aug22.pdf | m³ | 2400 |  |  |  | 317 | 317 | 0.0494 | 0 | 0 | 317.0494 | 0 | 0.13208 | 0.13208 | 2.0583e-05 | 0 | 0 | 0.1321 | 0 | Version 2025.1
Concrete (in-situ) | Concrete, 25 MPa | >20 MPa to ≤25 MPa | 25 MPa, Normal Class 25MPa (NC2528PCI) - cement and fly-ash (Gunlake) (Australia) | Concrete_25MPa | Concrete_25MPa | 2022-08-30 | 2027-08-20 | Australia | S-P-05478 | Version 1.0 | EPD Australasia | https://epd-australasia.com/wp-content/uploads/2022/09/SP05478-GunlakeConcreteEPD_Aug22.pdf | m³ | 2400 |  |  |  | 263 | 263 | 0.0554 | 0 | 0 | 263.0554 | 0 | 0.10958 | 0.10958 | 2.3083e-05 | 0 | 0 | 0.10961 | 0 | Version 2025.1
Concrete (in-situ) | Concrete, 25 MPa | >20 MPa to ≤25 MPa | 25 MPa, Normal Class 25MPa (NC2528PCI) - cement, slag and fly-ash (Gunlake) (Australia) | Concrete_25MPa | Concrete_25MPa | 2022-08-30 | 2027-08-20 | Australia | S-P-05478 | Version 1.0 | EPD Australasia | https://epd-australasia.com/wp-content/uploads/2022/09/SP05478-GunlakeConcreteEPD_Aug22.pdf | m³ | 2400 |  |  |  | 196 | 196 | 0.0639 | 0 | 0 | 196.0639 | 0 | 0.081667 | 0.081667 | 2.6625e-05 | 0 | 0 | 0.081693 | 0 | Version 2025.1
Concrete (in-situ) | Concrete, 25 MPa | >20 MPa to ≤25 MPa | 25 MPa, Special Class 25MPa (GD252AP2) - green star mix with cement, high slag and fly-ash (Gunlake) (Australia) | Concrete_25MPa | Concrete_25MPa | 2022-08-30 | 2027-08-20 | Australia | S-P-05478 | Version 1.0 | EPD Australasia | https://epd-australasia.com/wp-content/uploads/2022/09/SP05478-GunlakeConcreteEPD_Aug22.pdf | m³ | 2400 |  |  |  | 226 | 226 | 0.0734 | 0 | 0 | 226.0734 | 0 | 0.094167 | 0.094167 | 3.0583e-05 | 0 | 0 | 0.094197 | 0 | Version 2025.1
Concrete (in-situ) | Concrete, 25 MPa | >20 MPa to ≤25 MPa | 25 MPa, Reduced Liner 25 MPa - Indicative Cement Replacement. Fly Ash/GGBFS (Hymix) (Australia) | Concrete_25MPa | Concrete_25MPa | 2023-11-22 | 2027-10-18 | Australia | S-P-03722 | Version 1.1 | EPD Australasia | epd-australasia.com/wp-content/uploads/2022/10/SP03722-Hymix-EPD_LendLease-OSH_v1.1_Nov22.pdf | m³ | 2400 |  |  |  | 167 | 0 | 0 | 0 | 0 | 167 | 0 | 0.069583 | 0 | 0 | 0 | 0 | 0.069583 | 0 | Version 2025.1
Concrete (in-situ) | Concrete, 25 MPa | >20 MPa to ≤25 MPa | 25 MPa, Blockwork Core Infill 25 MPa 50% Indicative Cement Replacement — GGBFS (Hymix) (Australia) | Concrete_25MPa | Concrete_25MPa | 2021-08-09 | 2026-12-01 | Australia | S-P-03719 | Version 1.1 | EPD Australasia | https://epd-australasia.com/wp-content/uploads/2021/09/Hymix-Environmental-Product-Declaration-LL-BARANGAROO-R2-TOWER-SYDNEY-METRO-2.pdf | m³ | 2400 |  |  |  | 282 | 0 | 0 | 0 | 0 | 282 | 0 | 0.1175 | 0 | 0 | 0 | 0 | 0.1175 | 0 | Version 2025.1
Concrete (in-situ) | Concrete, 25 MPa | >20 MPa to ≤25 MPa | 25 MPa, ENVISIA 25 MPa (Boral) (Australia) | Concrete_25MPa | Concrete_25MPa | 2022-02-21 | 2027-02-21 | Australia | S-P-02341 | Version 1 | EPD Australasia | https://epd-australasia.com/wp-content/uploads/2022/03/SP02341-Boral-EPD_2022_Vic_v1.0.pdf | m³ | 2400 |  |  |  | 183 | 0 | 0 | 0 | 0 | 183 | 0 | 0.07625 | 0 | 0 | 0 | 0 | 0.07625 | 0 | Version 2025.1
Concrete (in-situ) | Concrete, 25 MPa | >20 MPa to ≤25 MPa | 25 MPa, ENVIROCRETE PLUS 25 MPa (Boral) (Australia) | Concrete_25MPa | Concrete_25MPa | 2022-02-21 | 2027-02-21 | Australia | S-P-02341 | Version 1 | EPD Australasia | https://epd-australasia.com/wp-content/uploads/2022/03/SP02341-Boral-EPD_2022_Vic_v1.0.pdf | m³ | 2400 |  |  |  | 215 | 0 | 0 | 0 | 0 | 215 | 0 | 0.089583 | 0 | 0 | 0 | 0 | 0.089583 | 0 | Version 2025.1
Concrete (in-situ) | Concrete, 25 MPa | >20 MPa to ≤25 MPa | 25 MPa, ENVIROCRETE 40% 25 MPa (Boral) (Australia) | Concrete_25MPa | Concrete_25MPa | 2022-02-21 | 2027-02-21 | Australia | S-P-02341 | Version 1 | EPD Australasia | https://epd-australasia.com/wp-content/uploads/2022/03/SP02341-Boral-EPD_2022_Vic_v1.0.pdf | m³ | 2400 |  |  |  | 252 | 0 | 0 | 0 | 0 | 252 | 0 | 0.105 | 0 | 0 | 0 | 0 | 0.105 | 0 | Version 2025.1
Concrete (in-situ) | Concrete, 25 MPa | >20 MPa to ≤25 MPa | 25 MPa, ENVIROCRETE 30% 25 MPa (Boral) (Australia) | Concrete_25MPa | Concrete_25MPa | 2022-02-21 | 2027-02-21 | Australia | S-P-02341 | Version 1 | EPD Australasia | https://epd-australasia.com/wp-content/uploads/2022/03/SP02341-Boral-EPD_2022_Vic_v1.0.pdf | m³ | 2400 |  |  |  | 279 | 0 | 0 | 0 | 0 | 279 | 0 | 0.11625 | 0 | 0 | 0 | 0 | 0.11625 | 0 | Version 2025.1
Concrete (in-situ) | Concrete, 25 MPa | >20 MPa to ≤25 MPa | 25 MPa, ENVIROCRETE 25 MPa (Boral) (Australia) | Concrete_25MPa | Concrete_25MPa | 2022-02-21 | 2027-02-21 | Australia | S-P-02341 | Version 1 | EPD Australasia | https://epd-australasia.com/wp-content/uploads/2022/03/SP02341-Boral-EPD_2022_Vic_v1.0.pdf | m³ | 2400 |  |  |  | 228 | 0 | 0 | 0 | 0 | 228 | 0 | 0.095 | 0 | 0 | 0 | 0 | 0.095 | 0 | Version 2025.1
Concrete (in-situ) | Concrete, 25 MPa | >20 MPa to ≤25 MPa | 25 MPa, NORMAL CLASS GP BLEND 25 MPa (Boral) (Australia) | Concrete_25MPa | Concrete_25MPa | 2022-02-21 | 2027-02-21 | Australia | S-P-02341 | Version 1 | EPD Australasia | https://epd-australasia.com/wp-content/uploads/2022/03/SP02341-Boral-EPD_2022_Vic_v1.0.pdf | m³ | 2400 |  |  |  | 297 | 0 | 0 | 0 | 0 | 297 | 0 | 0.12375 | 0 | 0 | 0 | 0 | 0.12375 | 0 | Version 2025.1
Concrete (in-situ) | Concrete, 25 MPa | >20 MPa to ≤25 MPa | 25 MPa, NORMAL CLASS GP/FA BLEND 25 MPa (Boral) (Australia) | Concrete_25MPa | Concrete_25MPa | 2022-02-21 | 2027-02-21 | Australia | S-P-02341 | Version 1 | EPD Australasia | https://epd-australasia.com/wp-content/uploads/2022/03/SP02341-Boral-EPD_2022_Vic_v1.0.pdf | m³ | 2400 |  |  |  | 272 | 0 | 0 | 0 | 0 | 272 | 0 | 0.11333 | 0 | 0 | 0 | 0 | 0.11333 | 0 | Version 2025.1
Concrete (in-situ) | Concrete, 25 MPa | >20 MPa to ≤25 MPa | 25 MPa, NORMAL CLASS GP/GGBFS BLEND 25 MPa (Boral) (Australia) | Concrete_25MPa | Concrete_25MPa | 2022-02-21 | 2027-02-21 | Australia | S-P-02341 | Version 1 | EPD Australasia | https://epd-australasia.com/wp-content/uploads/2022/03/SP02341-Boral-EPD_2022_Vic_v1.0.pdf | m³ | 2400 |  |  |  | 265 | 0 | 0 | 0 | 0 | 265 | 0 | 0.11042 | 0 | 0 | 0 | 0 | 0.11042 | 0 | Version 2025.1
Concrete (in-situ) | Concrete, 25 MPa | >20 MPa to ≤25 MPa | 25 MPa, HIGH SLUMP 25 MPa (Boral) (Australia) | Concrete_25MPa | Concrete_25MPa | 2022-02-21 | 2027-02-21 | Australia | S-P-02341 | Version 1 | EPD Australasia | https://epd-australasia.com/wp-content/uploads/2022/03/SP02341-Boral-EPD_2022_Vic_v1.0.pdf | m³ | 2400 |  |  |  | 284 | 0 | 0 | 0 | 0 | 284 | 0 | 0.11833 | 0 | 0 | 0 | 0 | 0.11833 | 0 | Version 2025.1
Concrete (in-situ) | Concrete, 25 MPa | >20 MPa to ≤25 MPa | 25 MPa, ENVISIA 25 MPa (Boral) (Australia) | Concrete_25MPa | Concrete_25MPa | 2022-02-21 | 2027-02-21 | Australia | S-P-02341 | Version 1 | EPD Australasia | https://epd-australasia.com/wp-content/uploads/2022/03/SP02341-Boral-EPD_2022_Vic_v1.0.pdf | m³ | 2400 |  |  |  | 183 | 0 | 0 | 0 | 0 | 183 | 0 | 0.07625 | 0 | 0 | 0 | 0 | 0.07625 | 0 | Version 2025.1
Concrete (in-situ) | Concrete, 25 MPa | >20 MPa to ≤25 MPa | 25 MPa, ENVIROCRETE PLUS 25 MPa (Boral) (Australia) | Concrete_25MPa | Concrete_25MPa | 2022-02-21 | 2027-02-21 | Australia | S-P-02341 | Version 1 | EPD Australasia | https://epd-australasia.com/wp-content/uploads/2022/03/SP02341-Boral-EPD_2022_Vic_v1.0.pdf | m³ | 2400 |  |  |  | 215 | 0 | 0 | 0 | 0 | 215 | 0 | 0.089583 | 0 | 0 | 0 | 0 | 0.089583 | 0 | Version 2025.1
Concrete (in-situ) | Concrete, 25 MPa | >20 MPa to ≤25 MPa | 25 MPa, ENVIROCRETE 40% 25 MPa (Boral) (Australia) | Concrete_25MPa | Concrete_25MPa | 2022-02-21 | 2027-02-21 | Australia | S-P-02341 | Version 1 | EPD Australasia | https://epd-australasia.com/wp-content/uploads/2022/03/SP02341-Boral-EPD_2022_Vic_v1.0.pdf | m³ | 2400 |  |  |  | 252 | 0 | 0 | 0 | 0 | 252 | 0 | 0.105 | 0 | 0 | 0 | 0 | 0.105 | 0 | Version 2025.1
Concrete (in-situ) | Concrete, 25 MPa | >20 MPa to ≤25 MPa | 25 MPa, ENVIROCRETE 30% 25 MPa (Boral) (Australia) | Concrete_25MPa | Concrete_25MPa | 2022-02-21 | 2027-02-21 | Australia | S-P-02341 | Version 1 | EPD Australasia | https://epd-australasia.com/wp-content/uploads/2022/03/SP02341-Boral-EPD_2022_Vic_v1.0.pdf | m³ | 2400 |  |  |  | 279 | 0 | 0 | 0 | 0 | 279 | 0 | 0.11625 | 0 | 0 | 0 | 0 | 0.11625 | 0 | Version 2025.1
Concrete (in-situ) | Concrete, 25 MPa | >20 MPa to ≤25 MPa | 25 MPa, ENVIROCRETE 25 MPa (Boral) (Australia) | Concrete_25MPa | Concrete_25MPa | 2022-02-21 | 2027-02-21 | Australia | S-P-02341 | Version 1 | EPD Australasia | https://epd-australasia.com/wp-content/uploads/2022/03/SP02341-Boral-EPD_2022_Vic_v1.0.pdf | m³ | 2400 |  |  |  | 228 | 0 | 0 | 0 | 0 | 228 | 0 | 0.095 | 0 | 0 | 0 | 0 | 0.095 | 0 | Version 2025.1
Concrete (in-situ) | Concrete, 25 MPa | >20 MPa to ≤25 MPa | 25 MPa, NORMAL CLASS GP BLEND 25 MPa (Boral) (Australia) | Concrete_25MPa | Concrete_25MPa | 2022-02-21 | 2027-02-21 | Australia | S-P-02341 | Version 1 | EPD Australasia | https://epd-australasia.com/wp-content/uploads/2022/03/SP02341-Boral-EPD_2022_Vic_v1.0.pdf | m³ | 2400 |  |  |  | 297 | 0 | 0 | 0 | 0 | 297 | 0 | 0.12375 | 0 | 0 | 0 | 0 | 0.12375 | 0 | Version 2025.1
Concrete (in-situ) | Concrete, 25 MPa | >20 MPa to ≤25 MPa | 25 MPa, NORMAL CLASS GP/FA BLEND 25 MPa (Boral) (Australia) | Concrete_25MPa | Concrete_25MPa | 2022-02-21 | 2027-02-21 | Australia | S-P-02341 | Version 1 | EPD Australasia | https://epd-australasia.com/wp-content/uploads/2022/03/SP02341-Boral-EPD_2022_Vic_v1.0.pdf | m³ | 2400 |  |  |  | 272 | 0 | 0 | 0 | 0 | 272 | 0 | 0.11333 | 0 | 0 | 0 | 0 | 0.11333 | 0 | Version 2025.1
Concrete (in-situ) | Concrete, 25 MPa | >20 MPa to ≤25 MPa | 25 MPa, NORMAL CLASS GP/GGBFS BLEND 25 MPa (Boral) (Australia) | Concrete_25MPa | Concrete_25MPa | 2022-02-21 | 2027-02-21 | Australia | S-P-02341 | Version 1 | EPD Australasia | https://epd-australasia.com/wp-content/uploads/2022/03/SP02341-Boral-EPD_2022_Vic_v1.0.pdf | m³ | 2400 |  |  |  | 265 | 0 | 0 | 0 | 0 | 265 | 0 | 0.11042 | 0 | 0 | 0 | 0 | 0.11042 | 0 | Version 2025.1
Concrete (in-situ) | Concrete, 25 MPa | >20 MPa to ≤25 MPa | 25 MPa, HIGH SLUMP 25 MPa (Boral) (Australia) | Concrete_25MPa | Concrete_25MPa | 2022-02-21 | 2027-02-21 | Australia | S-P-02341 | Version 1 | EPD Australasia | https://epd-australasia.com/wp-content/uploads/2022/03/SP02341-Boral-EPD_2022_Vic_v1.0.pdf | m³ | 2400 |  |  |  | 284 | 0 | 0 | 0 | 0 | 284 | 0 | 0.11833 | 0 | 0 | 0 | 0 | 0.11833 | 0 | Version 2025.1
Concrete (in-situ) | Concrete, 25 MPa | >20 MPa to ≤25 MPa | 25 MPa, ENVISIA 25 MPa (Boral) (Australia) | Concrete_25MPa | Concrete_25MPa | 2022-02-21 | 2027-02-21 | Australia | S-P-02341 | Version 1 | EPD Australasia | https://epd-australasia.com/wp-content/uploads/2022/03/SP02341-Boral-EPD_2022_Vic_v1.0.pdf | m³ | 2400 |  |  |  | 183 | 0 | 0 | 0 | 0 | 183 | 0 | 0.07625 | 0 | 0 | 0 | 0 | 0.07625 | 0 | Version 2025.1
Concrete (in-situ) | Concrete, 25 MPa | >20 MPa to ≤25 MPa | 25 MPa, ENVIROCRETE PLUS 25 MPa (Boral) (Australia) | Concrete_25MPa | Concrete_25MPa | 2022-02-21 | 2027-02-21 | Australia | S-P-02341 | Version 1 | EPD Australasia | https://epd-australasia.com/wp-content/uploads/2022/03/SP02341-Boral-EPD_2022_Vic_v1.0.pdf | m³ | 2400 |  |  |  | 215 | 0 | 0 | 0 | 0 | 215 | 0 | 0.089583 | 0 | 0 | 0 | 0 | 0.089583 | 0 | Version 2025.1
Concrete (in-situ) | Concrete, 25 MPa | >20 MPa to ≤25 MPa | 25 MPa, ENVIROCRETE 40% 25 MPa (Boral) (Australia) | Concrete_25MPa | Concrete_25MPa | 2022-02-21 | 2027-02-21 | Australia | S-P-02341 | Version 1 | EPD Australasia | https://epd-australasia.com/wp-content/uploads/2022/03/SP02341-Boral-EPD_2022_Vic_v1.0.pdf | m³ | 2400 |  |  |  | 252 | 0 | 0 | 0 | 0 | 252 | 0 | 0.105 | 0 | 0 | 0 | 0 | 0.105 | 0 | Version 2025.1
Concrete (in-situ) | Concrete, 25 MPa | >20 MPa to ≤25 MPa | 25 MPa, ENVIROCRETE 30% 25 MPa (Boral) (Australia) | Concrete_25MPa | Concrete_25MPa | 2022-02-21 | 2027-02-21 | Australia | S-P-02341 | Version 1 | EPD Australasia | https://epd-australasia.com/wp-content/uploads/2022/03/SP02341-Boral-EPD_2022_Vic_v1.0.pdf | m³ | 2400 |  |  |  | 279 | 0 | 0 | 0 | 0 | 279 | 0 | 0.11625 | 0 | 0 | 0 | 0 | 0.11625 | 0 | Version 2025.1
Concrete (in-situ) | Concrete, 25 MPa | >20 MPa to ≤25 MPa | 25 MPa, ENVIROCRETE 25 MPa (Boral) (Australia) | Concrete_25MPa | Concrete_25MPa | 2022-02-21 | 2027-02-21 | Australia | S-P-02341 | Version 1 | EPD Australasia | https://epd-australasia.com/wp-content/uploads/2022/03/SP02341-Boral-EPD_2022_Vic_v1.0.pdf | m³ | 2400 |  |  |  | 228 | 0 | 0 | 0 | 0 | 228 | 0 | 0.095 | 0 | 0 | 0 | 0 | 0.095 | 0 | Version 2025.1
Concrete (in-situ) | Concrete, 25 MPa | >20 MPa to ≤25 MPa | 25 MPa, NORMAL CLASS GP BLEND 25 MPa (Boral) (Australia) | Concrete_25MPa | Concrete_25MPa | 2022-02-21 | 2027-02-21 | Australia | S-P-02341 | Version 1 | EPD Australasia | https://epd-australasia.com/wp-content/uploads/2022/03/SP02341-Boral-EPD_2022_Vic_v1.0.pdf | m³ | 2400 |  |  |  | 297 | 0 | 0 | 0 | 0 | 297 | 0 | 0.12375 | 0 | 0 | 0 | 0 | 0.12375 | 0 | Version 2025.1
Concrete (in-situ) | Concrete, 25 MPa | >20 MPa to ≤25 MPa | 25 MPa, NORMAL CLASS GP/FA BLEND 25 MPa (Boral) (Australia) | Concrete_25MPa | Concrete_25MPa | 2022-02-21 | 2027-02-21 | Australia | S-P-02341 | Version 1 | EPD Australasia | https://epd-australasia.com/wp-content/uploads/2022/03/SP02341-Boral-EPD_2022_Vic_v1.0.pdf | m³ | 2400 |  |  |  | 272 | 0 | 0 | 0 | 0 | 272 | 0 | 0.11333 | 0 | 0 | 0 | 0 | 0.11333 | 0 | Version 2025.1
Concrete (in-situ) | Concrete, 25 MPa | >20 MPa to ≤25 MPa | 25 MPa, NORMAL CLASS GP/GGBFS BLEND 25 MPa (Boral) (Australia) | Concrete_25MPa | Concrete_25MPa | 2022-02-21 | 2027-02-21 | Australia | S-P-02341 | Version 1 | EPD Australasia | https://epd-australasia.com/wp-content/uploads/2022/03/SP02341-Boral-EPD_2022_Vic_v1.0.pdf | m³ | 2400 |  |  |  | 265 | 0 | 0 | 0 | 0 | 265 | 0 | 0.11042 | 0 | 0 | 0 | 0 | 0.11042 | 0 | Version 2025.1
Concrete (in-situ) | Concrete, 25 MPa | >20 MPa to ≤25 MPa | 25 MPa, HIGH SLUMP 25 MPa (Boral) (Australia) | Concrete_25MPa | Concrete_25MPa | 2022-02-21 | 2027-02-21 | Australia | S-P-02341 | Version 1 | EPD Australasia | https://epd-australasia.com/wp-content/uploads/2022/03/SP02341-Boral-EPD_2022_Vic_v1.0.pdf | m³ | 2400 |  |  |  | 284 | 0 | 0 | 0 | 0 | 284 | 0 | 0.11833 | 0 | 0 | 0 | 0 | 0.11833 | 0 | Version 2025.1
Concrete (in-situ) | Concrete, 25 MPa | >20 MPa to ≤25 MPa | 25 MPa, ENVISIA 25 MPa (Boral) (Australia) | Concrete_25MPa | Concrete_25MPa | 2022-02-21 | 2027-02-21 | Australia | S-P-02341 | Version 1 | EPD Australasia | https://epd-australasia.com/wp-content/uploads/2022/03/SP02341-Boral-EPD_2022_Vic_v1.0.pdf | m³ | 2400 |  |  |  | 183 | 0 | 0 | 0 | 0 | 183 | 0 | 0.07625 | 0 | 0 | 0 | 0 | 0.07625 | 0 | Version 2025.1
Concrete (in-situ) | Concrete, 25 MPa | >20 MPa to ≤25 MPa | 25 MPa, ENVIROCRETE PLUS 25 MPa (Boral) (Australia) | Concrete_25MPa | Concrete_25MPa | 2022-02-21 | 2027-02-21 | Australia | S-P-02341 | Version 1 | EPD Australasia | https://epd-australasia.com/wp-content/uploads/2022/03/SP02341-Boral-EPD_2022_Vic_v1.0.pdf | m³ | 2400 |  |  |  | 215 | 0 | 0 | 0 | 0 | 215 | 0 | 0.089583 | 0 | 0 | 0 | 0 | 0.089583 | 0 | Version 2025.1
Concrete (in-situ) | Concrete, 25 MPa | >20 MPa to ≤25 MPa | 25 MPa, ENVIROCRETE 40% 25 MPa (Boral) (Australia) | Concrete_25MPa | Concrete_25MPa | 2022-02-21 | 2027-02-21 | Australia | S-P-02341 | Version 1 | EPD Australasia | https://epd-australasia.com/wp-content/uploads/2022/03/SP02341-Boral-EPD_2022_Vic_v1.0.pdf | m³ | 2400 |  |  |  | 252 | 0 | 0 | 0 | 0 | 252 | 0 | 0.105 | 0 | 0 | 0 | 0 | 0.105 | 0 | Version 2025.1
Concrete (in-situ) | Concrete, 25 MPa | >20 MPa to ≤25 MPa | 25 MPa, ENVIROCRETE 30% 25 MPa (Boral) (Australia) | Concrete_25MPa | Concrete_25MPa | 2022-02-21 | 2027-02-21 | Australia | S-P-02341 | Version 1 | EPD Australasia | https://epd-australasia.com/wp-content/uploads/2022/03/SP02341-Boral-EPD_2022_Vic_v1.0.pdf | m³ | 2400 |  |  |  | 279 | 0 | 0 | 0 | 0 | 279 | 0 | 0.11625 | 0 | 0 | 0 | 0 | 0.11625 | 0 | Version 2025.1
Concrete (in-situ) | Concrete, 25 MPa | >20 MPa to ≤25 MPa | 25 MPa, ENVIROCRETE 25 MPa (Boral) (Australia) | Concrete_25MPa | Concrete_25MPa | 2022-02-21 | 2027-02-21 | Australia | S-P-02341 | Version 1 | EPD Australasia | https://epd-australasia.com/wp-content/uploads/2022/03/SP02341-Boral-EPD_2022_Vic_v1.0.pdf | m³ | 2400 |  |  |  | 228 | 0 | 0 | 0 | 0 | 228 | 0 | 0.095 | 0 | 0 | 0 | 0 | 0.095 | 0 | Version 2025.1
Concrete (in-situ) | Concrete, 25 MPa | >20 MPa to ≤25 MPa | 25 MPa, NORMAL CLASS GP BLEND 25 MPa (Boral) (Australia) | Concrete_25MPa | Concrete_25MPa | 2022-02-21 | 2027-02-21 | Australia | S-P-02341 | Version 1 | EPD Australasia | https://epd-australasia.com/wp-content/uploads/2022/03/SP02341-Boral-EPD_2022_Vic_v1.0.pdf | m³ | 2400 |  |  |  | 297 | 0 | 0 | 0 | 0 | 297 | 0 | 0.12375 | 0 | 0 | 0 | 0 | 0.12375 | 0 | Version 2025.1
Concrete (in-situ) | Concrete, 25 MPa | >20 MPa to ≤25 MPa | 25 MPa, NORMAL CLASS GP/FA BLEND 25 MPa (Boral) (Australia) | Concrete_25MPa | Concrete_25MPa | 2022-02-21 | 2027-02-21 | Australia | S-P-02341 | Version 1 | EPD Australasia | https://epd-australasia.com/wp-content/uploads/2022/03/SP02341-Boral-EPD_2022_Vic_v1.0.pdf | m³ | 2400 |  |  |  | 272 | 0 | 0 | 0 | 0 | 272 | 0 | 0.11333 | 0 | 0 | 0 | 0 | 0.11333 | 0 | Version 2025.1
Concrete (in-situ) | Concrete, 25 MPa | >20 MPa to ≤25 MPa | 25 MPa, NORMAL CLASS GP/GGBFS BLEND 25 MPa (Boral) (Australia) | Concrete_25MPa | Concrete_25MPa | 2022-02-21 | 2027-02-21 | Australia | S-P-02341 | Version 1 | EPD Australasia | https://epd-australasia.com/wp-content/uploads/2022/03/SP02341-Boral-EPD_2022_Vic_v1.0.pdf | m³ | 2400 |  |  |  | 265 | 0 | 0 | 0 | 0 | 265 | 0 | 0.11042 | 0 | 0 | 0 | 0 | 0.11042 | 0 | Version 2025.1
Concrete (in-situ) | Concrete, 25 MPa | >20 MPa to ≤25 MPa | 25 MPa, HIGH SLUMP 25 MPa (Boral) (Australia) | Concrete_25MPa | Concrete_25MPa | 2022-02-21 | 2027-02-21 | Australia | S-P-02341 | Version 1 | EPD Australasia | https://epd-australasia.com/wp-content/uploads/2022/03/SP02341-Boral-EPD_2022_Vic_v1.0.pdf | m³ | 2400 |  |  |  | 284 | 0 | 0 | 0 | 0 | 284 | 0 | 0.11833 | 0 | 0 | 0 | 0 | 0.11833 | 0 | Version 2025.1
Concrete (in-situ) | Concrete, 25 MPa | >20 MPa to ≤25 MPa | 25 MPa, ENVISIA 25 MPa (Boral) (Australia) | Concrete_25MPa | Concrete_25MPa | 2022-02-21 | 2027-02-21 | Australia | S-P-02341 | Version 1 | EPD Australasia | https://epd-australasia.com/wp-content/uploads/2022/03/SP02341-Boral-EPD_2022_Vic_v1.0.pdf | m³ | 2400 |  |  |  | 183 | 0 | 0 | 0 | 0 | 183 | 0 | 0.07625 | 0 | 0 | 0 | 0 | 0.07625 | 0 | Version 2025.1
Concrete (in-situ) | Concrete, 25 MPa | >20 MPa to ≤25 MPa | 25 MPa, ENVIROCRETE PLUS 25 MPa (Boral) (Australia) | Concrete_25MPa | Concrete_25MPa | 2022-02-21 | 2027-02-21 | Australia | S-P-02341 | Version 1 | EPD Australasia | https://epd-australasia.com/wp-content/uploads/2022/03/SP02341-Boral-EPD_2022_Vic_v1.0.pdf | m³ | 2400 |  |  |  | 215 | 0 | 0 | 0 | 0 | 215 | 0 | 0.089583 | 0 | 0 | 0 | 0 | 0.089583 | 0 | Version 2025.1
Concrete (in-situ) | Concrete, 25 MPa | >20 MPa to ≤25 MPa | 25 MPa, ENVIROCRETE 40% 25 MPa (Boral) (Australia) | Concrete_25MPa | Concrete_25MPa | 2022-02-21 | 2027-02-21 | Australia | S-P-02341 | Version 1 | EPD Australasia | https://epd-australasia.com/wp-content/uploads/2022/03/SP02341-Boral-EPD_2022_Vic_v1.0.pdf | m³ | 2400 |  |  |  | 252 | 0 | 0 | 0 | 0 | 252 | 0 | 0.105 | 0 | 0 | 0 | 0 | 0.105 | 0 | Version 2025.1
Concrete (in-situ) | Concrete, 25 MPa | >20 MPa to ≤25 MPa | 25 MPa, ENVIROCRETE 30% 25 MPa (Boral) (Australia) | Concrete_25MPa | Concrete_25MPa | 2022-02-21 | 2027-02-21 | Australia | S-P-02341 | Version 1 | EPD Australasia | https://epd-australasia.com/wp-content/uploads/2022/03/SP02341-Boral-EPD_2022_Vic_v1.0.pdf | m³ | 2400 |  |  |  | 279 | 0 | 0 | 0 | 0 | 279 | 0 | 0.11625 | 0 | 0 | 0 | 0 | 0.11625 | 0 | Version 2025.1
Concrete (in-situ) | Concrete, 25 MPa | >20 MPa to ≤25 MPa | 25 MPa, ENVIROCRETE 25 MPa (Boral) (Australia) | Concrete_25MPa | Concrete_25MPa | 2022-02-21 | 2027-02-21 | Australia | S-P-02341 | Version 1 | EPD Australasia | https://epd-australasia.com/wp-content/uploads/2022/03/SP02341-Boral-EPD_2022_Vic_v1.0.pdf | m³ | 2400 |  |  |  | 228 | 0 | 0 | 0 | 0 | 228 | 0 | 0.095 | 0 | 0 | 0 | 0 | 0.095 | 0 | Version 2025.1
Concrete (in-situ) | Concrete, 25 MPa | >20 MPa to ≤25 MPa | 25 MPa, NORMAL CLASS GP BLEND 25 MPa (Boral) (Australia) | Concrete_25MPa | Concrete_25MPa | 2022-02-21 | 2027-02-21 | Australia | S-P-02341 | Version 1 | EPD Australasia | https://epd-australasia.com/wp-content/uploads/2022/03/SP02341-Boral-EPD_2022_Vic_v1.0.pdf | m³ | 2400 |  |  |  | 297 | 0 | 0 | 0 | 0 | 297 | 0 | 0.12375 | 0 | 0 | 0 | 0 | 0.12375 | 0 | Version 2025.1
Concrete (in-situ) | Concrete, 25 MPa | >20 MPa to ≤25 MPa | 25 MPa, NORMAL CLASS GP/FA BLEND 25 MPa (Boral) (Australia) | Concrete_25MPa | Concrete_25MPa | 2022-02-21 | 2027-02-21 | Australia | S-P-02341 | Version 1 | EPD Australasia | https://epd-australasia.com/wp-content/uploads/2022/03/SP02341-Boral-EPD_2022_Vic_v1.0.pdf | m³ | 2400 |  |  |  | 272 | 0 | 0 | 0 | 0 | 272 | 0 | 0.11333 | 0 | 0 | 0 | 0 | 0.11333 | 0 | Version 2025.1
Concrete (in-situ) | Concrete, 25 MPa | >20 MPa to ≤25 MPa | 25 MPa, NORMAL CLASS GP/GGBFS BLEND 25 MPa (Boral) (Australia) | Concrete_25MPa | Concrete_25MPa | 2022-02-21 | 2027-02-21 | Australia | S-P-02341 | Version 1 | EPD Australasia | https://epd-australasia.com/wp-content/uploads/2022/03/SP02341-Boral-EPD_2022_Vic_v1.0.pdf | m³ | 2400 |  |  |  | 265 | 0 | 0 | 0 | 0 | 265 | 0 | 0.11042 | 0 | 0 | 0 | 0 | 0.11042 | 0 | Version 2025.1
Concrete (in-situ) | Concrete, 25 MPa | >20 MPa to ≤25 MPa | 25 MPa, HIGH SLUMP 25 MPa (Boral) (Australia) | Concrete_25MPa | Concrete_25MPa | 2022-02-21 | 2027-02-21 | Australia | S-P-02341 | Version 1 | EPD Australasia | https://epd-australasia.com/wp-content/uploads/2022/03/SP02341-Boral-EPD_2022_Vic_v1.0.pdf | m³ | 2400 |  |  |  | 284 | 0 | 0 | 0 | 0 | 284 | 0 | 0.11833 | 0 | 0 | 0 | 0 | 0.11833 | 0 | Version 2025.1
Concrete (in-situ) | Concrete, 25 MPa | >20 MPa to ≤25 MPa | 25 MPa, ENVISIA 25 MPa (Boral) (Australia) | Concrete_25MPa | Concrete_25MPa | 2022-02-21 | 2027-02-21 | Australia | S-P-02341 | Version 1 | EPD Australasia | https://epd-australasia.com/wp-content/uploads/2022/03/SP02341-Boral-EPD_2022_Vic_v1.0.pdf | m³ | 2400 |  |  |  | 183 | 0 | 0 | 0 | 0 | 183 | 0 | 0.07625 | 0 | 0 | 0 | 0 | 0.07625 | 0 | Version 2025.1
Concrete (in-situ) | Concrete, 25 MPa | >20 MPa to ≤25 MPa | 25 MPa, ENVIROCRETE PLUS 25 MPa (Boral) (Australia) | Concrete_25MPa | Concrete_25MPa | 2022-02-21 | 2027-02-21 | Australia | S-P-02341 | Version 1 | EPD Australasia | https://epd-australasia.com/wp-content/uploads/2022/03/SP02341-Boral-EPD_2022_Vic_v1.0.pdf | m³ | 2400 |  |  |  | 215 | 0 | 0 | 0 | 0 | 215 | 0 | 0.089583 | 0 | 0 | 0 | 0 | 0.089583 | 0 | Version 2025.1
Concrete (in-situ) | Concrete, 25 MPa | >20 MPa to ≤25 MPa | 25 MPa, ENVIROCRETE 40% 25 MPa (Boral) (Australia) | Concrete_25MPa | Concrete_25MPa | 2022-02-21 | 2027-02-21 | Australia | S-P-02341 | Version 1 | EPD Australasia | https://epd-australasia.com/wp-content/uploads/2022/03/SP02341-Boral-EPD_2022_Vic_v1.0.pdf | m³ | 2400 |  |  |  | 252 | 0 | 0 | 0 | 0 | 252 | 0 | 0.105 | 0 | 0 | 0 | 0 | 0.105 | 0 | Version 2025.1
Concrete (in-situ) | Concrete, 25 MPa | >20 MPa to ≤25 MPa | 25 MPa, ENVIROCRETE 30% 25 MPa (Boral) (Australia) | Concrete_25MPa | Concrete_25MPa | 2022-02-21 | 2027-02-21 | Australia | S-P-02341 | Version 1 | EPD Australasia | https://epd-australasia.com/wp-content/uploads/2022/03/SP02341-Boral-EPD_2022_Vic_v1.0.pdf | m³ | 2400 |  |  |  | 279 | 0 | 0 | 0 | 0 | 279 | 0 | 0.11625 | 0 | 0 | 0 | 0 | 0.11625 | 0 | Version 2025.1
Concrete (in-situ) | Concrete, 25 MPa | >20 MPa to ≤25 MPa | 25 MPa, ENVIROCRETE 25 MPa (Boral) (Australia) | Concrete_25MPa | Concrete_25MPa | 2022-02-21 | 2027-02-21 | Australia | S-P-02341 | Version 1 | EPD Australasia | https://epd-australasia.com/wp-content/uploads/2022/03/SP02341-Boral-EPD_2022_Vic_v1.0.pdf | m³ | 2400 |  |  |  | 228 | 0 | 0 | 0 | 0 | 228 | 0 | 0.095 | 0 | 0 | 0 | 0 | 0.095 | 0 | Version 2025.1
Concrete (in-situ) | Concrete, 25 MPa | >20 MPa to ≤25 MPa | 25 MPa, NORMAL CLASS GP BLEND 25 MPa (Boral) (Australia) | Concrete_25MPa | Concrete_25MPa | 2022-02-21 | 2027-02-21 | Australia | S-P-02341 | Version 1 | EPD Australasia | https://epd-australasia.com/wp-content/uploads/2022/03/SP02341-Boral-EPD_2022_Vic_v1.0.pdf | m³ | 2400 |  |  |  | 297 | 0 | 0 | 0 | 0 | 297 | 0 | 0.12375 | 0 | 0 | 0 | 0 | 0.12375 | 0 | Version 2025.1
Concrete (in-situ) | Concrete, 25 MPa | >20 MPa to ≤25 MPa | 25 MPa, NORMAL CLASS GP/FA BLEND 25 MPa (Boral) (Australia) | Concrete_25MPa | Concrete_25MPa | 2022-02-21 | 2027-02-21 | Australia | S-P-02341 | Version 1 | EPD Australasia | https://epd-australasia.com/wp-content/uploads/2022/03/SP02341-Boral-EPD_2022_Vic_v1.0.pdf | m³ | 2400 |  |  |  | 272 | 0 | 0 | 0 | 0 | 272 | 0 | 0.11333 | 0 | 0 | 0 | 0 | 0.11333 | 0 | Version 2025.1
Concrete (in-situ) | Concrete, 25 MPa | >20 MPa to ≤25 MPa | 25 MPa, NORMAL CLASS GP/GGBFS BLEND 25 MPa (Boral) (Australia) | Concrete_25MPa | Concrete_25MPa | 2022-02-21 | 2027-02-21 | Australia | S-P-02341 | Version 1 | EPD Australasia | https://epd-australasia.com/wp-content/uploads/2022/03/SP02341-Boral-EPD_2022_Vic_v1.0.pdf | m³ | 2400 |  |  |  | 265 | 0 | 0 | 0 | 0 | 265 | 0 | 0.11042 | 0 | 0 | 0 | 0 | 0.11042 | 0 | Version 2025.1
Concrete (in-situ) | Concrete, 25 MPa | >20 MPa to ≤25 MPa | 25 MPa, HIGH SLUMP 25 MPa (Boral) (Australia) | Concrete_25MPa | Concrete_25MPa | 2022-02-21 | 2027-02-21 | Australia | S-P-02341 | Version 1 | EPD Australasia | https://epd-australasia.com/wp-content/uploads/2022/03/SP02341-Boral-EPD_2022_Vic_v1.0.pdf | m³ | 2400 |  |  |  | 284 | 0 | 0 | 0 | 0 | 284 | 0 | 0.11833 | 0 | 0 | 0 | 0 | 0.11833 | 0 | Version 2025.1
Concrete (in-situ) | Concrete, 25 MPa | >20 MPa to ≤25 MPa | 25 MPa, ENVISIA 25 MPa (Boral) (Australia) | Concrete_25MPa | Concrete_25MPa | 2022-02-21 | 2027-02-21 | Australia | S-P-02341 | Version 1 | EPD Australasia | https://epd-australasia.com/wp-content/uploads/2022/03/SP02341-Boral-EPD_2022_Vic_v1.0.pdf | m³ | 2400 |  |  |  | 183 | 0 | 0 | 0 | 0 | 183 | 0 | 0.07625 | 0 | 0 | 0 | 0 | 0.07625 | 0 | Version 2025.1
Concrete (in-situ) | Concrete, 25 MPa | >20 MPa to ≤25 MPa | 25 MPa, ENVIROCRETE PLUS 25 MPa (Boral) (Australia) | Concrete_25MPa | Concrete_25MPa | 2022-02-21 | 2027-02-21 | Australia | S-P-02341 | Version 1 | EPD Australasia | https://epd-australasia.com/wp-content/uploads/2022/03/SP02341-Boral-EPD_2022_Vic_v1.0.pdf | m³ | 2400 |  |  |  | 215 | 0 | 0 | 0 | 0 | 215 | 0 | 0.089583 | 0 | 0 | 0 | 0 | 0.089583 | 0 | Version 2025.1
Concrete (in-situ) | Concrete, 25 MPa | >20 MPa to ≤25 MPa | 25 MPa, ENVIROCRETE 40% 25 MPa (Boral) (Australia) | Concrete_25MPa | Concrete_25MPa | 2022-02-21 | 2027-02-21 | Australia | S-P-02341 | Version 1 | EPD Australasia | https://epd-australasia.com/wp-content/uploads/2022/03/SP02341-Boral-EPD_2022_Vic_v1.0.pdf | m³ | 2400 |  |  |  | 252 | 0 | 0 | 0 | 0 | 252 | 0 | 0.105 | 0 | 0 | 0 | 0 | 0.105 | 0 | Version 2025.1
Concrete (in-situ) | Concrete, 25 MPa | >20 MPa to ≤25 MPa | 25 MPa, ENVIROCRETE 30% 25 MPa (Boral) (Australia) | Concrete_25MPa | Concrete_25MPa | 2022-02-21 | 2027-02-21 | Australia | S-P-02341 | Version 1 | EPD Australasia | https://epd-australasia.com/wp-content/uploads/2022/03/SP02341-Boral-EPD_2022_Vic_v1.0.pdf | m³ | 2400 |  |  |  | 279 | 0 | 0 | 0 | 0 | 279 | 0 | 0.11625 | 0 | 0 | 0 | 0 | 0.11625 | 0 | Version 2025.1
Concrete (in-situ) | Concrete, 25 MPa | >20 MPa to ≤25 MPa | 25 MPa, ENVIROCRETE 25 MPa (Boral) (Australia) | Concrete_25MPa | Concrete_25MPa | 2022-02-21 | 2027-02-21 | Australia | S-P-02341 | Version 1 | EPD Australasia | https://epd-australasia.com/wp-content/uploads/2022/03/SP02341-Boral-EPD_2022_Vic_v1.0.pdf | m³ | 2400 |  |  |  | 228 | 0 | 0 | 0 | 0 | 228 | 0 | 0.095 | 0 | 0 | 0 | 0 | 0.095 | 0 | Version 2025.1
Concrete (in-situ) | Concrete, 25 MPa | >20 MPa to ≤25 MPa | 25 MPa, NORMAL CLASS GP BLEND 25 MPa (Boral) (Australia) | Concrete_25MPa | Concrete_25MPa | 2022-02-21 | 2027-02-21 | Australia | S-P-02341 | Version 1 | EPD Australasia | https://epd-australasia.com/wp-content/uploads/2022/03/SP02341-Boral-EPD_2022_Vic_v1.0.pdf | m³ | 2400 |  |  |  | 297 | 0 | 0 | 0 | 0 | 297 | 0 | 0.12375 | 0 | 0 | 0 | 0 | 0.12375 | 0 | Version 2025.1
Concrete (in-situ) | Concrete, 25 MPa | >20 MPa to ≤25 MPa | 25 MPa, NORMAL CLASS GP/FA BLEND 25 MPa (Boral) (Australia) | Concrete_25MPa | Concrete_25MPa | 2022-02-21 | 2027-02-21 | Australia | S-P-02341 | Version 1 | EPD Australasia | https://epd-australasia.com/wp-content/uploads/2022/03/SP02341-Boral-EPD_2022_Vic_v1.0.pdf | m³ | 2400 |  |  |  | 272 | 0 | 0 | 0 | 0 | 272 | 0 | 0.11333 | 0 | 0 | 0 | 0 | 0.11333 | 0 | Version 2025.1
Concrete (in-situ) | Concrete, 25 MPa | >20 MPa to ≤25 MPa | 25 MPa, NORMAL CLASS GP/GGBFS BLEND 25 MPa (Boral) (Australia) | Concrete_25MPa | Concrete_25MPa | 2022-02-21 | 2027-02-21 | Australia | S-P-02341 | Version 1 | EPD Australasia | https://epd-australasia.com/wp-content/uploads/2022/03/SP02341-Boral-EPD_2022_Vic_v1.0.pdf | m³ | 2400 |  |  |  | 265 | 0 | 0 | 0 | 0 | 265 | 0 | 0.11042 | 0 | 0 | 0 | 0 | 0.11042 | 0 | Version 2025.1
Concrete (in-situ) | Concrete, 25 MPa | >20 MPa to ≤25 MPa | 25 MPa, HIGH SLUMP 25 MPa (Boral) (Australia) | Concrete_25MPa | Concrete_25MPa | 2022-02-21 | 2027-02-21 | Australia | S-P-02341 | Version 1 | EPD Australasia | https://epd-australasia.com/wp-content/uploads/2022/03/SP02341-Boral-EPD_2022_Vic_v1.0.pdf | m³ | 2400 |  |  |  | 284 | 0 | 0 | 0 | 0 | 284 | 0 | 0.11833 | 0 | 0 | 0 | 0 | 0.11833 | 0 | Version 2025.1
Concrete (in-situ) | Concrete, 25 MPa | >20 MPa to ≤25 MPa | 25 MPa, NSW, Concrete: S25/10/30 Slip manufactured at Prestons (Advanced Readymix) (Australia) | Concrete_25MPa | Concrete_25MPa | 2024-01-01 | 2029-01-01 | Australia | EPD-IES-0016806:001 | Not applicable | EPD Australasia | https://epd-australasia.com/?s=0016806:001&post_type=epd | m³ | 2400 |  |  |  | 417.4192 | 417.0008 | 0.4169 | 0.0014865 | 0 | 417.4192 | 0 | 0.17392 | 0.17375 | 0.00017371 | 6.1938e-07 | 0 | 0.17392 | 0 | Version 2025.1
Concrete (in-situ) | Concrete, 25 MPa | >20 MPa to ≤25 MPa | 25 MPa, NSW, Concrete: S22 @ 3 40pt manufactured at Prestons (Advanced Readymix) (Australia) | Concrete_25MPa | Concrete_25MPa | 2024-01-01 | 2029-01-01 | Australia | EPD-IES-0013947:001 (S-P-13947) | Not applicable | EPD Australasia | https://epd-australasia.com/?s=0013947:001&post_type=epd | m³ | 2400 |  |  |  | 326.4622 | 326.1197 | 0.34107 | 0.0014343 | 0 | 326.4622 | 0 | 0.13603 | 0.13588 | 0.00014211 | 5.9762e-07 | 0 | 0.13603 | 0 | Version 2025.1
Concrete (in-situ) | Concrete, 25 MPa | >20 MPa to ≤25 MPa | 25 MPa, NSW, Concrete: S22 @ 3 40pt manufactured at Smithfield (Advanced Readymix) (Australia) | Concrete_25MPa | Concrete_25MPa | 2024-01-01 | 2029-01-01 | Australia | EPD-IES-0014023:001 (S-P-14023) | Not applicable | EPD Australasia | https://epd-australasia.com/?s=0014023:001&post_type=epd | m³ | 2400 |  |  |  | 319.2483 | 318.908 | 0.33886 | 0.0014356 | 0 | 319.2483 | 0 | 0.13302 | 0.13288 | 0.00014119 | 5.9816e-07 | 0 | 0.13302 | 0 | Version 2025.1
Concrete (in-situ) | Concrete, 25 MPa | >20 MPa to ≤25 MPa | 25 MPa, NSW, Concrete: S25 1060 manufactured at Prestons (Advanced Readymix) (Australia) | Concrete_25MPa | Concrete_25MPa | 2024-01-01 | 2029-01-01 | Australia | EPD-IES-0013948:001 (S-P-13948) | Not applicable | EPD Australasia | https://epd-australasia.com/?s=0013948:001&post_type=epd | m³ | 2400 |  |  |  | 222.9755 | 222.7593 | 0.21534 | 0.0008743 | 0 | 222.9755 | 0 | 0.092906 | 0.092816 | 8.9726e-05 | 3.6429e-07 | 0 | 0.092906 | 0 | Version 2025.1
Concrete (in-situ) | Concrete, 25 MPa | >20 MPa to ≤25 MPa | 25 MPa, NSW, Concrete: S25/20/3D manufactured at Prestons (Advanced Readymix) (Australia) | Concrete_25MPa | Concrete_25MPa | 2024-01-01 | 2029-01-01 | Australia | EPD-IES-0013949:001 (S-P-13949) | Not applicable | EPD Australasia | https://epd-australasia.com/?s=0013949:001&post_type=epd | m³ | 2400 |  |  |  | 222.9755 | 222.7593 | 0.21534 | 0.0008743 | 0 | 222.9755 | 0 | 0.092906 | 0.092816 | 8.9726e-05 | 3.6429e-07 | 0 | 0.092906 | 0 | Version 2025.1
Concrete (in-situ) | Concrete, 25 MPa | >20 MPa to ≤25 MPa | 25 MPa, NSW, Concrete: S25 1060 manufactured at Smithfield (Advanced Readymix) (Australia) | Concrete_25MPa | Concrete_25MPa | 2024-01-01 | 2029-01-01 | Australia | EPD-IES-0014024:001 (S-P-14024) | Not applicable | EPD Australasia | https://epd-australasia.com/?s=0014024:001&post_type=epd | m³ | 2400 |  |  |  | 216.7746 | 216.5615 | 0.21218 | 0.00087373 | 0 | 216.7746 | 0 | 0.090323 | 0.090234 | 8.8409e-05 | 3.6405e-07 | 0 | 0.090323 | 0 | Version 2025.1
Concrete (in-situ) | Concrete, 25 MPa | >20 MPa to ≤25 MPa | 25 MPa, NSW, Concrete: S25/20/3D manufactured at Smithfield (Advanced Readymix) (Australia) | Concrete_25MPa | Concrete_25MPa | 2024-01-01 | 2029-01-01 | Australia | EPD-IES-0014025:001 (S-P-14025) | Not applicable | EPD Australasia | https://epd-australasia.com/?s=0014025:001&post_type=epd | m³ | 2400 |  |  |  | 216.7746 | 216.5615 | 0.21218 | 0.00087373 | 0 | 216.7746 | 0 | 0.090323 | 0.090234 | 8.8409e-05 | 3.6405e-07 | 0 | 0.090323 | 0 | Version 2025.1
Concrete (in-situ) | Concrete, 25 MPa | >20 MPa to ≤25 MPa | 25 MPa, NSW, Concrete: NS25/20/100 manufactured at Prestons (Advanced Readymix) (Australia) | Concrete_25MPa | Concrete_25MPa | 2024-01-01 | 2029-01-01 | Australia | EPD-IES-0013939:001 (S-P-13939) | Not applicable | EPD Australasia | https://epd-australasia.com/?s=0013939:001&post_type=epd | m³ | 2400 |  |  |  | 165.675 | 165.4779 | 0.19603 | 0.0010239 | 0 | 165.675 | 0 | 0.069031 | 0.068949 | 8.1678e-05 | 4.2663e-07 | 0 | 0.069031 | 0 | Version 2025.1
Concrete (in-situ) | Concrete, 25 MPa | >20 MPa to ≤25 MPa | 25 MPa, NSW, Concrete: NS25/20/100 manufactured at Smithfield (Advanced Readymix) (Australia) | Concrete_25MPa | Concrete_25MPa | 2024-01-01 | 2029-01-01 | Australia | EPD-IES-0014015:001 (S-P-14015) | Not applicable | EPD Australasia | https://epd-australasia.com/?s=0014015:001&post_type=epd | m³ | 2400 |  |  |  | 159.3884 | 159.1948 | 0.19264 | 0.0010246 | 0 | 159.3884 | 0 | 0.066412 | 0.066331 | 8.0267e-05 | 4.269e-07 | 0 | 0.066412 | 0 | Version 2025.1
Concrete (in-situ) | Concrete, 25 MPa | >20 MPa to ≤25 MPa | 25 MPa, NSW, Concrete: NS25/20/80 manufactured at Prestons (Advanced Readymix) (Australia) | Concrete_25MPa | Concrete_25MPa | 2024-01-01 | 2029-01-01 | Australia | EPD-IES-0013940:001 (S-P-13940) | Not applicable | EPD Australasia | https://epd-australasia.com/?s=0013940:001&post_type=epd | m³ | 2400 |  |  |  | 165.1631 | 164.9782 | 0.18404 | 0.00086984 | 0 | 165.1631 | 0 | 0.068818 | 0.068741 | 7.6684e-05 | 3.6243e-07 | 0 | 0.068818 | 0 | Version 2025.1
Concrete (in-situ) | Concrete, 25 MPa | >20 MPa to ≤25 MPa | 25 MPa, NSW, Concrete: N25/20/80 manufactured at Prestons (Advanced Readymix) (Australia) | Concrete_25MPa | Concrete_25MPa | 2024-01-01 | 2029-01-01 | Australia | EPD-IES-0013936:001 (S-P-13936) | Not applicable | EPD Australasia | https://epd-australasia.com/?s=0013936:001&post_type=epd | m³ | 2400 |  |  |  | 166.3561 | 166.1734 | 0.18189 | 0.00087076 | 0 | 166.3561 | 0 | 0.069315 | 0.069239 | 7.5786e-05 | 3.6282e-07 | 0 | 0.069315 | 0 | Version 2025.1
Concrete (in-situ) | Concrete, 25 MPa | >20 MPa to ≤25 MPa | 25 MPa, NSW, Concrete: S25/10/30 Slip manufactured at Smithfield (Advanced Readymix) (Australia) | Concrete_25MPa | Concrete_25MPa | 2024-01-01 | 2029-01-01 | Australia | EPD-IES-0016816:001 | Not applicable | EPD Australasia | https://epd-australasia.com/?s=0016816:001&post_type=epd | m³ | 2400 |  |  |  | 248.034 | 247.8521 | 0.17321 | 0.0086626 | 0 | 248.034 | 0 | 0.10335 | 0.10327 | 7.217e-05 | 3.6094e-06 | 0 | 0.10335 | 0 | Version 2025.1
Concrete (in-situ) | Concrete, 25 MPa | >20 MPa to ≤25 MPa | 25 MPa, NSW, Concrete: NS25/20/80 manufactured at Smithfield (Advanced Readymix) (Australia) | Concrete_25MPa | Concrete_25MPa | 2024-01-01 | 2029-01-01 | Australia | EPD-IES-0014016:001 (S-P-14016) | Not applicable | EPD Australasia | https://epd-australasia.com/?s=0014016:001&post_type=epd | m³ | 2400 |  |  |  | 158.8755 | 158.694 | 0.18061 | 0.00086992 | 0 | 158.8755 | 0 | 0.066198 | 0.066123 | 7.5254e-05 | 3.6247e-07 | 0 | 0.066198 | 0 | Version 2025.1
Concrete (in-situ) | Concrete, 25 MPa | >20 MPa to ≤25 MPa | 25 MPa, NSW, Concrete: N25/20/80 manufactured at Smithfield (Advanced Readymix) (Australia) | Concrete_25MPa | Concrete_25MPa | 2024-01-01 | 2029-01-01 | Australia | EPD-IES-0014012:001 (S-P-14012) | Not applicable | EPD Australasia | https://epd-australasia.com/?s=0014012:001&post_type=epd | m³ | 2400 |  |  |  | 156.9338 | 156.7561 | 0.17687 | 0.00083182 | 0 | 156.9338 | 0 | 0.065389 | 0.065315 | 7.3696e-05 | 3.4659e-07 | 0 | 0.065389 | 0 | Version 2025.1
Concrete (in-situ) | Concrete, 25 MPa | >20 MPa to ≤25 MPa | 25 MPa, TAS, S25/10BF concrete manufactured in our Southern Region (Hazell Bros Concrete Pty Ltd) (Australia) | Concrete_25MPa | Concrete_25MPa | 2024-01-01 | 2029-01-01 | Australia | EPD-IES-0014090:001 (S-P-14090) | Not applicable | EPD Australasia | https://epd-australasia.com/?s=0014090:001&post_type=epd | m³ | 2400 |  |  |  | 263.3865 | 263.226 | 0.078804 | 0.081696 | 0 | 263.3865 | 0 | 0.10974 | 0.10968 | 3.2835e-05 | 3.404e-05 | 0 | 0.10974 | 0 | Version 2025.1
Concrete (in-situ) | Concrete, 25 MPa | >20 MPa to ≤25 MPa | 25 MPa, NSW, Concrete: S25/20/CLR manufactured at Prestons (Advanced Readymix) (Australia) | Concrete_25MPa | Concrete_25MPa | 2024-01-01 | 2029-01-01 | Australia | EPD-IES-0013950:001 (S-P-13950) | Not applicable | EPD Australasia | https://epd-australasia.com/?s=0013950:001&post_type=epd | m³ | 2400 |  |  |  | 173.6606 | 173.5142 | 0.14607 | 0.00030987 | 0 | 173.6606 | 0 | 0.072359 | 0.072298 | 6.0861e-05 | 1.2911e-07 | 0 | 0.072359 | 0 | Version 2025.1
Concrete (in-situ) | Concrete, 25 MPa | >20 MPa to ≤25 MPa | 25 MPa, NSW, Concrete: S25/20/CLR manufactured at Smithfield (Advanced Readymix) (Australia) | Concrete_25MPa | Concrete_25MPa | 2024-01-01 | 2029-01-01 | Australia | EPD-IES-0014026:001 (S-P-14026) | Not applicable | EPD Australasia | https://epd-australasia.com/?s=0014026:001&post_type=epd | m³ | 2400 |  |  |  | 164.6858 | 164.543 | 0.1425 | 0.00030737 | 0 | 164.6858 | 0 | 0.068619 | 0.06856 | 5.9375e-05 | 1.2807e-07 | 0 | 0.068619 | 0 | Version 2025.1
Concrete (in-situ) | Concrete, 25 MPa | >20 MPa to ≤25 MPa | 25 MPa, TAS, S25/10BF concrete manufactured in our Northern Region (Hazell Bros Concrete Pty Ltd) (Australia) | Concrete_25MPa | Concrete_25MPa | 2024-01-01 | 2029-01-01 | Australia | EPD-IES-0014058:001 (S-P-14058) | Not applicable | EPD Australasia | https://epd-australasia.com/?s=0014058:001&post_type=epd | m³ | 2400 |  |  |  | 263.9802 | 263.8549 | 0.12527 | 1.5689e-05 | 0 | 263.9802 | 0 | 0.10999 | 0.10994 | 5.2195e-05 | 6.5373e-09 | 0 | 0.10999 | 0 | Version 2025.1
Concrete (in-situ) | Concrete, 25 MPa | >20 MPa to ≤25 MPa | 25 MPa, TAS, N25/20N concrete manufactured in our Southern Region (Hazell Bros Concrete Pty Ltd) (Australia) | Concrete_25MPa | Concrete_25MPa | 2024-01-01 | 2029-01-01 | Australia | EPD-IES-0014068:001 (S-P-14068) | Not applicable | EPD Australasia | https://epd-australasia.com/?s=0014068:001&post_type=epd | m³ | 2400 |  |  |  | 230.9232 | 230.7985 | 0.056591 | 0.068071 | 0 | 230.9232 | 0 | 0.096218 | 0.096166 | 2.3579e-05 | 2.8363e-05 | 0 | 0.096218 | 0 | Version 2025.1
Concrete (in-situ) | Concrete, 25 MPa | >20 MPa to ≤25 MPa | 25 MPa, NSW, Pre-mix concrete GS2520-1 (Western Suburbs Concrete) (Australia) | Concrete_25MPa | Concrete_25MPa | 2024-01-01 | 2029-01-01 | Australia | EPD-IES-0013797:001 (S-P-13797) | Not applicable | EPD Australasia | https://epd-australasia.com/?s=0013797:001&post_type=epd | m³ | 2400 |  |  |  | 215.95 | 215.8294 | 0.098559 | 0.022018 | 0 | 215.95 | 0 | 0.089979 | 0.089929 | 4.1066e-05 | 9.174e-06 | 0 | 0.089979 | 0 | Version 2025.1
Concrete (in-situ) | Concrete, 25 MPa | >20 MPa to ≤25 MPa | 25 MPa, NSW, Pre-mix concrete N2520 (Western Suburbs Concrete) (Australia) | Concrete_25MPa | Concrete_25MPa | 2024-01-01 | 2029-01-01 | Australia | EPD-IES-0013817:001 (S-P-13817) | Not applicable | EPD Australasia | https://epd-australasia.com/?s=0013817:001&post_type=epd | m³ | 2400 |  |  |  | 210.8655 | 210.7461 | 0.097645 | 0.021744 | 0 | 210.8654 | 0 | 0.087861 | 0.087811 | 4.0685e-05 | 9.0598e-06 | 0 | 0.087861 | 0 | Version 2025.1
Concrete (in-situ) | Concrete, 25 MPa | >20 MPa to ≤25 MPa | 25 MPa, NSW, Pre-mix concrete GS2520-2 (Western Suburbs Concrete) (Australia) | Concrete_25MPa | Concrete_25MPa | 2024-01-01 | 2029-01-01 | Australia | EPD-IES-0013802:001 (S-P-13802) | Not applicable | EPD Australasia | https://epd-australasia.com/?s=0013802:001&post_type=epd | m³ | 2400 |  |  |  | 188.8455 | 188.7337 | 0.093318 | 0.018502 | 0 | 188.8455 | 0 | 0.078686 | 0.078639 | 3.8883e-05 | 7.7091e-06 | 0 | 0.078686 | 0 | Version 2025.1
Concrete (in-situ) | Concrete, 25 MPa | >20 MPa to ≤25 MPa | 25 MPa, NSW, Pre-mix concrete WGS2520-1 (Western Suburbs Concrete) (Australia) | Concrete_25MPa | Concrete_25MPa | 2024-01-01 | 2029-01-01 | Australia | EPD-IES-0013807:001 (S-P-13807) | Not applicable | EPD Australasia | https://epd-australasia.com/?s=0013807:001&post_type=epd | m³ | 2400 |  |  |  | 207.6314 | 207.5203 | 0.090477 | 0.020549 | 0 | 207.6314 | 0 | 0.086513 | 0.086467 | 3.7699e-05 | 8.5622e-06 | 0 | 0.086513 | 0 | Version 2025.1
Concrete (in-situ) | Concrete, 25 MPa | >20 MPa to ≤25 MPa | 25 MPa, NSW, Pre-mix concrete WN2520 (Western Suburbs Concrete) (Australia) | Concrete_25MPa | Concrete_25MPa | 2024-01-01 | 2029-01-01 | Australia | EPD-IES-0013822:001 (S-P-13822) | Not applicable | EPD Australasia | https://epd-australasia.com/?s=0013822:001&post_type=epd | m³ | 2400 |  |  |  | 208.509 | 208.3982 | 0.09004 | 0.020801 | 0 | 208.509 | 0 | 0.086879 | 0.086833 | 3.7517e-05 | 8.6669e-06 | 0 | 0.086879 | 0 | Version 2025.1
Concrete (in-situ) | Concrete, 25 MPa | >20 MPa to ≤25 MPa | 25 MPa, NSW, Pre-mix concrete WGS2520-2 (Western Suburbs Concrete) (Australia) | Concrete_25MPa | Concrete_25MPa | 2024-01-01 | 2029-01-01 | Australia | EPD-IES-0013812:001 (S-P-13812) | Not applicable | EPD Australasia | https://epd-australasia.com/?s=0013812:001&post_type=epd | m³ | 2400 |  |  |  | 196.4506 | 196.3399 | 0.091872 | 0.018908 | 0 | 196.4506 | 0 | 0.081854 | 0.081808 | 3.828e-05 | 7.8784e-06 | 0 | 0.081854 | 0 | Version 2025.1
Concrete (in-situ) | Concrete, 25 MPa | >20 MPa to ≤25 MPa | 25 MPa, TAS, N25/20N/SCM concrete manufactured in our Southern Region (Hazell Bros Concrete Pty Ltd) (Australia) | Concrete_25MPa | Concrete_25MPa | 2024-01-01 | 2029-01-01 | Australia | EPD-IES-0014074:001 (S-P-14074) | Not applicable | EPD Australasia | https://epd-australasia.com/?s=0014074:001&post_type=epd | m³ | 2400 |  |  |  | 179.0542 | 178.9513 | 0.057106 | 0.045786 | 0 | 179.0542 | 0 | 0.074606 | 0.074563 | 2.3794e-05 | 1.9077e-05 | 0 | 0.074606 | 0 | Version 2025.1
Concrete (in-situ) | Concrete, 25 MPa | >20 MPa to ≤25 MPa | 25 MPa, TAS, N25/20N concrete manufactured in our Northern Region (Hazell Bros Concrete Pty Ltd) (Australia) | Concrete_25MPa | Concrete_25MPa | 2024-01-01 | 2029-01-01 | Australia | EPD-IES-0014041:001 (S-P-14041) | Not applicable | EPD Australasia | https://epd-australasia.com/?s=0014041:001&post_type=epd | m³ | 2400 |  |  |  | 227.7672 | 227.6656 | 0.10158 | 1.5307e-05 | 0 | 227.7672 | 0 | 0.094903 | 0.094861 | 4.2326e-05 | 6.3778e-09 | 0 | 0.094903 | 0 | Version 2025.1
Concrete (in-situ) | Concrete, 25 MPa | >20 MPa to ≤25 MPa | 25 MPa, NSW, Concrete: NS25/20/100 manufactured at Seven Hills (Advanced Readymix) (Australia) | Concrete_25MPa | Concrete_25MPa | 2024-01-01 | 2029-01-01 | Australia | EPD-IES-0013977:001 (S-P-13977) | Not applicable | EPD Australasia | https://epd-australasia.com/?s=0013977:001&post_type=epd | m³ | 2400 |  |  |  | 180.2558 | 180.163 | 0.091489 | 0.0013459 | 0 | 180.2558 | 0 | 0.075107 | 0.075068 | 3.8121e-05 | 5.6079e-07 | 0 | 0.075107 | 0 | Version 2025.1
Concrete (in-situ) | Concrete, 25 MPa | >20 MPa to ≤25 MPa | 25 MPa, NSW, Concrete: S22 @ 3 40pt manufactured at Seven Hills (Advanced Readymix) (Australia) | Concrete_25MPa | Concrete_25MPa | 2024-01-01 | 2029-01-01 | Australia | EPD-IES-0013985:001 (S-P-13985) | Not applicable | EPD Australasia | https://epd-australasia.com/?s=0013985:001&post_type=epd | m³ | 2400 |  |  |  | 377.3595 | 377.2755 | 0.081727 | 0.0022794 | 0 | 377.3595 | 0 | 0.15723 | 0.1572 | 3.4053e-05 | 9.4974e-07 | 0 | 0.15723 | 0 | Version 2025.1
Concrete (in-situ) | Concrete, 25 MPa | >20 MPa to ≤25 MPa | 25 MPa, NSW, Concrete: NS25/20/80 manufactured at Seven Hills (Advanced Readymix) (Australia) | Concrete_25MPa | Concrete_25MPa | 2024-01-01 | 2029-01-01 | Australia | EPD-IES-0013978:001 (S-P-13978) | Not applicable | EPD Australasia | https://epd-australasia.com/?s=0013978:001&post_type=epd | m³ | 2400 |  |  |  | 179.7443 | 179.6636 | 0.079477 | 0.0011915 | 0 | 179.7443 | 0 | 0.074893 | 0.07486 | 3.3116e-05 | 4.9646e-07 | 0 | 0.074893 | 0 | Version 2025.1
Concrete (in-situ) | Concrete, 25 MPa | >20 MPa to ≤25 MPa | 25 MPa, NSW, Concrete: N25/20/80 manufactured at Seven Hills (Advanced Readymix) (Australia) | Concrete_25MPa | Concrete_25MPa | 2024-01-01 | 2029-01-01 | Australia | EPD-IES-0013974:001 (S-P-13974) | Not applicable | EPD Australasia | https://epd-australasia.com/?s=0013974:001&post_type=epd | m³ | 2400 |  |  |  | 177.4657 | 177.3874 | 0.077104 | 0.0011908 | 0 | 177.4657 | 0 | 0.073944 | 0.073911 | 3.2127e-05 | 4.9616e-07 | 0 | 0.073944 | 0 | Version 2025.1
Concrete (in-situ) | Concrete, 25 MPa | >20 MPa to ≤25 MPa | 25 MPa, NSW, Concrete: S25 1060 manufactured at Seven Hills (Advanced Readymix) (Australia) | Concrete_25MPa | Concrete_25MPa | 2024-01-01 | 2029-01-01 | Australia | EPD-IES-0013986:001 (S-P-13986) | Not applicable | EPD Australasia | https://epd-australasia.com/?s=0013986:001&post_type=epd | m³ | 2400 |  |  |  | 245.918 | 245.8397 | 0.076919 | 0.0013107 | 0 | 245.918 | 0 | 0.10247 | 0.10243 | 3.205e-05 | 5.4614e-07 | 0 | 0.10247 | 0 | Version 2025.1
Concrete (in-situ) | Concrete, 25 MPa | >20 MPa to ≤25 MPa | 25 MPa, NSW, Concrete: S25/20/3D manufactured at Seven Hills (Advanced Readymix) (Australia) | Concrete_25MPa | Concrete_25MPa | 2024-01-01 | 2029-01-01 | Australia | EPD-IES-0013987:001 (S-P-13987) | Not applicable | EPD Australasia | https://epd-australasia.com/?s=0013987:001&post_type=epd | m³ | 2400 |  |  |  | 245.918 | 245.8397 | 0.076919 | 0.0013107 | 0 | 245.918 | 0 | 0.10247 | 0.10243 | 3.205e-05 | 5.4614e-07 | 0 | 0.10247 | 0 | Version 2025.1
Concrete (in-situ) | Concrete, 25 MPa | >20 MPa to ≤25 MPa | 25 MPa, TAS, N25/20N/SCM concrete manufactured in our Northern Region (Hazell Bros Concrete Pty Ltd) (Australia) | Concrete_25MPa | Concrete_25MPa | 2024-01-01 | 2029-01-01 | Australia | EPD-IES-0014047:001 (S-P-14047) | Not applicable | EPD Australasia | https://epd-australasia.com/?s=0014047:001&post_type=epd | m³ | 2400 |  |  |  | 178.7098 | 178.6388 | 0.070987 | 1.7439e-05 | 0 | 178.7098 | 0 | 0.074462 | 0.074433 | 2.9578e-05 | 7.2662e-09 | 0 | 0.074462 | 0 | Version 2025.1
Concrete (in-situ) | Concrete, 25 MPa | >20 MPa to ≤25 MPa | 25 MPa, NSW, Readymix concrete: ECO2510100 (Daracrete Pty Ltd) (Australia) | Concrete_25MPa | Concrete_25MPa | 2024-01-01 | 2029-01-01 | Australia | EPD-IES-0016616:001 | Not applicable | EPD Australasia | https://epd-australasia.com/?s=0016616:001&post_type=epd | m³ | 2400 |  |  |  | 165.0612 | 165.0117 | 0.03101 | 0.018531 | 0 | 165.0612 | 0 | 0.068776 | 0.068755 | 1.2921e-05 | 7.7213e-06 | 0 | 0.068776 | 0 | Version 2025.1
Concrete (in-situ) | Concrete, 25 MPa | >20 MPa to ≤25 MPa | 25 MPa, NSW, Concrete: S25/20/CLR manufactured at Seven Hills (Advanced Readymix) (Australia) | Concrete_25MPa | Concrete_25MPa | 2024-01-01 | 2029-01-01 | Australia | EPD-IES-0013988:001 (S-P-13988) | Not applicable | EPD Australasia | https://epd-australasia.com/?s=0013988:001&post_type=epd | m³ | 2400 |  |  |  | 186.8877 | 186.854 | 0.032982 | 0.00065295 | 0 | 186.8877 | 0 | 0.07787 | 0.077856 | 1.3743e-05 | 2.7206e-07 | 0 | 0.07787 | 0 | Version 2025.1
Concrete (in-situ) | Concrete, 25 MPa | >20 MPa to ≤25 MPa | 25 MPa, NSW, Concrete: S25/10/30 Slip manufactured at Seven Hills (Advanced Readymix) (Australia) | Concrete_25MPa | Concrete_25MPa | 2024-01-01 | 2029-01-01 | Australia | EPD-IES-0016811:001 | Not applicable | EPD Australasia | https://epd-australasia.com/?s=0016811:001&post_type=epd | m³ | 2400 |  |  |  | 291.4377 | 291.4493 | -0.020968 | 0.0092897 | 0 | 291.4586 | 0 | 0.12143 | 0.12144 | -8.7367e-06 | 3.8707e-06 | 0 | 0.12144 | 0 | Version 2025.1
Concrete (in-situ) | Concrete, 32 MPa | >25 MPa to ≤32 MPa | Concrete, 32 MPa, in-situ, no reinforcement, (VE322EF2) (Ecopact) (Holcim) (VIC) | Concrete_32MPa | Concrete_32MPa | 2022-01-12 | 2027-09-26 | VIC | S-P-04657 | Version 1 | EPD Australasia | https://epd-australasia.com/wp-content/uploads/2022/01/SP04657-Holcim-ViroDecs%E2%84%A2-Special-VIC-ECOPact-Range-ver2_Sep22.pdf | m³ | 2400 |  |  |  | 255 | 255 | 0.44 | 0 | 0 | 255.44 | 0 | 0.10625 | 0.10625 | 0.00018333 | 0 | 0 | 0.10643 | 0 | Version 1.0
Concrete (in-situ) | Concrete, 32 MPa | >25 MPa to ≤32 MPa | Concrete, 32 MPa, in-situ, no reinforcement, (SE322E) (Ecopact) (Holcim) (SA) (Adelaide) | Concrete_32MPa | Concrete_32MPa | 2022-01-27 | 2027-01-27 | SA | S-P-04660 | Version 1 | EPD Australasia | https://epd-australasia.com/wp-content/uploads/2022/02/SP04660-Holcim-EPD-ViroDecs-Special-SA-Adelaide-ECOPact-Range-V2_Mar23.pdf | m³ | 2400 |  |  |  | 238 | 238 | 0.33 | 0 | 0 | 238.33 | 0 | 0.099167 | 0.099167 | 0.0001375 | 0 | 0 | 0.099304 | 0 | Version 1.0
Concrete (in-situ) | Concrete, 32 MPa | >25 MPa to ≤32 MPa | Concrete, 32 MPa, in-situ, no reinforcement, (SE322FE562) (Ecopact) (Holcim) (SA) (Adelaide) | Concrete_32MPa | Concrete_32MPa | 2022-01-27 | 2027-01-27 | SA | S-P-04660 | Version 1 | EPD Australasia | https://epd-australasia.com/wp-content/uploads/2022/02/SP04660-Holcim-EPD-ViroDecs-Special-SA-Adelaide-ECOPact-Range-V2_Mar23.pdf | m³ | 2400 |  |  |  | 246 | 246 | 0.34 | 0 | 0 | 246.34 | 0 | 0.1025 | 0.1025 | 0.00014167 | 0 | 0 | 0.10264 | 0 | Version 1.0
Concrete (in-situ) | Concrete, 32 MPa | >25 MPa to ≤32 MPa | Concrete, 32 MPa, in-situ, no reinforcement, (SE322E3) (Ecopact) (Holcim) (SA) (Adelaide) | Concrete_32MPa | Concrete_32MPa | 2022-01-27 | 2027-01-27 | SA | S-P-04660 | Version 1 | EPD Australasia | https://epd-australasia.com/wp-content/uploads/2022/02/SP04660-Holcim-EPD-ViroDecs-Special-SA-Adelaide-ECOPact-Range-V2_Mar23.pdf | m³ | 2400 |  |  |  | 239 | 239 | 0.33 | 0 | 0 | 239.33 | 0 | 0.099583 | 0.099583 | 0.0001375 | 0 | 0 | 0.099721 | 0 | Version 1.0
Concrete (in-situ) | Concrete, 32 MPa | >25 MPa to ≤32 MPa | Concrete, 32 MPa, in-situ, no reinforcement, (QE322RFB2)(Ecopact) (Holcim) (QLD) (Sunshine Coast) | Concrete_32MPa | Concrete_32MPa | 2022-09-12 | 2027-09-12 | Sunshine Coast, QLD | S-P-04663 | Version 1 | EPD Australasia | https://epd-australasia.com/wp-content/uploads/2022/09/SP04663-Holcim-ViroDecs%E2%84%A2-Special_QLD-Sunshine-Coast-ECOPact_Sep22.pdf | m³ | 2400 |  |  |  | 218 | 218 | 0.3 | 0 | 0 | 218.3 | 0 | 0.090833 | 0.090833 | 0.000125 | 0 | 0 | 0.090958 | 0 | Version 1.0
Concrete (in-situ) | Concrete, 32 MPa | >25 MPa to ≤32 MPa | Concrete, 32 MPa, in-situ, no reinforcement, (VE322P) (Ecopact) (Holcim) (VIC) | Concrete_32MPa | Concrete_32MPa | 2022-01-12 | 2027-09-26 | VIC | S-P-04657 | Version 1 | EPD Australasia | https://epd-australasia.com/wp-content/uploads/2022/01/SP04657-Holcim-ViroDecs%E2%84%A2-Special-VIC-ECOPact-Range-ver2_Sep22.pdf | m³ | 2400 |  |  |  | 192 | 192 | 0.26 | 0 | 0 | 192.26 | 0 | 0.08 | 0.08 | 0.00010833 | 0 | 0 | 0.080108 | 0 | Version 1.0
Concrete (in-situ) | Concrete, 32 MPa | >25 MPa to ≤32 MPa | Concrete, 32 MPa, in-situ, no reinforcement, (VE322E / BE322E) (Ecopact) (Holcim) (VIC) | Concrete_32MPa | Concrete_32MPa | 2022-01-12 | 2027-09-26 | VIC | S-P-04657 | Version 1 | EPD Australasia | https://epd-australasia.com/wp-content/uploads/2022/01/SP04657-Holcim-ViroDecs%E2%84%A2-Special-VIC-ECOPact-Range-ver2_Sep22.pdf | m³ | 2400 |  |  |  | 233 | 233 | 0.3 | 0 | 0 | 233.3 | 0 | 0.097083 | 0.097083 | 0.000125 | 0 | 0 | 0.097208 | 0 | Version 1.0
Concrete (in-situ) | Concrete, 32 MPa | >25 MPa to ≤32 MPa | Concrete, 32 MPa, in-situ, no reinforcement, (QE322ESF1) (Ecopact) (Holcim) (QLD) (Brisbane) | Concrete_32MPa | Concrete_32MPa | 2022-01-20 | 2027-01-20 | Brisbane, QLD | S-P-04658 | Version 1 | EPD Australasia | https://epd-australasia.com/wp-content/uploads/2022/01/SP04658_Holcim-ViroDecs-Special-Qld-Brisbane-ECOPact-EPD_-Mar23_v3.0.pdf | m³ | 2400 |  |  |  | 222 | 222 | 0.25 | 0 | 0 | 222.25 | 0 | 0.0925 | 0.0925 | 0.00010417 | 0 | 0 | 0.092604 | 0 | Version 1.0
Concrete (in-situ) | Concrete, 32 MPa | >25 MPa to ≤32 MPa | Concrete, 32 MPa, in-situ, no reinforcement, (VE322E56) (Ecopact) (Holcim) (VIC) | Concrete_32MPa | Concrete_32MPa | 2022-01-12 | 2027-09-26 | VIC | S-P-04657 | Version 1 | EPD Australasia | https://epd-australasia.com/wp-content/uploads/2022/01/SP04657-Holcim-ViroDecs%E2%84%A2-Special-VIC-ECOPact-Range-ver2_Sep22.pdf | m³ | 2400 |  |  |  | 250 | 250 | 0.28 | 0 | 0 | 250.28 | 0 | 0.10417 | 0.10417 | 0.00011667 | 0 | 0 | 0.10428 | 0 | Version 1.0
Concrete (in-situ) | Concrete, 32 MPa | >25 MPa to ≤32 MPa | Concrete, 32 MPa, in-situ, no reinforcement, (QE322ESF) (Ecopact) (Holcim) (QLD) (Brisbane) | Concrete_32MPa | Concrete_32MPa | 2022-01-20 | 2027-01-20 | Brisbane, QLD | S-P-04658 | Version 1 | EPD Australasia | https://epd-australasia.com/wp-content/uploads/2022/01/SP04658_Holcim-ViroDecs-Special-Qld-Brisbane-ECOPact-EPD_-Mar23_v3.0.pdf | m³ | 2400 |  |  |  | 217 | 217 | 0.24 | 0 | 0 | 217.24 | 0 | 0.090417 | 0.090417 | 0.0001 | 0 | 0 | 0.090517 | 0 | Version 1.0
Concrete (in-situ) | Concrete, 32 MPa | >25 MPa to ≤32 MPa | Concrete, 32 MPa, in-situ, no reinforcement, (QE321E)(Ecopact) (Holcim) (QLD) (Sunshine Coast) | Concrete_32MPa | Concrete_32MPa | 2022-09-12 | 2027-09-12 | Sunshine Coast, QLD | S-P-04663 | Version 1 | EPD Australasia | https://epd-australasia.com/wp-content/uploads/2022/09/SP04663-Holcim-ViroDecs%E2%84%A2-Special_QLD-Sunshine-Coast-ECOPact_Sep22.pdf | m³ | 2400 |  |  |  | 192 | 192 | 0.21 | 0 | 0 | 192.21 | 0 | 0.08 | 0.08 | 8.75e-05 | 0 | 0 | 0.080088 | 0 | Version 1.0
Concrete (in-situ) | Concrete, 32 MPa | >25 MPa to ≤32 MPa | Concrete, 32 MPa, in-situ, no reinforcement, (QE321EF1)(Ecopact) (Holcim) (QLD) (Sunshine Coast) | Concrete_32MPa | Concrete_32MPa | 2022-09-12 | 2027-09-12 | Sunshine Coast, QLD | S-P-04663 | Version 1 | EPD Australasia | https://epd-australasia.com/wp-content/uploads/2022/09/SP04663-Holcim-ViroDecs%E2%84%A2-Special_QLD-Sunshine-Coast-ECOPact_Sep22.pdf | m³ | 2400 |  |  |  | 203 | 203 | 0.22 | 0 | 0 | 203.22 | 0 | 0.084583 | 0.084583 | 9.1667e-05 | 0 | 0 | 0.084675 | 0 | Version 1.0
Concrete (in-situ) | Concrete, 32 MPa | >25 MPa to ≤32 MPa | Concrete, 32 MPa, in-situ, no reinforcement, (QE321EF2)(Ecopact) (Holcim) (QLD) (Sunshine Coast) | Concrete_32MPa | Concrete_32MPa | 2022-09-12 | 2027-09-12 | Sunshine Coast, QLD | S-P-04663 | Version 1 | EPD Australasia | https://epd-australasia.com/wp-content/uploads/2022/09/SP04663-Holcim-ViroDecs%E2%84%A2-Special_QLD-Sunshine-Coast-ECOPact_Sep22.pdf | m³ | 2400 |  |  |  | 203 | 203 | 0.22 | 0 | 0 | 203.22 | 0 | 0.084583 | 0.084583 | 9.1667e-05 | 0 | 0 | 0.084675 | 0 | Version 1.0
Concrete (in-situ) | Concrete, 32 MPa | >25 MPa to ≤32 MPa | Concrete, 32 MPa, in-situ, no reinforcement, (BE324XN) (Ecopact) (Holcim) (VIC) | Concrete_32MPa | Concrete_32MPa | 2022-01-12 | 2027-09-26 | VIC | S-P-04657 | Version 1 | EPD Australasia | https://epd-australasia.com/wp-content/uploads/2022/01/SP04657-Holcim-ViroDecs%E2%84%A2-Special-VIC-ECOPact-Range-ver2_Sep22.pdf | m³ | 2400 |  |  |  | 269 | 269 | 0.29 | 0 | 0 | 269.29 | 0 | 0.11208 | 0.11208 | 0.00012083 | 0 | 0 | 0.1122 | 0 | Version 1.0
Concrete (in-situ) | Concrete, 32 MPa | >25 MPa to ≤32 MPa | Concrete, 32 MPa, in-situ, no reinforcement, (QE322EF2)(Ecopact) (Holcim) (QLD) (Sunshine Coast) | Concrete_32MPa | Concrete_32MPa | 2022-09-12 | 2027-09-12 | Sunshine Coast, QLD | S-P-04663 | Version 1 | EPD Australasia | https://epd-australasia.com/wp-content/uploads/2022/09/SP04663-Holcim-ViroDecs%E2%84%A2-Special_QLD-Sunshine-Coast-ECOPact_Sep22.pdf | m³ | 2400 |  |  |  | 199 | 199 | 0.21 | 0 | 0 | 199.21 | 0 | 0.082917 | 0.082917 | 8.75e-05 | 0 | 0 | 0.083004 | 0 | Version 1.0
Concrete (in-situ) | Concrete, 32 MPa | >25 MPa to ≤32 MPa | Concrete, 32 MPa, in-situ, no reinforcement, (QE322TMR2)(Ecopact) (Holcim) (QLD) (Sunshine Coast) | Concrete_32MPa | Concrete_32MPa | 2022-09-12 | 2027-09-12 | Sunshine Coast, QLD | S-P-04663 | Version 1 | EPD Australasia | https://epd-australasia.com/wp-content/uploads/2022/09/SP04663-Holcim-ViroDecs%E2%84%A2-Special_QLD-Sunshine-Coast-ECOPact_Sep22.pdf | m³ | 2400 |  |  |  | 210 | 210 | 0.22 | 0 | 0 | 210.22 | 0 | 0.0875 | 0.0875 | 9.1667e-05 | 0 | 0 | 0.087592 | 0 | Version 1.0
Concrete (in-situ) | Concrete, 32 MPa | >25 MPa to ≤32 MPa | Concrete, 32 MPa, in-situ, no reinforcement, (QE322E)(Ecopact) (Holcim) (QLD) (Sunshine Coast) | Concrete_32MPa | Concrete_32MPa | 2022-09-12 | 2027-09-12 | Sunshine Coast, QLD | S-P-04663 | Version 1 | EPD Australasia | https://epd-australasia.com/wp-content/uploads/2022/09/SP04663-Holcim-ViroDecs%E2%84%A2-Special_QLD-Sunshine-Coast-ECOPact_Sep22.pdf | m³ | 2400 |  |  |  | 183 | 183 | 0.19 | 0 | 0 | 183.19 | 0 | 0.07625 | 0.07625 | 7.9167e-05 | 0 | 0 | 0.076329 | 0 | Version 1.0
Concrete (in-situ) | Concrete, 32 MPa | >25 MPa to ≤32 MPa | Concrete, 32 MPa, in-situ, no reinforcement, (Futurecrete® N class GP/GL:Slag 32 MPa) (Adbri) (QLD) | Concrete_32MPa | Concrete_32MPa | 2023-03-31 | 2028-03-31 | QLD | S-P-05518 | Version 1 | EPD Australasia | https://epd-australasia.com/wp-content/uploads/2023/04/SP05518-Adbri-EPD-Concrete_QLD_Mar23.pdf | m³ | 2400 |  |  |  | 225 | 225 | 0.226 | 0 | 0 | 225.226 | 0 | 0.09375 | 0.09375 | 9.4167e-05 | 0 | 0 | 0.093844 | 0 | Version 1.0
Concrete (in-situ) | Concrete, 32 MPa | >25 MPa to ≤32 MPa | Concrete, 32 MPa, in-situ, no reinforcement, (R3220B)(GB) (BCG) (WA), (Perth) | Concrete_32MPa | Concrete_32MPa | 2022-12-15 | 2027-12-15 | Perth, WA | S-P-05491 | Version 1 | EPD Australasia | https://epd-australasia.com/wp-content/uploads/2022/12/SP05491_BGC-EPD_Concrete_Dec22.pdf | m³ | 2400 |  |  |  | 282 | 279 | 3.28 | 0 | 0 | 282.28 | 0 | 0.1175 | 0.11625 | 0.0013667 | 0 | 0 | 0.11762 | 0 | Version 1.0
Concrete (in-situ) | Concrete, 32 MPa | >25 MPa to ≤32 MPa | Concrete, 32 MPa, in-situ, no reinforcement, (NE322E1A1)(Ecopact) (Holcim) (NSW), (Sydney) | Concrete_32MPa | Concrete_32MPa | 2021-04-08 | 2026-04-08 | Sydney, NSW | S-P-02331 | Version 1 | EPD Australasia | https://epd-australasia.com/wp-content/uploads/2021/04/SP02331-Holcim-EPD-ViroDecs-Special-NSW-Sydney-ECOPact-Range-V2_Mar23.pdf | m³ | 2400 |  |  |  | 240 | 240 | 0.22 | 0 | 0 | 240.22 | 0 | 0.1 | 0.1 | 9.1667e-05 | 0 | 0 | 0.10009 | 0 | Version 1.0 | Expired
Concrete (in-situ) | Concrete, 32 MPa | >25 MPa to ≤32 MPa | Concrete, 32 MPa, in-situ, no reinforcement, (QE322L)(Ecopact) (Holcim) (QLD) (Sunshine Coast) | Concrete_32MPa | Concrete_32MPa | 2022-09-12 | 2027-09-12 | Sunshine Coast, QLD | S-P-04663 | Version 1 | EPD Australasia | https://epd-australasia.com/wp-content/uploads/2022/09/SP04663-Holcim-ViroDecs%E2%84%A2-Special_QLD-Sunshine-Coast-ECOPact_Sep22.pdf | m³ | 2400 |  |  |  | 242 | 242 | 0.22 | 0 | 0 | 242.22 | 0 | 0.10083 | 0.10083 | 9.1667e-05 | 0 | 0 | 0.10093 | 0 | Version 1.0
Concrete (in-situ) | Concrete, 32 MPa | >25 MPa to ≤32 MPa | Concrete, 32 MPa, in-situ, no reinforcement, (QE321L100)(Ecopact) (Holcim) (QLD) (Sunshine Coast) | Concrete_32MPa | Concrete_32MPa | 2022-09-12 | 2027-09-12 | Sunshine Coast, QLD | S-P-04663 | Version 1 | EPD Australasia | https://epd-australasia.com/wp-content/uploads/2022/09/SP04663-Holcim-ViroDecs%E2%84%A2-Special_QLD-Sunshine-Coast-ECOPact_Sep22.pdf | m³ | 2400 |  |  |  | 256 | 256 | 0.23 | 0 | 0 | 256.23 | 0 | 0.10667 | 0.10667 | 9.5833e-05 | 0 | 0 | 0.10676 | 0 | Version 1.0
Concrete (in-situ) | Concrete, 32 MPa | >25 MPa to ≤32 MPa | Concrete, 32 MPa, in-situ, no reinforcement, (32MPa 10MM BLOCKMIX) (Adbri) (QLD) | Concrete_32MPa | Concrete_32MPa | 2023-03-31 | 2028-03-31 | QLD | S-P-05518 | Version 1 | EPD Australasia | https://epd-australasia.com/wp-content/uploads/2023/04/SP05518-Adbri-EPD-Concrete_QLD_Mar23.pdf | m³ | 2400 |  |  |  | 295 | 295 | 0.264 | 0 | 0 | 295.264 | 0 | 0.12292 | 0.12292 | 0.00011 | 0 | 0 | 0.12303 | 0 | Version 1.0
Concrete (in-situ) | Concrete, 32 MPa | >25 MPa to ≤32 MPa | Concrete, 32 MPa, in-situ, no reinforcement, (QE322L100)(Ecopact) (Holcim) (QLD) (Sunshine Coast) | Concrete_32MPa | Concrete_32MPa | 2022-09-12 | 2027-09-12 | Sunshine Coast, QLD | S-P-04663 | Version 1 | EPD Australasia | https://epd-australasia.com/wp-content/uploads/2022/09/SP04663-Holcim-ViroDecs%E2%84%A2-Special_QLD-Sunshine-Coast-ECOPact_Sep22.pdf | m³ | 2400 |  |  |  | 248 | 248 | 0.22 | 0 | 0 | 248.22 | 0 | 0.10333 | 0.10333 | 9.1667e-05 | 0 | 0 | 0.10343 | 0 | Version 1.0
Concrete (in-situ) | Concrete, 32 MPa | >25 MPa to ≤32 MPa | Concrete, 32 MPa, in-situ, no reinforcement, (Futurecrete® Ultra N Class GP/GL:Slag 32 MPa) (Adbri) (VIC) | Concrete_32MPa | Concrete_32MPa | 2023-03-31 | 2028-03-31 | VIC | S-P-05520 | Version 1 | EPD Australasia | https://epd-australasia.com/wp-content/uploads/2023/04/SP05520-Adbri-EPD-Concrete_VIC_Mar23.pdf | m³ | 2400 |  |  |  | 181 | 181 | 0.16 | 0 | 0 | 181.16 | 0 | 0.075417 | 0.075417 | 6.6667e-05 | 0 | 0 | 0.075483 | 0 | Version 1.0
Concrete (in-situ) | Concrete, 32 MPa | >25 MPa to ≤32 MPa | Concrete, 32 MPa, in-situ, no reinforcement, (Futurecrete® N Class GP:GL:Slag 32 MPa - Winnellie) (Adbri) (NT) | Concrete_32MPa | Concrete_32MPa | 2023-03-31 | 2028-03-31 | NT | S-P-05522 | Version 1 | EPD Australasia | https://epd-australasia.com/wp-content/uploads/2023/04/SP05522-Adbri-EPD-Concrete_NT_Mar23.pdf | m³ | 2400 |  |  |  | 248 | 248 | 0.21 | 0 | 0 | 248.21 | 0 | 0.10333 | 0.10333 | 8.75e-05 | 0 | 0 | 0.10342 | 0 | Version 1.0
Concrete (in-situ) | Concrete, 32 MPa | >25 MPa to ≤32 MPa | Concrete, 32 MPa, in-situ, no reinforcement, (32MPa 20MM SHR LIMIT 600um) (Adbri) (VIC) | Concrete_32MPa | Concrete_32MPa | 2023-03-31 | 2028-03-31 | VIC | S-P-05520 | Version 1 | EPD Australasia | https://epd-australasia.com/wp-content/uploads/2023/04/SP05520-Adbri-EPD-Concrete_VIC_Mar23.pdf | m³ | 2400 |  |  |  | 260 | 260 | 0.22 | 0 | 0 | 260.22 | 0 | 0.10833 | 0.10833 | 9.1667e-05 | 0 | 0 | 0.10843 | 0 | Version 1.0
Concrete (in-situ) | Concrete, 32 MPa | >25 MPa to ≤32 MPa | Concrete, 32 MPa, in-situ, no reinforcement, (NE322E1)(Ecopact) (Holcim) (NSW), (Sydney) | Concrete_32MPa | Concrete_32MPa | 2021-04-08 | 2026-04-08 | Sydney, NSW | S-P-02331 | Version 1 | EPD Australasia | https://epd-australasia.com/wp-content/uploads/2021/04/SP02331-Holcim-EPD-ViroDecs-Special-NSW-Sydney-ECOPact-Range-V2_Mar23.pdf | m³ | 2400 |  |  |  | 167 | 167 | 0.14 | 0 | 0 | 167.14 | 0 | 0.069583 | 0.069583 | 5.8333e-05 | 0 | 0 | 0.069642 | 0 | Version 1.0 | Expired
Concrete (in-situ) | Concrete, 32 MPa | >25 MPa to ≤32 MPa | Concrete, 32 MPa, in-situ, no reinforcement, (NE322E5)(Ecopact) (Holcim) (NSW), (Sydney) | Concrete_32MPa | Concrete_32MPa | 2021-04-08 | 2026-04-08 | Sydney, NSW | S-P-02331 | Version 1 | EPD Australasia | https://epd-australasia.com/wp-content/uploads/2021/04/SP02331-Holcim-EPD-ViroDecs-Special-NSW-Sydney-ECOPact-Range-V2_Mar23.pdf | m³ | 2400 |  |  |  | 167 | 167 | 0.14 | 0 | 0 | 167.14 | 0 | 0.069583 | 0.069583 | 5.8333e-05 | 0 | 0 | 0.069642 | 0 | Version 1.0 | Expired
Concrete (in-situ) | Concrete, 32 MPa | >25 MPa to ≤32 MPa | Concrete, 32 MPa, in-situ, no reinforcement, (Futurecrete® N class GP/GL:FA 32 MPa) (Adbri) (QLD) | Concrete_32MPa | Concrete_32MPa | 2023-03-31 | 2028-03-31 | QLD | S-P-05518 | Version 1 | EPD Australasia | https://epd-australasia.com/wp-content/uploads/2023/04/SP05518-Adbri-EPD-Concrete_QLD_Mar23.pdf | m³ | 2400 |  |  |  | 271 | 271 | 0.225 | 0 | 0 | 271.225 | 0 | 0.11292 | 0.11292 | 9.375e-05 | 0 | 0 | 0.11301 | 0 | Version 1.0
Concrete (in-situ) | Concrete, 32 MPa | >25 MPa to ≤32 MPa | Concrete, 32 MPa, in-situ, no reinforcement, (NE321E1)(Ecopact) (Holcim) (NSW), (Sydney) | Concrete_32MPa | Concrete_32MPa | 2021-04-08 | 2026-04-08 | Sydney, NSW | S-P-02331 | Version 1 | EPD Australasia | https://epd-australasia.com/wp-content/uploads/2021/04/SP02331-Holcim-EPD-ViroDecs-Special-NSW-Sydney-ECOPact-Range-V2_Mar23.pdf | m³ | 2400 |  |  |  | 169 | 169 | 0.14 | 0 | 0 | 169.14 | 0 | 0.070417 | 0.070417 | 5.8333e-05 | 0 | 0 | 0.070475 | 0 | Version 1.0 | Expired
Concrete (in-situ) | Concrete, 32 MPa | >25 MPa to ≤32 MPa | Concrete, 32 MPa, in-situ, no reinforcement, (NE321E5)(Ecopact) (Holcim) (NSW), (Sydney) | Concrete_32MPa | Concrete_32MPa | 2021-04-08 | 2026-04-08 | Sydney, NSW | S-P-02331 | Version 1 | EPD Australasia | https://epd-australasia.com/wp-content/uploads/2021/04/SP02331-Holcim-EPD-ViroDecs-Special-NSW-Sydney-ECOPact-Range-V2_Mar23.pdf | m³ | 2400 |  |  |  | 169 | 169 | 0.14 | 0 | 0 | 169.14 | 0 | 0.070417 | 0.070417 | 5.8333e-05 | 0 | 0 | 0.070475 | 0 | Version 1.0 | Expired
Concrete (in-situ) | Concrete, 32 MPa | >25 MPa to ≤32 MPa | Concrete, 32 MPa, in-situ, no reinforcement, (QE323EBMX) (Ecopact) (Holcim) (QLD), Gold Coast | Concrete_32MPa | Concrete_32MPa | 2023-04-22 | 2028-04-22 | QLD | S-P-05496 | Version 1 | EPD Australasia | https://epd-australasia.com/wp-content/uploads/2023/05/SP05496-Holcim-EPD-ViroDecs%E2%84%A2-QLD-GoldCoast-ECOPact_Apr23.pdf | m³ | 2400 |  |  |  | 248 | 248 | 0.2 | 0 | 0 | 248.2 | 0 | 0.10333 | 0.10333 | 8.3333e-05 | 0 | 0 | 0.10342 | 0 | Version 1.0
Concrete (in-situ) | Concrete, 32 MPa | >25 MPa to ≤32 MPa | Concrete, 32 MPa, in-situ, no reinforcement, (Futurecrete® N Class GP/GL:Slag 32 MPa) (Adbri) (VIC) | Concrete_32MPa | Concrete_32MPa | 2023-03-31 | 2028-03-31 | VIC | S-P-05520 | Version 1 | EPD Australasia | https://epd-australasia.com/wp-content/uploads/2023/04/SP05520-Adbri-EPD-Concrete_VIC_Mar23.pdf | m³ | 2400 |  |  |  | 217 | 217 | 0.17 | 0 | 0 | 217.17 | 0 | 0.090417 | 0.090417 | 7.0833e-05 | 0 | 0 | 0.090487 | 0 | Version 1.0
Concrete (in-situ) | Concrete, 32 MPa | >25 MPa to ≤32 MPa | Concrete, 32 MPa, in-situ, no reinforcement, (QE327EBMX) (Ecopact) (Holcim) (QLD), Gold Coast | Concrete_32MPa | Concrete_32MPa | 2023-04-22 | 2028-04-22 | QLD | S-P-05496 | Version 1 | EPD Australasia | https://epd-australasia.com/wp-content/uploads/2023/05/SP05496-Holcim-EPD-ViroDecs%E2%84%A2-QLD-GoldCoast-ECOPact_Apr23.pdf | m³ | 2400 |  |  |  | 230 | 230 | 0.18 | 0 | 0 | 230.18 | 0 | 0.095833 | 0.095833 | 7.5e-05 | 0 | 0 | 0.095908 | 0 | Version 1.0
Concrete (in-situ) | Concrete, 32 MPa | >25 MPa to ≤32 MPa | Concrete, 32 MPa, in-situ, no reinforcement, (QE323EBMX) (Ecopact) (Holcim) (QLD) (Brisbane) | Concrete_32MPa | Concrete_32MPa | 2022-01-20 | 2027-01-20 | Brisbane, QLD | S-P-04658 | Version 1 | EPD Australasia | https://epd-australasia.com/wp-content/uploads/2022/01/SP04658_Holcim-ViroDecs-Special-Qld-Brisbane-ECOPact-EPD_-Mar23_v3.0.pdf | m³ | 2400 |  |  |  | 258 | 258 | 0.2 | 0 | 0 | 258.2 | 0 | 0.1075 | 0.1075 | 8.3333e-05 | 0 | 0 | 0.10758 | 0 | Version 1.0
Concrete (in-situ) | Concrete, 32 MPa | >25 MPa to ≤32 MPa | Concrete, 32 MPa, in-situ, no reinforcement, (QE321EL21) (Ecopact) (Holcim) (QLD), Gold Coast | Concrete_32MPa | Concrete_32MPa | 2023-04-22 | 2028-04-22 | QLD | S-P-05496 | Version 1 | EPD Australasia | https://epd-australasia.com/wp-content/uploads/2023/05/SP05496-Holcim-EPD-ViroDecs%E2%84%A2-QLD-GoldCoast-ECOPact_Apr23.pdf | m³ | 2400 |  |  |  | 209 | 209 | 0.16 | 0 | 0 | 209.16 | 0 | 0.087083 | 0.087083 | 6.6667e-05 | 0 | 0 | 0.08715 | 0 | Version 1.0
Concrete (in-situ) | Concrete, 32 MPa | >25 MPa to ≤32 MPa | Concrete, 32 MPa, in-situ, no reinforcement, (Adbri concrete N class GP/GL 32 MPa) (Adbri) (QLD) | Concrete_32MPa | Concrete_32MPa | 2023-03-31 | 2028-03-31 | QLD | S-P-05518 | Version 1 | EPD Australasia | https://epd-australasia.com/wp-content/uploads/2023/04/SP05518-Adbri-EPD-Concrete_QLD_Mar23.pdf | m³ | 2400 |  |  |  | 325 | 325 | 0.247 | 0 | 0 | 325.247 | 0 | 0.13542 | 0.13542 | 0.00010292 | 0 | 0 | 0.13552 | 0 | Version 1.0
Concrete (in-situ) | Concrete, 32 MPa | >25 MPa to ≤32 MPa | Concrete, 32 MPa, in-situ, no reinforcement, (QE321EL21) (Ecopact) (Holcim) (QLD) (Brisbane) | Concrete_32MPa | Concrete_32MPa | 2022-01-20 | 2027-01-20 | Brisbane, QLD | S-P-04658 | Version 1 | EPD Australasia | https://epd-australasia.com/wp-content/uploads/2022/01/SP04658_Holcim-ViroDecs-Special-Qld-Brisbane-ECOPact-EPD_-Mar23_v3.0.pdf | m³ | 2400 |  |  |  | 198 | 198 | 0.15 | 0 | 0 | 198.15 | 0 | 0.0825 | 0.0825 | 6.25e-05 | 0 | 0 | 0.082562 | 0 | Version 1.0
Concrete (in-situ) | Concrete, 32 MPa | >25 MPa to ≤32 MPa | Concrete, 32 MPa, in-situ, no reinforcement, (QE322EEZY) (Ecopact) (Holcim) (QLD) (Brisbane) | Concrete_32MPa | Concrete_32MPa | 2022-01-20 | 2027-01-20 | Brisbane, QLD | S-P-04658 | Version 1 | EPD Australasia | https://epd-australasia.com/wp-content/uploads/2022/01/SP04658_Holcim-ViroDecs-Special-Qld-Brisbane-ECOPact-EPD_-Mar23_v3.0.pdf | m³ | 2400 |  |  |  | 188 | 188 | 0.14 | 0 | 0 | 188.14 | 0 | 0.078333 | 0.078333 | 5.8333e-05 | 0 | 0 | 0.078392 | 0 | Version 1.0
Concrete (in-situ) | Concrete, 32 MPa | >25 MPa to ≤32 MPa | Concrete, 32 MPa, in-situ, no reinforcement, (QE321EEZY) (Ecopact) (Holcim) (QLD), Gold Coast | Concrete_32MPa | Concrete_32MPa | 2023-04-22 | 2028-04-22 | QLD | S-P-05496 | Version 1 | EPD Australasia | https://epd-australasia.com/wp-content/uploads/2023/05/SP05496-Holcim-EPD-ViroDecs%E2%84%A2-QLD-GoldCoast-ECOPact_Apr23.pdf | m³ | 2400 |  |  |  | 202 | 202 | 0.15 | 0 | 0 | 202.15 | 0 | 0.084167 | 0.084167 | 6.25e-05 | 0 | 0 | 0.084229 | 0 | Version 1.0
Concrete (in-situ) | Concrete, 32 MPa | >25 MPa to ≤32 MPa | Concrete, 32 MPa, in-situ, no reinforcement, (QE327EBMX) (Ecopact) (Holcim) (QLD) (Brisbane) | Concrete_32MPa | Concrete_32MPa | 2022-01-20 | 2027-01-20 | Brisbane, QLD | S-P-04658 | Version 1 | EPD Australasia | https://epd-australasia.com/wp-content/uploads/2022/01/SP04658_Holcim-ViroDecs-Special-Qld-Brisbane-ECOPact-EPD_-Mar23_v3.0.pdf | m³ | 2400 |  |  |  | 229 | 229 | 0.17 | 0 | 0 | 229.17 | 0 | 0.095417 | 0.095417 | 7.0833e-05 | 0 | 0 | 0.095487 | 0 | Version 1.0
Concrete (in-situ) | Concrete, 32 MPa | >25 MPa to ≤32 MPa | Concrete, 32 MPa, in-situ, no reinforcement, (QE327ETOP) (Ecopact) (Holcim) (QLD), Gold Coast | Concrete_32MPa | Concrete_32MPa | 2023-04-22 | 2028-04-22 | QLD | S-P-05496 | Version 1 | EPD Australasia | https://epd-australasia.com/wp-content/uploads/2023/05/SP05496-Holcim-EPD-ViroDecs%E2%84%A2-QLD-GoldCoast-ECOPact_Apr23.pdf | m³ | 2400 |  |  |  | 230 | 230 | 0.17 | 0 | 0 | 230.17 | 0 | 0.095833 | 0.095833 | 7.0833e-05 | 0 | 0 | 0.095904 | 0 | Version 1.0
Concrete (in-situ) | Concrete, 32 MPa | >25 MPa to ≤32 MPa | Concrete, 32 MPa, in-situ, no reinforcement, (QE321E100) (Ecopact) (Holcim) (QLD), Gold Coast | Concrete_32MPa | Concrete_32MPa | 2023-04-22 | 2028-04-22 | QLD | S-P-05496 | Version 1 | EPD Australasia | https://epd-australasia.com/wp-content/uploads/2023/05/SP05496-Holcim-EPD-ViroDecs%E2%84%A2-QLD-GoldCoast-ECOPact_Apr23.pdf | m³ | 2400 |  |  |  | 203 | 203 | 0.15 | 0 | 0 | 203.15 | 0 | 0.084583 | 0.084583 | 6.25e-05 | 0 | 0 | 0.084646 | 0 | Version 1.0
Concrete (in-situ) | Concrete, 32 MPa | >25 MPa to ≤32 MPa | Concrete, 32 MPa, in-situ, no reinforcement, (QE322E100) (Ecopact) (Holcim) (QLD), Gold Coast | Concrete_32MPa | Concrete_32MPa | 2023-04-22 | 2028-04-22 | QLD | S-P-05496 | Version 1 | EPD Australasia | https://epd-australasia.com/wp-content/uploads/2023/05/SP05496-Holcim-EPD-ViroDecs%E2%84%A2-QLD-GoldCoast-ECOPact_Apr23.pdf | m³ | 2400 |  |  |  | 190 | 190 | 0.14 | 0 | 0 | 190.14 | 0 | 0.079167 | 0.079167 | 5.8333e-05 | 0 | 0 | 0.079225 | 0 | Version 1.0
Concrete (in-situ) | Concrete, 32 MPa | >25 MPa to ≤32 MPa | Concrete, 32 MPa, in-situ, no reinforcement, (QE322E) (Ecopact) (Holcim) (QLD), Gold Coast | Concrete_32MPa | Concrete_32MPa | 2023-04-22 | 2028-04-22 | QLD | S-P-05496 | Version 1 | EPD Australasia | https://epd-australasia.com/wp-content/uploads/2023/05/SP05496-Holcim-EPD-ViroDecs%E2%84%A2-QLD-GoldCoast-ECOPact_Apr23.pdf | m³ | 2400 |  |  |  | 191 | 191 | 0.14 | 0 | 0 | 191.14 | 0 | 0.079583 | 0.079583 | 5.8333e-05 | 0 | 0 | 0.079642 | 0 | Version 1.0
Concrete (in-situ) | Concrete, 32 MPa | >25 MPa to ≤32 MPa | Concrete, 32 MPa, in-situ, no reinforcement, (QE321E100) (Ecopact) (Holcim) (QLD) (Brisbane) | Concrete_32MPa | Concrete_32MPa | 2022-01-20 | 2027-01-20 | Brisbane, QLD | S-P-04658 | Version 1 | EPD Australasia | https://epd-australasia.com/wp-content/uploads/2022/01/SP04658_Holcim-ViroDecs-Special-Qld-Brisbane-ECOPact-EPD_-Mar23_v3.0.pdf | m³ | 2400 |  |  |  | 191 | 191 | 0.14 | 0 | 0 | 191.14 | 0 | 0.079583 | 0.079583 | 5.8333e-05 | 0 | 0 | 0.079642 | 0 | Version 1.0
Concrete (in-situ) | Concrete, 32 MPa | >25 MPa to ≤32 MPa | Concrete, 32 MPa, in-situ, no reinforcement, (QE321EEZY) (Ecopact) (Holcim) (QLD) (Brisbane) | Concrete_32MPa | Concrete_32MPa | 2022-01-20 | 2027-01-20 | Brisbane, QLD | S-P-04658 | Version 1 | EPD Australasia | https://epd-australasia.com/wp-content/uploads/2022/01/SP04658_Holcim-ViroDecs-Special-Qld-Brisbane-ECOPact-EPD_-Mar23_v3.0.pdf | m³ | 2400 |  |  |  | 193 | 193 | 0.14 | 0 | 0 | 193.14 | 0 | 0.080417 | 0.080417 | 5.8333e-05 | 0 | 0 | 0.080475 | 0 | Version 1.0
Concrete (in-situ) | Concrete, 32 MPa | >25 MPa to ≤32 MPa | Concrete, 32 MPa, in-situ, no reinforcement, (Adbri concrete N class GP/GL:FA 32 MPa) (Adbri) (QLD) | Concrete_32MPa | Concrete_32MPa | 2023-03-31 | 2028-03-31 | QLD | S-P-05518 | Version 1 | EPD Australasia | https://epd-australasia.com/wp-content/uploads/2023/04/SP05518-Adbri-EPD-Concrete_QLD_Mar23.pdf | m³ | 2400 |  |  |  | 280 | 280 | 0.203 | 0 | 0 | 280.203 | 0 | 0.11667 | 0.11667 | 8.4583e-05 | 0 | 0 | 0.11675 | 0 | Version 1.0
Concrete (in-situ) | Concrete, 32 MPa | >25 MPa to ≤32 MPa | Concrete, 32 MPa, in-situ, no reinforcement, (QE322E) (Ecopact) (Holcim) (QLD) (Brisbane) | Concrete_32MPa | Concrete_32MPa | 2022-01-20 | 2027-01-20 | Brisbane, QLD | S-P-04658 | Version 1 | EPD Australasia | https://epd-australasia.com/wp-content/uploads/2022/01/SP04658_Holcim-ViroDecs-Special-Qld-Brisbane-ECOPact-EPD_-Mar23_v3.0.pdf | m³ | 2400 |  |  |  | 181 | 181 | 0.13 | 0 | 0 | 181.13 | 0 | 0.075417 | 0.075417 | 5.4167e-05 | 0 | 0 | 0.075471 | 0 | Version 1.0
Concrete (in-situ) | Concrete, 32 MPa | >25 MPa to ≤32 MPa | Concrete, 32 MPa, in-situ, no reinforcement, (QE322EEZY) (Ecopact) (Holcim) (QLD), Gold Coast | Concrete_32MPa | Concrete_32MPa | 2023-04-22 | 2028-04-22 | QLD | S-P-05496 | Version 1 | EPD Australasia | https://epd-australasia.com/wp-content/uploads/2023/05/SP05496-Holcim-EPD-ViroDecs%E2%84%A2-QLD-GoldCoast-ECOPact_Apr23.pdf | m³ | 2400 |  |  |  | 197 | 197 | 0.14 | 0 | 0 | 197.14 | 0 | 0.082083 | 0.082083 | 5.8333e-05 | 0 | 0 | 0.082142 | 0 | Version 1.0
Concrete (in-situ) | Concrete, 32 MPa | >25 MPa to ≤32 MPa | Concrete, 32 MPa, in-situ, no reinforcement, (QE322E100) (Ecopact) (Holcim) (QLD) (Brisbane) | Concrete_32MPa | Concrete_32MPa | 2022-01-20 | 2027-01-20 | Brisbane, QLD | S-P-04658 | Version 1 | EPD Australasia | https://epd-australasia.com/wp-content/uploads/2022/01/SP04658_Holcim-ViroDecs-Special-Qld-Brisbane-ECOPact-EPD_-Mar23_v3.0.pdf | m³ | 2400 |  |  |  | 185 | 185 | 0.13 | 0 | 0 | 185.13 | 0 | 0.077083 | 0.077083 | 5.4167e-05 | 0 | 0 | 0.077137 | 0 | Version 1.0
Concrete (in-situ) | Concrete, 32 MPa | >25 MPa to ≤32 MPa | Concrete, 32 MPa, in-situ, no reinforcement, (WE321E1)(Ecopact) (Holcim) (WA), (Perth Metro) | Concrete_32MPa | Concrete_32MPa | 2021-11-25 | 2026-11-25 | Perth Metro, WA | S-P-03716 | Version 1 | EPD Australasia | https://epd-australasia.com/wp-content/uploads/2021/12/SP03716-Holcim-EPD_WAPerth-ECOPact-Range_-v2.0_Apr23.pdf | m³ | 2400 |  |  |  | 236 | 236 | 0.16 | 0 | 0 | 236.16 | 0 | 0.098333 | 0.098333 | 6.6667e-05 | 0 | 0 | 0.0984 | 0 | Version 1.0
Concrete (in-situ) | Concrete, 32 MPa | >25 MPa to ≤32 MPa | Concrete, 32 MPa, in-situ, no reinforcement, (WE321E2)(Ecopact) (Holcim) (WA), (Perth Metro) | Concrete_32MPa | Concrete_32MPa | 2021-11-25 | 2026-11-25 | Perth Metro, WA | S-P-03716 | Version 1 | EPD Australasia | https://epd-australasia.com/wp-content/uploads/2021/12/SP03716-Holcim-EPD_WAPerth-ECOPact-Range_-v2.0_Apr23.pdf | m³ | 2400 |  |  |  | 237 | 237 | 0.16 | 0 | 0 | 237.16 | 0 | 0.09875 | 0.09875 | 6.6667e-05 | 0 | 0 | 0.098817 | 0 | Version 1.0
Concrete (in-situ) | Concrete, 32 MPa | >25 MPa to ≤32 MPa | Concrete, 32 MPa, in-situ, no reinforcement, (WE321E4)(Ecopact) (Holcim) (WA), (Perth Metro) | Concrete_32MPa | Concrete_32MPa | 2021-11-25 | 2026-11-25 | Perth Metro, WA | S-P-03716 | Version 1 | EPD Australasia | https://epd-australasia.com/wp-content/uploads/2021/12/SP03716-Holcim-EPD_WAPerth-ECOPact-Range_-v2.0_Apr23.pdf | m³ | 2400 |  |  |  | 237 | 237 | 0.16 | 0 | 0 | 237.16 | 0 | 0.09875 | 0.09875 | 6.6667e-05 | 0 | 0 | 0.098817 | 0 | Version 1.0
Concrete (in-situ) | Concrete, 32 MPa | >25 MPa to ≤32 MPa | Concrete, 32 MPa, in-situ, no reinforcement, (QE327ETOP) (Ecopact) (Holcim) (QLD) (Brisbane) | Concrete_32MPa | Concrete_32MPa | 2022-01-20 | 2027-01-20 | Brisbane, QLD | S-P-04658 | Version 1 | EPD Australasia | https://epd-australasia.com/wp-content/uploads/2022/01/SP04658_Holcim-ViroDecs-Special-Qld-Brisbane-ECOPact-EPD_-Mar23_v3.0.pdf | m³ | 2400 |  |  |  | 255 | 255 | 0.17 | 0 | 0 | 255.17 | 0 | 0.10625 | 0.10625 | 7.0833e-05 | 0 | 0 | 0.10632 | 0 | Version 1.0
Concrete (in-situ) | Concrete, 32 MPa | >25 MPa to ≤32 MPa | Concrete, 32 MPa, in-situ, no reinforcement, (WE322E1)(Ecopact) (Holcim) (WA), (Perth Metro) | Concrete_32MPa | Concrete_32MPa | 2021-11-25 | 2026-11-25 | Perth Metro, WA | S-P-03716 | Version 1 | EPD Australasia | https://epd-australasia.com/wp-content/uploads/2021/12/SP03716-Holcim-EPD_WAPerth-ECOPact-Range_-v2.0_Apr23.pdf | m³ | 2400 |  |  |  | 227 | 227 | 0.15 | 0 | 0 | 227.15 | 0 | 0.094583 | 0.094583 | 6.25e-05 | 0 | 0 | 0.094646 | 0 | Version 1.0
Concrete (in-situ) | Concrete, 32 MPa | >25 MPa to ≤32 MPa | Concrete, 32 MPa, in-situ, no reinforcement, (WE324E1)(Ecopact) (Holcim) (WA), (Perth Metro) | Concrete_32MPa | Concrete_32MPa | 2021-11-25 | 2026-11-25 | Perth Metro, WA | S-P-03716 | Version 1 | EPD Australasia | https://epd-australasia.com/wp-content/uploads/2021/12/SP03716-Holcim-EPD_WAPerth-ECOPact-Range_-v2.0_Apr23.pdf | m³ | 2400 |  |  |  | 234 | 234 | 0.15 | 0 | 0 | 234.15 | 0 | 0.0975 | 0.0975 | 6.25e-05 | 0 | 0 | 0.097562 | 0 | Version 1.0
Concrete (in-situ) | Concrete, 32 MPa | >25 MPa to ≤32 MPa | Concrete, 32 MPa, in-situ, no reinforcement, (WE324E2)(Ecopact) (Holcim) (WA), (Perth Metro) | Concrete_32MPa | Concrete_32MPa | 2021-11-25 | 2026-11-25 | Perth Metro, WA | S-P-03716 | Version 1 | EPD Australasia | https://epd-australasia.com/wp-content/uploads/2021/12/SP03716-Holcim-EPD_WAPerth-ECOPact-Range_-v2.0_Apr23.pdf | m³ | 2400 |  |  |  | 235 | 235 | 0.15 | 0 | 0 | 235.15 | 0 | 0.097917 | 0.097917 | 6.25e-05 | 0 | 0 | 0.097979 | 0 | Version 1.0
Concrete (in-situ) | Concrete, 32 MPa | >25 MPa to ≤32 MPa | Concrete, 32 MPa, in-situ, no reinforcement, (WE324E4)(Ecopact) (Holcim) (WA), (Perth Metro) | Concrete_32MPa | Concrete_32MPa | 2021-11-25 | 2026-11-25 | Perth Metro, WA | S-P-03716 | Version 1 | EPD Australasia | https://epd-australasia.com/wp-content/uploads/2021/12/SP03716-Holcim-EPD_WAPerth-ECOPact-Range_-v2.0_Apr23.pdf | m³ | 2400 |  |  |  | 235 | 235 | 0.15 | 0 | 0 | 235.15 | 0 | 0.097917 | 0.097917 | 6.25e-05 | 0 | 0 | 0.097979 | 0 | Version 1.0
Concrete (in-situ) | Concrete, 32 MPa | >25 MPa to ≤32 MPa | Concrete, 32 MPa, in-situ, no reinforcement, (Adbri Concrete N Class GP:GL 32 MPa - Winnellie) (Adbri) (NT) | Concrete_32MPa | Concrete_32MPa | 2023-03-31 | 2028-03-31 | NT | S-P-05522 | Version 1 | EPD Australasia | https://epd-australasia.com/wp-content/uploads/2023/04/SP05522-Adbri-EPD-Concrete_NT_Mar23.pdf | m³ | 2400 |  |  |  | 337 | 337 | 0.213 | 0 | 0 | 337.213 | 0 | 0.14042 | 0.14042 | 8.875e-05 | 0 | 0 | 0.14051 | 0 | Version 1.0
Concrete (in-situ) | Concrete, 32 MPa | >25 MPa to ≤32 MPa | Concrete, 32 MPa, in-situ, no reinforcement, (QE322EXT1) (Ecopact) (Holcim) (QLD) (Brisbane) | Concrete_32MPa | Concrete_32MPa | 2022-01-20 | 2027-01-20 | Brisbane, QLD | S-P-04658 | Version 1 | EPD Australasia | https://epd-australasia.com/wp-content/uploads/2022/01/SP04658_Holcim-ViroDecs-Special-Qld-Brisbane-ECOPact-EPD_-Mar23_v3.0.pdf | m³ | 2400 |  |  |  | 240 | 240 | 0.15 | 0 | 0 | 240.15 | 0 | 0.1 | 0.1 | 6.25e-05 | 0 | 0 | 0.10006 | 0 | Version 1.0
Concrete (in-situ) | Concrete, 32 MPa | >25 MPa to ≤32 MPa | Concrete, 32 MPa, in-situ, no reinforcement, (NE321E1L2)(Ecopact) (Holcim) (NSW), (Sydney) | Concrete_32MPa | Concrete_32MPa | 2021-04-08 | 2026-04-08 | Sydney, NSW | S-P-02331 | Version 1 | EPD Australasia | https://epd-australasia.com/wp-content/uploads/2021/04/SP02331-Holcim-EPD-ViroDecs-Special-NSW-Sydney-ECOPact-Range-V2_Mar23.pdf | m³ | 2400 |  |  |  | 178 | 178 | 0.11 | 0 | 0 | 178.11 | 0 | 0.074167 | 0.074167 | 4.5833e-05 | 0 | 0 | 0.074213 | 0 | Version 1.0 | Expired
Concrete (in-situ) | Concrete, 32 MPa | >25 MPa to ≤32 MPa | Concrete, 32 MPa, in-situ, no reinforcement, (QE322LPN2) (Ecopact) (Holcim) (QLD), Gold Coast | Concrete_32MPa | Concrete_32MPa | 2023-04-22 | 2028-04-22 | QLD | S-P-05496 | Version 1 | EPD Australasia | https://epd-australasia.com/wp-content/uploads/2023/05/SP05496-Holcim-EPD-ViroDecs%E2%84%A2-QLD-GoldCoast-ECOPact_Apr23.pdf | m³ | 2400 |  |  |  | 259 | 259 | 0.16 | 0 | 0 | 259.16 | 0 | 0.10792 | 0.10792 | 6.6667e-05 | 0 | 0 | 0.10798 | 0 | Version 1.0
Concrete (in-situ) | Concrete, 32 MPa | >25 MPa to ≤32 MPa | Concrete, 32 MPa, in-situ, no reinforcement, (QE322L652) (Ecopact) (Holcim) (QLD), Gold Coast | Concrete_32MPa | Concrete_32MPa | 2023-04-22 | 2028-04-22 | QLD | S-P-05496 | Version 1 | EPD Australasia | https://epd-australasia.com/wp-content/uploads/2023/05/SP05496-Holcim-EPD-ViroDecs%E2%84%A2-QLD-GoldCoast-ECOPact_Apr23.pdf | m³ | 2400 |  |  |  | 261 | 261 | 0.16 | 0 | 0 | 261.16 | 0 | 0.10875 | 0.10875 | 6.6667e-05 | 0 | 0 | 0.10882 | 0 | Version 1.0
Concrete (in-situ) | Concrete, 32 MPa | >25 MPa to ≤32 MPa | Concrete, 32 MPa, in-situ, no reinforcement, (QE321L)(Ecopact) (Holcim) (QLD) (Sunshine Coast) | Concrete_32MPa | Concrete_32MPa | 2022-09-12 | 2027-09-12 | Sunshine Coast, QLD | S-P-04663 | Version 1 | EPD Australasia | https://epd-australasia.com/wp-content/uploads/2022/09/SP04663-Holcim-ViroDecs%E2%84%A2-Special_QLD-Sunshine-Coast-ECOPact_Sep22.pdf | m³ | 2400 |  |  |  | 245 | 245 | 0.15 | 0 | 0 | 245.15 | 0 | 0.10208 | 0.10208 | 6.25e-05 | 0 | 0 | 0.10215 | 0 | Version 1.0
Concrete (in-situ) | Concrete, 32 MPa | >25 MPa to ≤32 MPa | Concrete, 32 MPa, in-situ, no reinforcement, (QE322LOX) (Ecopact) (Holcim) (QLD), Gold Coast | Concrete_32MPa | Concrete_32MPa | 2023-04-22 | 2028-04-22 | QLD | S-P-05496 | Version 1 | EPD Australasia | https://epd-australasia.com/wp-content/uploads/2023/05/SP05496-Holcim-EPD-ViroDecs%E2%84%A2-QLD-GoldCoast-ECOPact_Apr23.pdf | m³ | 2400 |  |  |  | 248 | 248 | 0.15 | 0 | 0 | 248.15 | 0 | 0.10333 | 0.10333 | 6.25e-05 | 0 | 0 | 0.1034 | 0 | Version 1.0
Concrete (in-situ) | Concrete, 32 MPa | >25 MPa to ≤32 MPa | Concrete, 32 MPa, in-situ, no reinforcement, (Adbri Concrete N Class GP/GL 32 MPa) (Adbri) (VIC) | Concrete_32MPa | Concrete_32MPa | 2023-03-31 | 2028-03-31 | VIC | S-P-05520 | Version 1 | EPD Australasia | https://epd-australasia.com/wp-content/uploads/2023/04/SP05520-Adbri-EPD-Concrete_VIC_Mar23.pdf | m³ | 2400 |  |  |  | 270 | 270 | 0.16 | 0 | 0 | 270.16 | 0 | 0.1125 | 0.1125 | 6.6667e-05 | 0 | 0 | 0.11257 | 0 | Version 1.0
Concrete (in-situ) | Concrete, 32 MPa | >25 MPa to ≤32 MPa | Concrete, 32 MPa, in-situ, no reinforcement, (WE321EKC)(Ecopact) (Holcim) (WA), (Perth Metro) | Concrete_32MPa | Concrete_32MPa | 2021-11-25 | 2026-11-25 | Perth Metro, WA | S-P-03716 | Version 1 | EPD Australasia | https://epd-australasia.com/wp-content/uploads/2021/12/SP03716-Holcim-EPD_WAPerth-ECOPact-Range_-v2.0_Apr23.pdf | m³ | 2400 |  |  |  | 266 | 266 | 0.14 | 0 | 0 | 266.14 | 0 | 0.11083 | 0.11083 | 5.8333e-05 | 0 | 0 | 0.11089 | 0 | Version 1.0
Concrete (in-situ) | Concrete, 32 MPa | >25 MPa to ≤32 MPa | Concrete, 32 MPa, in-situ, no reinforcement, (VE321EK6) (Ecopact) (Holcim) (VIC) | Concrete_32MPa | Concrete_32MPa | 2022-01-12 | 2027-09-26 | VIC | S-P-04657 | Version 1 | EPD Australasia | https://epd-australasia.com/wp-content/uploads/2022/01/SP04657-Holcim-ViroDecs%E2%84%A2-Special-VIC-ECOPact-Range-ver2_Sep22.pdf | m³ | 2400 |  |  |  | 257 | 257 | 0.13 | 0 | 0 | 257.13 | 0 | 0.10708 | 0.10708 | 5.4167e-05 | 0 | 0 | 0.10714 | 0 | Version 1.0
Concrete (in-situ) | Concrete, 32 MPa | >25 MPa to ≤32 MPa | Concrete, 32 MPa, in-situ, no reinforcement, (VE321EKC) (Ecopact) (Holcim) (VIC) | Concrete_32MPa | Concrete_32MPa | 2022-01-12 | 2027-09-26 | VIC | S-P-04657 | Version 1 | EPD Australasia | https://epd-australasia.com/wp-content/uploads/2022/01/SP04657-Holcim-ViroDecs%E2%84%A2-Special-VIC-ECOPact-Range-ver2_Sep22.pdf | m³ | 2400 |  |  |  | 258 | 258 | 0.13 | 0 | 0 | 258.13 | 0 | 0.1075 | 0.1075 | 5.4167e-05 | 0 | 0 | 0.10755 | 0 | Version 1.0
Concrete (in-situ) | Concrete, 32 MPa | >25 MPa to ≤32 MPa | Concrete, 32 MPa, in-situ, no reinforcement, (WE324EP1)(Ecopact) (Holcim) (WA), (Perth Metro) | Concrete_32MPa | Concrete_32MPa | 2021-11-25 | 2026-11-25 | Perth Metro, WA | S-P-03716 | Version 1 | EPD Australasia | https://epd-australasia.com/wp-content/uploads/2021/12/SP03716-Holcim-EPD_WAPerth-ECOPact-Range_-v2.0_Apr23.pdf | m³ | 2400 |  |  |  | 231 | 231 | 0.11 | 0 | 0 | 231.11 | 0 | 0.09625 | 0.09625 | 4.5833e-05 | 0 | 0 | 0.096296 | 0 | Version 1.0
Concrete (in-situ) | Concrete, 32 MPa | >25 MPa to ≤32 MPa | Concrete, 32 MPa, in-situ, no reinforcement, (WE322E31)(Ecopact) (Holcim) (WA), (Perth Metro) | Concrete_32MPa | Concrete_32MPa | 2021-11-25 | 2026-11-25 | Perth Metro, WA | S-P-03716 | Version 1 | EPD Australasia | https://epd-australasia.com/wp-content/uploads/2021/12/SP03716-Holcim-EPD_WAPerth-ECOPact-Range_-v2.0_Apr23.pdf | m³ | 2400 |  |  |  | 222 | 222 | 0.1 | 0 | 0 | 222.1 | 0 | 0.0925 | 0.0925 | 4.1667e-05 | 0 | 0 | 0.092542 | 0 | Version 1.0
Concrete (in-situ) | Concrete, 32 MPa | >25 MPa to ≤32 MPa | Concrete, 32 MPa, in-situ, no reinforcement, (Adbri Concrete N Class GP:GL 32 MPa - Katherine) (Adbri) (NT) | Concrete_32MPa | Concrete_32MPa | 2023-03-31 | 2028-03-31 | NT | S-P-05522 | Version 1 | EPD Australasia | https://epd-australasia.com/wp-content/uploads/2023/04/SP05522-Adbri-EPD-Concrete_NT_Mar23.pdf | m³ | 2400 |  |  |  | 342 | 342 | 0.127 | 0 | 0 | 342.127 | 0 | 0.1425 | 0.1425 | 5.2917e-05 | 0 | 0 | 0.14255 | 0 | Version 1.0
Concrete (in-situ) | Concrete, 32 MPa | >25 MPa to ≤32 MPa | Concrete, 32 MPa, in-situ, no reinforcement, (Adbri Concrete N Class GP:GL 32 MPa - Alice Springs) (Adbri) (NT) | Concrete_32MPa | Concrete_32MPa | 2023-03-31 | 2028-03-31 | NT | S-P-05522 | Version 1 | EPD Australasia | https://epd-australasia.com/wp-content/uploads/2023/04/SP05522-Adbri-EPD-Concrete_NT_Mar23.pdf | m³ | 2400 |  |  |  | 459 | 459 | 0.166 | 0 | 0 | 459.166 | 0 | 0.19125 | 0.19125 | 6.9167e-05 | 0 | 0 | 0.19132 | 0 | Version 1.0
Concrete (in-situ) | Concrete, 32 MPa | >25 MPa to ≤32 MPa | Concrete, 32 MPa, in-situ, no reinforcement, (S32MPA 20MM RMS B80 B1 EXPOSURE) (Adbri) (NSW) | Concrete_32MPa | Concrete_32MPa | 2023-03-31 | 2028-03-31 | NSW | S-P-05519 | Version 1 | EPD Australasia | https://epd-australasia.com/wp-content/uploads/2023/04/SP05519-Adbri-EPD-Concrete_NSW_Mar23.pdf | m³ | 2400 |  |  |  | 305.99 | 306 | -0.00404 | 0 | 0 | 306 | 0 | 0.1275 | 0.1275 | -1.6833e-06 | 0 | 0 | 0.1275 | 0 | Version 1.0
Concrete (in-situ) | Concrete, 32 MPa | >25 MPa to ≤32 MPa | Concrete, 32 MPa, in-situ, no reinforcement, (S32MPA PT DECK 22MPA AT 7 DAYS 20MM) (Adbri) (NSW) | Concrete_32MPa | Concrete_32MPa | 2023-03-31 | 2028-03-31 | NSW | S-P-05519 | Version 1 | EPD Australasia | https://epd-australasia.com/wp-content/uploads/2023/04/SP05519-Adbri-EPD-Concrete_NSW_Mar23.pdf | m³ | 2400 |  |  |  | 343.18 | 343.19 | -0.00611 | 0 | 0 | 343.19 | 0 | 0.14299 | 0.143 | -2.5458e-06 | 0 | 0 | 0.143 | 0 | Version 1.0
Concrete (in-situ) | Concrete, 32 MPa | >25 MPa to ≤32 MPa | Concrete, 32 MPa, in-situ, no reinforcement, (S32MPA 25MPA AT 7 DAYS 20MM) (Adbri) (NSW) | Concrete_32MPa | Concrete_32MPa | 2023-03-31 | 2028-03-31 | NSW | S-P-05519 | Version 1 | EPD Australasia | https://epd-australasia.com/wp-content/uploads/2023/04/SP05519-Adbri-EPD-Concrete_NSW_Mar23.pdf | m³ | 2400 |  |  |  | 360.47 | 360.48 | -0.00689 | 0 | 0 | 360.48 | 0 | 0.1502 | 0.1502 | -2.8708e-06 | 0 | 0 | 0.1502 | 0 | Version 1.0
Concrete (in-situ) | Concrete, 32 MPa | >25 MPa to ≤32 MPa | Concrete, 32 MPa, in-situ, no reinforcement, (Futurecrete® Ultra S32MPA BLOCKFILL 10MM 230MM SLUMP ) (Adbri) (NSW) | Concrete_32MPa | Concrete_32MPa | 2023-03-31 | 2028-03-31 | NSW | S-P-05519 | Version 1 | EPD Australasia | https://epd-australasia.com/wp-content/uploads/2023/04/SP05519-Adbri-EPD-Concrete_NSW_Mar23.pdf | m³ | 2400 |  |  |  | 247.33 | 247.3 | 0.0319 | 0 | 0 | 247.3319 | 0 | 0.10305 | 0.10304 | 1.3292e-05 | 0 | 0 | 0.10305 | 0 | Version 1.0
Concrete (in-situ) | Concrete, 32 MPa | >25 MPa to ≤32 MPa | Concrete, 32 MPa, in-situ, no reinforcement, (Futurecrete® Ultra S32MPA PILE/ TREMIE 10MM SP) (Adbri) (NSW) | Concrete_32MPa | Concrete_32MPa | 2023-03-31 | 2028-03-31 | NSW | S-P-05519 | Version 1 | EPD Australasia | https://epd-australasia.com/wp-content/uploads/2023/04/SP05519-Adbri-EPD-Concrete_NSW_Mar23.pdf | m³ | 2400 |  |  |  | 244.96 | 244.93 | 0.0315 | 0 | 0 | 244.9615 | 0 | 0.10207 | 0.10205 | 1.3125e-05 | 0 | 0 | 0.10207 | 0 | Version 1.0
Concrete (in-situ) | Concrete, 32 MPa | >25 MPa to ≤32 MPa | Concrete, 32 MPa, in-situ, no reinforcement, (Futurecrete® Ultra S32MPA BLOCKFILL 10MM) (Adbri) (NSW) | Concrete_32MPa | Concrete_32MPa | 2023-03-31 | 2028-03-31 | NSW | S-P-05519 | Version 1 | EPD Australasia | https://epd-australasia.com/wp-content/uploads/2023/04/SP05519-Adbri-EPD-Concrete_NSW_Mar23.pdf | m³ | 2400 |  |  |  | 245.02 | 244.99 | 0.0315 | 0 | 0 | 245.0215 | 0 | 0.10209 | 0.10208 | 1.3125e-05 | 0 | 0 | 0.10209 | 0 | Version 1.0
Concrete (in-situ) | Concrete, 32 MPa | >25 MPa to ≤32 MPa | Concrete, 32 MPa, in-situ, no reinforcement, (Futurecrete® Ultra N Class GP/ GL:Slag 32 MPa) (Adbri) (NSW) | Concrete_32MPa | Concrete_32MPa | 2023-03-31 | 2028-03-31 | NSW | S-P-05519 | Version 1 | EPD Australasia | https://epd-australasia.com/wp-content/uploads/2023/04/SP05519-Adbri-EPD-Concrete_NSW_Mar23.pdf | m³ | 2400 |  |  |  | 235.58 | 235.54 | 0.0414 | 0 | 0 | 235.5814 | 0 | 0.098158 | 0.098142 | 1.725e-05 | 0 | 0 | 0.098159 | 0 | Version 1.0
Concrete (in-situ) | Concrete, 32 MPa | >25 MPa to ≤32 MPa | Concrete, 32 MPa, in-situ, no reinforcement, (Futurecrete® Ultra S32MPA 10MM RITEK SYSTEM) (Adbri) (NSW) | Concrete_32MPa | Concrete_32MPa | 2023-03-31 | 2028-03-31 | NSW | S-P-05519 | Version 1 | EPD Australasia | https://epd-australasia.com/wp-content/uploads/2023/04/SP05519-Adbri-EPD-Concrete_NSW_Mar23.pdf | m³ | 2400 |  |  |  | 242.58 | 242.55 | 0.0312 | 0 | 0 | 242.5812 | 0 | 0.10108 | 0.10106 | 1.3e-05 | 0 | 0 | 0.10108 | 0 | Version 1.0
Concrete (in-situ) | Concrete, 32 MPa | >25 MPa to ≤32 MPa | Concrete, 32 MPa, in-situ, no reinforcement, (Futurecrete® Ultra S32MPA 10MM AFS WALL SYSTEM) (Adbri) (NSW) | Concrete_32MPa | Concrete_32MPa | 2023-03-31 | 2028-03-31 | NSW | S-P-05519 | Version 1 | EPD Australasia | https://epd-australasia.com/wp-content/uploads/2023/04/SP05519-Adbri-EPD-Concrete_NSW_Mar23.pdf | m³ | 2400 |  |  |  | 240.2 | 240.17 | 0.0308 | 0 | 0 | 240.2008 | 0 | 0.10008 | 0.10007 | 1.2833e-05 | 0 | 0 | 0.10008 | 0 | Version 1.0
Concrete (in-situ) | Concrete, 32 MPa | >25 MPa to ≤32 MPa | Concrete, 32 MPa, in-situ, no reinforcement, (Futurecrete® S32MPA HY-LINE 2INCH 10MM PUMP) (Adbri) (NSW) | Concrete_32MPa | Concrete_32MPa | 2023-03-31 | 2028-03-31 | NSW | S-P-05519 | Version 1 | EPD Australasia | https://epd-australasia.com/wp-content/uploads/2023/04/SP05519-Adbri-EPD-Concrete_NSW_Mar23.pdf | m³ | 2400 |  |  |  | 277.67 | 277.65 | 0.0208 | 0 | 0 | 277.6708 | 0 | 0.1157 | 0.11569 | 8.6667e-06 | 0 | 0 | 0.1157 | 0 | Version 1.0
Concrete (in-situ) | Concrete, 32 MPa | >25 MPa to ≤32 MPa | Concrete, 32 MPa, in-situ, no reinforcement, (Futurecrete® Ultra S32MPA JUMP/ SLIP/COLUMNS 10MM SP) (Adbri) (NSW) | Concrete_32MPa | Concrete_32MPa | 2023-03-31 | 2028-03-31 | NSW | S-P-05519 | Version 1 | EPD Australasia | https://epd-australasia.com/wp-content/uploads/2023/04/SP05519-Adbri-EPD-Concrete_NSW_Mar23.pdf | m³ | 2400 |  |  |  | 256.05 | 256.03 | 0.0201 | 0 | 0 | 256.0501 | 0 | 0.10669 | 0.10668 | 8.375e-06 | 0 | 0 | 0.10669 | 0 | Version 1.0
Concrete (in-situ) | Concrete, 32 MPa | >25 MPa to ≤32 MPa | Concrete, 32 MPa, in-situ, no reinforcement, (General) (Holcim) (NSW)(ACT) | Concrete_32MPa | Concrete_32MPa | 2019-06-30 | 2024-06-30 | NSW & ACT | S-P-01165 | Version 1 | EPD Australasia | https://epd-australasia.com/wp-content/uploads/2019/07/Holcim-ViroDecs-EPD_-2021-update_v2.pdf | m³ | 2400 |  |  |  | 343 | 343 | 0 | 0 | 0 | 343 | 0 | 0.14292 | 0.14292 | 0 | 0 | 0 | 0.14292 | 0 | Version 1.0 | Expired
Concrete (in-situ) | Concrete, 32 MPa | >25 MPa to ≤32 MPa | Concrete, 32 MPa, in-situ, no reinforcement, (Fly Ash) (Holcim) (NSW)(ACT) | Concrete_32MPa | Concrete_32MPa | 2019-06-30 | 2024-06-30 | NSW & ACT | S-P-01165 | Version 1 | EPD Australasia | https://epd-australasia.com/wp-content/uploads/2019/07/Holcim-ViroDecs-EPD_-2021-update_v2.pdf | m³ | 2400 |  |  |  | 273 | 273 | 0 | 0 | 0 | 273 | 0 | 0.11375 | 0.11375 | 0 | 0 | 0 | 0.11375 | 0 | Version 1.0 | Expired
Concrete (in-situ) | Concrete, 32 MPa | >25 MPa to ≤32 MPa | Concrete, 32 MPa, in-situ, no reinforcement, (GGBS Slag) (Holcim) (NSW)(ACT) | Concrete_32MPa | Concrete_32MPa | 2019-06-30 | 2024-06-30 | NSW & ACT | S-P-01165 | Version 1 | EPD Australasia | https://epd-australasia.com/wp-content/uploads/2019/07/Holcim-ViroDecs-EPD_-2021-update_v2.pdf | m³ | 2400 |  |  |  | 196 | 196 | 0 | 0 | 0 | 196 | 0 | 0.081667 | 0.081667 | 0 | 0 | 0 | 0.081667 | 0 | Version 1.0 | Expired
Concrete (in-situ) | Concrete, 32 MPa | >25 MPa to ≤32 MPa | Concrete, 32 MPa, in-situ, no reinforcement, (Triple Blend) (Holcim) (NSW)(ACT) | Concrete_32MPa | Concrete_32MPa | 2019-06-30 | 2024-06-30 | NSW & ACT | S-P-01165 | Version 1 | EPD Australasia | https://epd-australasia.com/wp-content/uploads/2019/07/Holcim-ViroDecs-EPD_-2021-update_v2.pdf | m³ | 2400 |  |  |  | 176 | 176 | 0 | 0 | 0 | 176 | 0 | 0.073333 | 0.073333 | 0 | 0 | 0 | 0.073333 | 0 | Version 1.0 | Expired
Concrete (in-situ) | Concrete, 32 MPa | >25 MPa to ≤32 MPa | Concrete, 32 MPa, in-situ, no reinforcement,(General) (Holcim) (QLD) | Concrete_32MPa | Concrete_32MPa | 2019-06-30 | 2024-06-30 | QLD | S-P-01165 | Version 1 | EPD Australasia | https://epd-australasia.com/wp-content/uploads/2019/07/Holcim-ViroDecs-EPD_-2021-update_v2.pdf | m³ | 2400 |  |  |  | 303 | 303 | 0 | 0 | 0 | 303 | 0 | 0.12625 | 0.12625 | 0 | 0 | 0 | 0.12625 | 0 | Version 1.0 | Expired
Concrete (in-situ) | Concrete, 32 MPa | >25 MPa to ≤32 MPa | Concrete, 32 MPa, in-situ, no reinforcement,(Fly Ash) (Holcim) (QLD) | Concrete_32MPa | Concrete_32MPa | 2019-06-30 | 2024-06-30 | QLD | S-P-01165 | Version 1 | EPD Australasia | https://epd-australasia.com/wp-content/uploads/2019/07/Holcim-ViroDecs-EPD_-2021-update_v2.pdf | m³ | 2400 |  |  |  | 247 | 247 | 0 | 0 | 0 | 247 | 0 | 0.10292 | 0.10292 | 0 | 0 | 0 | 0.10292 | 0 | Version 1.0 | Expired
Concrete (in-situ) | Concrete, 32 MPa | >25 MPa to ≤32 MPa | Concrete, 32 MPa, in-situ, no reinforcement,(Triple Blend) (Holcim) (QLD) | Concrete_32MPa | Concrete_32MPa | 2019-06-30 | 2024-06-30 | QLD | S-P-01165 | Version 1 | EPD Australasia | https://epd-australasia.com/wp-content/uploads/2019/07/Holcim-ViroDecs-EPD_-2021-update_v2.pdf | m³ | 2400 |  |  |  | 186 | 186 | 0 | 0 | 0 | 186 | 0 | 0.0775 | 0.0775 | 0 | 0 | 0 | 0.0775 | 0 | Version 1.0 | Expired
Concrete (in-situ) | Concrete, 32 MPa | >25 MPa to ≤32 MPa | Concrete, 32 MPa, in-situ, no reinforcement, (General) (Holcim) (VIC) | Concrete_32MPa | Concrete_32MPa | 2019-06-30 | 2024-06-30 | VIC | S-P-01165 | Version 1 | EPD Australasia | https://epd-australasia.com/wp-content/uploads/2019/07/Holcim-ViroDecs-EPD_-2021-update_v2.pdf | m³ | 2400 |  |  |  | 328 | 328 | 0 | 0 | 0 | 328 | 0 | 0.13667 | 0.13667 | 0 | 0 | 0 | 0.13667 | 0 | Version 1.0 | Expired
Concrete (in-situ) | Concrete, 32 MPa | >25 MPa to ≤32 MPa | Concrete, 32 MPa, in-situ, no reinforcement, (Fly Ash) (Holcim) (VIC) | Concrete_32MPa | Concrete_32MPa | 2019-06-30 | 2024-06-30 | VIC | S-P-01165 | Version 1 | EPD Australasia | https://epd-australasia.com/wp-content/uploads/2019/07/Holcim-ViroDecs-EPD_-2021-update_v2.pdf | m³ | 2400 |  |  |  | 265 | 265 | 0 | 0 | 0 | 265 | 0 | 0.11042 | 0.11042 | 0 | 0 | 0 | 0.11042 | 0 | Version 1.0 | Expired
Concrete (in-situ) | Concrete, 32 MPa | >25 MPa to ≤32 MPa | Concrete, 32 MPa, in-situ, no reinforcement, (Triple Blend) (Holcim) (VIC) | Concrete_32MPa | Concrete_32MPa | 2019-06-30 | 2024-06-30 | VIC | S-P-01165 | Version 1 | EPD Australasia | https://epd-australasia.com/wp-content/uploads/2019/07/Holcim-ViroDecs-EPD_-2021-update_v2.pdf | m³ | 2400 |  |  |  | 252 | 252 | 0 | 0 | 0 | 252 | 0 | 0.105 | 0.105 | 0 | 0 | 0 | 0.105 | 0 | Version 1.0 | Expired
Concrete (in-situ) | Concrete, 32 MPa | >25 MPa to ≤32 MPa | Concrete, 32 MPa, in-situ, no reinforcement, (General) (Holcim) (SA) | Concrete_32MPa | Concrete_32MPa | 2019-06-30 | 2024-06-30 | SA | S-P-01165 | Version 1 | EPD Australasia | https://epd-australasia.com/wp-content/uploads/2019/07/Holcim-ViroDecs-EPD_-2021-update_v2.pdf | m³ | 2400 |  |  |  | 351 | 351 | 0 | 0 | 0 | 351 | 0 | 0.14625 | 0.14625 | 0 | 0 | 0 | 0.14625 | 0 | Version 1.0 | Expired
Concrete (in-situ) | Concrete, 32 MPa | >25 MPa to ≤32 MPa | Concrete, MPa, in-situ, no reinforcement, (Fly Ash) (Holcim) (SA) | Concrete_32MPa | Concrete_32MPa | 2019-06-30 | 2024-06-30 | SA | S-P-01165 | Version 1 | EPD Australasia | https://epd-australasia.com/wp-content/uploads/2019/07/Holcim-ViroDecs-EPD_-2021-update_v2.pdf | m³ | 2400 |  |  |  | 263 | 263 | 0 | 0 | 0 | 263 | 0 | 0.10958 | 0.10958 | 0 | 0 | 0 | 0.10958 | 0 | Version 1.0 | Expired
Concrete (in-situ) | Concrete, 32 MPa | >25 MPa to ≤32 MPa | Concrete, MPa, in-situ, no reinforcement, (GGBS Slag) (Holcim) (SA) | Concrete_32MPa | Concrete_32MPa | 2019-06-30 | 2024-06-30 | SA | S-P-01165 | Version 1 | EPD Australasia | https://epd-australasia.com/wp-content/uploads/2019/07/Holcim-ViroDecs-EPD_-2021-update_v2.pdf | m³ | 2400 |  |  |  | 238 | 238 | 0 | 0 | 0 | 238 | 0 | 0.099167 | 0.099167 | 0 | 0 | 0 | 0.099167 | 0 | Version 1.0 | Expired
Concrete (in-situ) | Concrete, 32 MPa | >25 MPa to ≤32 MPa | Concrete, 32 MPa, in-situ, no reinforcement, (General) (Holcim) (WA) | Concrete_32MPa | Concrete_32MPa | 2019-06-30 | 2024-06-30 | WA | S-P-01165 | Version 1 | EPD Australasia | https://epd-australasia.com/wp-content/uploads/2019/07/Holcim-ViroDecs-EPD_-2021-update_v2.pdf | m³ | 2400 |  |  |  | 321 | 321 | 0 | 0 | 0 | 321 | 0 | 0.13375 | 0.13375 | 0 | 0 | 0 | 0.13375 | 0 | Version 1.0 | Expired
Concrete (in-situ) | Concrete, 32 MPa | >25 MPa to ≤32 MPa | Concrete, MPa, in-situ, no reinforcement, (GGBS Slag) (Holcim) (WA) | Concrete_32MPa | Concrete_32MPa | 2019-06-30 | 2024-06-30 | WA | S-P-01165 | Version 1 | EPD Australasia | https://epd-australasia.com/wp-content/uploads/2019/07/Holcim-ViroDecs-EPD_-2021-update_v2.pdf | m³ | 2400 |  |  |  | 237 | 237 | 0 | 0 | 0 | 237 | 0 | 0.09875 | 0.09875 | 0 | 0 | 0 | 0.09875 | 0 | Version 1.0 | Expired
Concrete (in-situ) | Concrete, 32 MPa | >25 MPa to ≤32 MPa | Concrete, 32 MPa, in-situ, no reinforcement, (NE322E151)(Ecopact) (Holcim) (ACT) | Concrete_32MPa | Concrete_32MPa | 2021-10-21 | 2026-10-21 | Canberra, ACT | S-P-03715 | Version 1 | EPD Australasia | https://epd-australasia.com/wp-content/uploads/2021/10/2021-Holcim-ViroDecs%E2%84%A2-Special-ACT-ECOPact-Ver-1.0.pdf | m³ | 2400 |  |  |  | 217.34 | 0 | 0 | 0 | 0 | 217.34 | 0 | 0.090558 | 0 | 0 | 0 | 0 | 0.090558 | 0 | Version 1.0
Concrete (in-situ) | Concrete, 32 MPa | >25 MPa to ≤32 MPa | Concrete, 32 MPa, in-situ, no reinforcement, (NE322E351)(Ecopact) (Holcim) (ACT) | Concrete_32MPa | Concrete_32MPa | 2021-10-21 | 2026-10-21 | Canberra, ACT | S-P-03715 | Version 1 | EPD Australasia | https://epd-australasia.com/wp-content/uploads/2021/10/2021-Holcim-ViroDecs%E2%84%A2-Special-ACT-ECOPact-Ver-1.0.pdf | m³ | 2400 |  |  |  | 219.35 | 0 | 0 | 0 | 0 | 219.35 | 0 | 0.091396 | 0 | 0 | 0 | 0 | 0.091396 | 0 | Version 1.0
Concrete (in-situ) | Concrete, 32 MPa | >25 MPa to ≤32 MPa | Concrete, 32 MPa, in-situ, no reinforcement, (NE321E151)(Ecopact) (Holcim) (ACT) | Concrete_32MPa | Concrete_32MPa | 2021-10-21 | 2026-10-21 | Canberra, ACT | S-P-03715 | Version 1 | EPD Australasia | https://epd-australasia.com/wp-content/uploads/2021/10/2021-Holcim-ViroDecs%E2%84%A2-Special-ACT-ECOPact-Ver-1.0.pdf | m³ | 2400 |  |  |  | 217.59 | 0 | 0 | 0 | 0 | 217.59 | 0 | 0.090663 | 0 | 0 | 0 | 0 | 0.090663 | 0 | Version 1.0
Concrete (in-situ) | Concrete, 32 MPa | >25 MPa to ≤32 MPa | Concrete, 32 MPa, in-situ, no reinforcement, (NE321E351)(Ecopact) (Holcim) (ACT) | Concrete_32MPa | Concrete_32MPa | 2021-10-21 | 2026-10-21 | Canberra, ACT | S-P-03715 | Version 1 | EPD Australasia | https://epd-australasia.com/wp-content/uploads/2021/10/2021-Holcim-ViroDecs%E2%84%A2-Special-ACT-ECOPact-Ver-1.0.pdf | m³ | 2400 |  |  |  | 219.55 | 0 | 0 | 0 | 0 | 219.55 | 0 | 0.091479 | 0 | 0 | 0 | 0 | 0.091479 | 0 | Version 1.0
Concrete (in-situ) | Concrete, 32 MPa | >25 MPa to ≤32 MPa | Concrete, 32 MPa, in-situ, no reinforcement, (VN322B) (Holcim) (VIC) | Concrete_32MPa | Concrete_32MPa | 2021-08-04 | 2026-08-04 | VIC | S-P-03712 | Version 1 | EPD Australasia | https://epd-australasia.com/wp-content/uploads/2021/08/SP03712-Holcim-ViroDecs%E2%84%A2-Special-Victoria-EPD-V2.0.pdf | m³ | 2400 |  |  |  | 266.21 | 0 | 0 | 0 | 0 | 266.21 | 0 | 0.11092 | 0 | 0 | 0 | 0 | 0.11092 | 0 | Version 1.0
Concrete (in-situ) | Concrete, 32 MPa | >25 MPa to ≤32 MPa | Concrete, 32 MPa, in-situ, no reinforcement, (VS321MSPR) (Holcim) (VIC) | Concrete_32MPa | Concrete_32MPa | 2021-08-04 | 2026-08-04 | VIC | S-P-03712 | Version 1 | EPD Australasia | https://epd-australasia.com/wp-content/uploads/2021/08/SP03712-Holcim-ViroDecs%E2%84%A2-Special-Victoria-EPD-V2.0.pdf | m³ | 2400 |  |  |  | 324.73 | 0 | 0 | 0 | 0 | 324.73 | 0 | 0.1353 | 0 | 0 | 0 | 0 | 0.1353 | 0 | Version 1.0
Concrete (in-situ) | Concrete, 32 MPa | >25 MPa to ≤32 MPa | Concrete, 32 MPa, in-situ, no reinforcement, (VS321BPV) (Holcim) (VIC) | Concrete_32MPa | Concrete_32MPa | 2021-08-04 | 2026-08-04 | VIC | S-P-03712 | Version 1 | EPD Australasia | https://epd-australasia.com/wp-content/uploads/2021/08/SP03712-Holcim-ViroDecs%E2%84%A2-Special-Victoria-EPD-V2.0.pdf | m³ | 2400 |  |  |  | 275.49 | 0 | 0 | 0 | 0 | 275.49 | 0 | 0.11479 | 0 | 0 | 0 | 0 | 0.11479 | 0 | Version 1.0
Concrete (in-situ) | Concrete, 32 MPa | >25 MPa to ≤32 MPa | Concrete, 32 MPa, in-situ, no reinforcement, (VE322E75) (Holcim) (VIC) | Concrete_32MPa | Concrete_32MPa | 2021-08-04 | 2026-08-04 | VIC | S-P-03712 | Version 1 | EPD Australasia | https://epd-australasia.com/wp-content/uploads/2021/08/SP03712-Holcim-ViroDecs%E2%84%A2-Special-Victoria-EPD-V2.0.pdf | m³ | 2400 |  |  |  | 249.31 | 0 | 0 | 0 | 0 | 249.31 | 0 | 0.10388 | 0 | 0 | 0 | 0 | 0.10388 | 0 | Version 1.0
Concrete (in-situ) | Concrete, 32 MPa | >25 MPa to ≤32 MPa | Concrete, 32 MPa, in-situ, no reinforcement, (VS322BHS2) (Holcim) (VIC) | Concrete_32MPa | Concrete_32MPa | 2021-08-04 | 2026-08-04 | VIC | S-P-03712 | Version 1 | EPD Australasia | https://epd-australasia.com/wp-content/uploads/2021/08/SP03712-Holcim-ViroDecs%E2%84%A2-Special-Victoria-EPD-V2.0.pdf | m³ | 2400 |  |  |  | 203.16 | 0 | 0 | 0 | 0 | 203.16 | 0 | 0.08465 | 0 | 0 | 0 | 0 | 0.08465 | 0 | Version 1.0
Concrete (in-situ) | Concrete, 32 MPa | >25 MPa to ≤32 MPa | Concrete, 32 MPa, in-situ, no reinforcement, (QE322E)(Holcim) (QLD), (North QLD) | Concrete_32MPa | Concrete_32MPa | 2021-12-09 | 2026-12-09 | North QLD | S-P-03717 | Version 1 | EPD Australasia | https://epd-australasia.com/wp-content/uploads/2021/12/2021-Holcim-ViroDecs%E2%84%A2-Special-QLD-NQ-ECOPact-v-1.0.pdf | m³ | 2400 |  |  |  | 237.22 | 237.22 | 0 | 0 | 0 | 237.22 | 0 | 0.098842 | 0.098842 | 0 | 0 | 0 | 0.098842 | 0 | Version 1.0
Concrete (in-situ) | Concrete, 32 MPa | >25 MPa to ≤32 MPa | Concrete, 32 MPa, in-situ, no reinforcement, (QE322E1)(Holcim) (QLD), (North QLD) | Concrete_32MPa | Concrete_32MPa | 2021-12-09 | 2026-12-09 | North QLD | S-P-03717 | Version 1 | EPD Australasia | https://epd-australasia.com/wp-content/uploads/2021/12/2021-Holcim-ViroDecs%E2%84%A2-Special-QLD-NQ-ECOPact-v-1.0.pdf | m³ | 2400 |  |  |  | 237.71 | 237.71 | 0 | 0 | 0 | 237.71 | 0 | 0.099046 | 0.099046 | 0 | 0 | 0 | 0.099046 | 0 | Version 1.0
Concrete (in-situ) | Concrete, 32 MPa | >25 MPa to ≤32 MPa | Concrete, 32 MPa, in-situ, no reinforcement, (QE321E)(Holcim) (QLD), (North QLD) | Concrete_32MPa | Concrete_32MPa | 2021-12-09 | 2026-12-09 | North QLD | S-P-03717 | Version 1 | EPD Australasia | https://epd-australasia.com/wp-content/uploads/2021/12/2021-Holcim-ViroDecs%E2%84%A2-Special-QLD-NQ-ECOPact-v-1.0.pdf | m³ | 2400 |  |  |  | 245.84 | 245.84 | 0 | 0 | 0 | 245.84 | 0 | 0.10243 | 0.10243 | 0 | 0 | 0 | 0.10243 | 0 | Version 1.0
Concrete (in-situ) | Concrete, 32 MPa | >25 MPa to ≤32 MPa | Concrete, 32 MPa, in-situ, no reinforcement, (QE321E1)(Holcim) (QLD), (North QLD) | Concrete_32MPa | Concrete_32MPa | 2021-12-09 | 2026-12-09 | North QLD | S-P-03717 | Version 1 | EPD Australasia | https://epd-australasia.com/wp-content/uploads/2021/12/2021-Holcim-ViroDecs%E2%84%A2-Special-QLD-NQ-ECOPact-v-1.0.pdf | m³ | 2400 |  |  |  | 246.17 | 246.17 | 0 | 0 | 0 | 246.17 | 0 | 0.10257 | 0.10257 | 0 | 0 | 0 | 0.10257 | 0 | Version 1.0
Concrete (in-situ) | Concrete, 32 MPa | >25 MPa to ≤32 MPa | Concrete, 32 MPa, in-situ, no reinforcement, (Futurecrete® S Class GP/GL:FA 32 MPa) (Adbri) (SA) | Concrete_32MPa | Concrete_32MPa | 2023-03-31 | 2028-03-31 | SA | S-P-05521 | Version 1 | EPD Australasia | https://epd-australasia.com/wp-content/uploads/2023/04/SP05521-Adbri-EPD-Concrete_SA_Mar23.pdf | m³ | 2400 |  |  |  | 194.77 | 194.72 | 0.05 | 0 | 0 | 194.77 | 0 | 0.081154 | 0.081133 | 2.0833e-05 | 0 | 0 | 0.081154 | 0 | Version 1.0
Concrete (in-situ) | Concrete, 32 MPa | >25 MPa to ≤32 MPa | Concrete, 32 MPa, in-situ, no reinforcement, (Adbri Concrete N Class GP/GL 32 MPa) (Adbri) (NSW) | Concrete_32MPa | Concrete_32MPa | 2023-03-31 | 2028-03-31 | NSW | S-P-05519 | Version 1 | EPD Australasia | https://epd-australasia.com/wp-content/uploads/2023/04/SP05519-Adbri-EPD-Concrete_NSW_Mar23.pdf | m³ | 2400 |  |  |  | 335.12 | 335.12 | -0.00519 | 0 | 0 | 335.12 | 0 | 0.13963 | 0.13963 | -2.1625e-06 | 0 | 0 | 0.13963 | 0 | Version 1.0
Concrete (in-situ) | Concrete, 32 MPa | >25 MPa to ≤32 MPa | Concrete, 32 MPa, in-situ, no reinforcement, (Futurecrete® N Class GP/GL:FA 32 MPa) (Adbri) (NSW) | Concrete_32MPa | Concrete_32MPa | 2023-03-31 | 2028-03-31 | NSW | S-P-05519 | Version 1 | EPD Australasia | https://epd-australasia.com/wp-content/uploads/2023/04/SP05519-Adbri-EPD-Concrete_NSW_Mar23.pdf | m³ | 2400 |  |  |  | 295.48 | 295.48 | -0.00286 | 0 | 0 | 295.48 | 0 | 0.12312 | 0.12312 | -1.1917e-06 | 0 | 0 | 0.12312 | 0 | Version 1.0
Concrete (in-situ) | Concrete, 32 MPa | >25 MPa to ≤32 MPa | Concrete, 32 MPa, in-situ, no reinforcement, (S32MPA 22MPA AT 4 DAYS 20MM) (Adbri) (NSW) | Concrete_32MPa | Concrete_32MPa | 2023-03-31 | 2028-03-31 | NSW | S-P-05519 | Version 1 | EPD Australasia | https://epd-australasia.com/wp-content/uploads/2023/04/SP05519-Adbri-EPD-Concrete_NSW_Mar23.pdf | m³ | 2400 |  |  |  | 358.56 | 358.56 | -0.0068 | 0 | 0 | 358.56 | 0 | 0.1494 | 0.1494 | -2.8333e-06 | 0 | 0 | 0.1494 | 0 | Version 1.0
Concrete (in-situ) | Concrete, 32 MPa | >25 MPa to ≤32 MPa | Concrete, 32 MPa, in-situ, no reinforcement, (S32MPA KERB&GUTTER MACHINE PLACED 10MM) (Adbri) (NSW) | Concrete_32MPa | Concrete_32MPa | 2023-03-31 | 2028-03-31 | NSW | S-P-05519 | Version 1 | EPD Australasia | https://epd-australasia.com/wp-content/uploads/2023/04/SP05519-Adbri-EPD-Concrete_NSW_Mar23.pdf | m³ | 2400 |  |  |  | 307.26 | 307.26 | -0.00193 | 0 | 0 | 307.26 | 0 | 0.12802 | 0.12802 | -8.0417e-07 | 0 | 0 | 0.12802 | 0 | Version 1.0
Concrete (in-situ) | Concrete, 32 MPa | >25 MPa to ≤32 MPa | Concrete, 32 MPa, in-situ, no reinforcement, (S32MPA PT DECK 22MPA AT 5 DAYS 20MM) (Adbri) (NSW) | Concrete_32MPa | Concrete_32MPa | 2023-03-31 | 2028-03-31 | NSW | S-P-05519 | Version 1 | EPD Australasia | https://epd-australasia.com/wp-content/uploads/2023/04/SP05519-Adbri-EPD-Concrete_NSW_Mar23.pdf | m³ | 2400 |  |  |  | 347.94 | 347.94 | -0.00631 | 0 | 0 | 347.94 | 0 | 0.14497 | 0.14497 | -2.6292e-06 | 0 | 0 | 0.14497 | 0 | Version 1.0
Concrete (in-situ) | Concrete, 32 MPa | >25 MPa to ≤32 MPa | Concrete, 32 MPa, in-situ, no reinforcement, Pre-mix Concrete Normal Class GP blend (Boral) (ACT), (Canberra) Normal Class GP blend 32MPa | Concrete_32MPa | Concrete_32MPa | 2022-08-15 | 2026-04-01 | Canberra, ACT | S-P-02336 | Version 1.2 | EPD Australasia | https://epd-australasia.com/wp-content/uploads/2021/04/SP02336_Boral-EPD_NSW-ACT_Aug22_V1.2.pdf | m³ | 2400 |  |  |  | 314 | 0 | 0 | 0 | 0 | 314 | 0 | 0.13083 | 0 | 0 | 0 | 0 | 0.13083 | 0 | Version 1.0 | Expired
Concrete (in-situ) | Concrete, 32 MPa | >25 MPa to ≤32 MPa | Concrete, 32 MPa, in-situ, no reinforcement, Pre-mix Concrete Normal Class GP/FA blend (Boral) (ACT), (Canberra) Normal Class GP/FA blend 32 MPa | Concrete_32MPa | Concrete_32MPa | 2022-08-15 | 2026-04-01 | Canberra, ACT | S-P-02336 | Version 1.2 | EPD Australasia | https://epd-australasia.com/wp-content/uploads/2021/04/SP02336_Boral-EPD_NSW-ACT_Aug22_V1.2.pdf | m³ | 2400 |  |  |  | 262 | 0 | 0 | 0 | 0 | 262 | 0 | 0.10917 | 0 | 0 | 0 | 0 | 0.10917 | 0 | Version 1.0 | Expired
Concrete (in-situ) | Concrete, 32 MPa | >25 MPa to ≤32 MPa | Concrete, 32 MPa, in-situ, no reinforcement, Pre-mix Concrete Normal Class GP/GGBFS blend (Boral) (ACT), (Canberra) Normal Class GP/GGBFS blend 32 MPa | Concrete_32MPa | Concrete_32MPa | 2022-08-15 | 2026-04-01 | Canberra, ACT | S-P-02336 | Version 1.2 | EPD Australasia | https://epd-australasia.com/wp-content/uploads/2021/04/SP02336_Boral-EPD_NSW-ACT_Aug22_V1.2.pdf | m³ | 2400 |  |  |  | 224 | 0 | 0 | 0 | 0 | 224 | 0 | 0.093333 | 0 | 0 | 0 | 0 | 0.093333 | 0 | Version 1.0 | Expired
Concrete (in-situ) | Concrete, 32 MPa | >25 MPa to ≤32 MPa | Concrete, 32 MPa, in-situ, no reinforcement, Pre-mix Concrete ENVIROCRETE 30% (Boral) (ACT), (Canberra) ENVIROCRETE 30% 32 MPa | Concrete_32MPa | Concrete_32MPa | 2022-08-15 | 2026-04-01 | Canberra, ACT | S-P-02336 | Version 1.2 | EPD Australasia | https://epd-australasia.com/wp-content/uploads/2021/04/SP02336_Boral-EPD_NSW-ACT_Aug22_V1.2.pdf | m³ | 2400 |  |  |  | 262 | 0 | 0 | 0 | 0 | 262 | 0 | 0.10917 | 0 | 0 | 0 | 0 | 0.10917 | 0 | Version 1.0 | Expired
Concrete (in-situ) | Concrete, 32 MPa | >25 MPa to ≤32 MPa | Concrete, 32 MPa, in-situ, no reinforcement, Pre-mix Concrete ENVIROCRETE 40% (Boral) (ACT), (Canberra) ENVIROCRETE 40% 32 MPa | Concrete_32MPa | Concrete_32MPa | 2022-08-15 | 2026-04-01 | Canberra, ACT | S-P-02336 | Version 1.2 | EPD Australasia | https://epd-australasia.com/wp-content/uploads/2021/04/SP02336_Boral-EPD_NSW-ACT_Aug22_V1.2.pdf | m³ | 2400 |  |  |  | 240 | 0 | 0 | 0 | 0 | 240 | 0 | 0.1 | 0 | 0 | 0 | 0 | 0.1 | 0 | Version 1.0 | Expired
Concrete (in-situ) | Concrete, 32 MPa | >25 MPa to ≤32 MPa | Concrete, 32 MPa, in-situ, no reinforcement, Pre-mix Concrete ENVIROCRETE PLUS (Boral) (ACT), (Canberra) ENVIROCRETE PLUS 32MPa | Concrete_32MPa | Concrete_32MPa | 2022-08-15 | 2026-04-01 | Canberra, ACT | S-P-02336 | Version 1.2 | EPD Australasia | https://epd-australasia.com/wp-content/uploads/2021/04/SP02336_Boral-EPD_NSW-ACT_Aug22_V1.2.pdf | m³ | 2400 |  |  |  | 228 | 0 | 0 | 0 | 0 | 228 | 0 | 0.095 | 0 | 0 | 0 | 0 | 0.095 | 0 | Version 1.0 | Expired
Concrete (in-situ) | Concrete, 32 MPa | >25 MPa to ≤32 MPa | Concrete, 32 MPa, in-situ, no reinforcement, Pre-mix Concrete ENVISIA (Boral) (ACT), (Canberra) ENVISIA 32MPa | Concrete_32MPa | Concrete_32MPa | 2022-08-15 | 2026-04-01 | Canberra, ACT | S-P-02336 | Version 1.2 | EPD Australasia | https://epd-australasia.com/wp-content/uploads/2021/04/SP02336_Boral-EPD_NSW-ACT_Aug22_V1.2.pdf | m³ | 2400 |  |  |  | 197 | 0 | 0 | 0 | 0 | 197 | 0 | 0.082083 | 0 | 0 | 0 | 0 | 0.082083 | 0 | Version 1.0 | Expired
Concrete (in-situ) | Concrete, 32 MPa | >25 MPa to ≤32 MPa | Concrete, 32 MPa, in-situ, no reinforcement, Pre-mix Concrete KERB MACHINE (Boral) (ACT), (Canberra) KERB MACHINE 32MPa 10MM | Concrete_32MPa | Concrete_32MPa | 2022-08-15 | 2026-04-01 | Canberra, ACT | S-P-02336 | Version 1.2 | EPD Australasia | https://epd-australasia.com/wp-content/uploads/2021/04/SP02336_Boral-EPD_NSW-ACT_Aug22_V1.2.pdf | m³ | 2400 |  |  |  | 295 | 0 | 0 | 0 | 0 | 295 | 0 | 0.12292 | 0 | 0 | 0 | 0 | 0.12292 | 0 | Version 1.0 | Expired
Concrete (in-situ) | Concrete, 32 MPa | >25 MPa to ≤32 MPa | Concrete, 32 MPa, in-situ, no reinforcement, Pre-mix Concrete Normal Class GP blend (Boral) (NSW), (Newcastle) Normal Class GP blend 32MPa | Concrete_32MPa | Concrete_32MPa | 2022-08-15 | 2026-04-01 | Newcastle, NSW | S-P-02336 | Version 1.2 | EPD Australasia | https://epd-australasia.com/wp-content/uploads/2021/04/SP02336_Boral-EPD_NSW-ACT_Aug22_V1.2.pdf | m³ | 2400 |  |  |  | 306 | 0 | 0 | 0 | 0 | 306 | 0 | 0.1275 | 0 | 0 | 0 | 0 | 0.1275 | 0 | Version 1.0 | Expired
Concrete (in-situ) | Concrete, 32 MPa | >25 MPa to ≤32 MPa | Concrete, 32 MPa, in-situ, no reinforcement, Pre-mix Concrete Normal Class GP/FA blend (Boral) (NSW), (Newcastle) Normal Class GP/FA blend 32 MPa | Concrete_32MPa | Concrete_32MPa | 2022-08-15 | 2026-04-01 | Newcastle, NSW | S-P-02336 | Version 1.2 | EPD Australasia | https://epd-australasia.com/wp-content/uploads/2021/04/SP02336_Boral-EPD_NSW-ACT_Aug22_V1.2.pdf | m³ | 2400 |  |  |  | 250 | 0 | 0 | 0 | 0 | 250 | 0 | 0.10417 | 0 | 0 | 0 | 0 | 0.10417 | 0 | Version 1.0 | Expired
Concrete (in-situ) | Concrete, 32 MPa | >25 MPa to ≤32 MPa | Concrete, 32 MPa, in-situ, no reinforcement, Pre-mix Concrete ENVIROCRETE 30% (Boral) (NSW), (Newcastle) ENVIROCRETE 30% 32 MPa | Concrete_32MPa | Concrete_32MPa | 2022-08-15 | 2026-04-01 | Newcastle, NSW | S-P-02336 | Version 1.2 | EPD Australasia | https://epd-australasia.com/wp-content/uploads/2021/04/SP02336_Boral-EPD_NSW-ACT_Aug22_V1.2.pdf | m³ | 2400 |  |  |  | 250 | 0 | 0 | 0 | 0 | 250 | 0 | 0.10417 | 0 | 0 | 0 | 0 | 0.10417 | 0 | Version 1.0 | Expired
Concrete (in-situ) | Concrete, 32 MPa | >25 MPa to ≤32 MPa | Concrete, 32 MPa, in-situ, no reinforcement, Pre-mix Concrete ENVIROCRETE 40% (Boral) (NSW), (Newcastle) ENVIROCRETE 40% 32 MPa | Concrete_32MPa | Concrete_32MPa | 2022-08-15 | 2026-04-01 | Newcastle, NSW | S-P-02336 | Version 1.2 | EPD Australasia | https://epd-australasia.com/wp-content/uploads/2021/04/SP02336_Boral-EPD_NSW-ACT_Aug22_V1.2.pdf | m³ | 2400 |  |  |  | 232 | 0 | 0 | 0 | 0 | 232 | 0 | 0.096667 | 0 | 0 | 0 | 0 | 0.096667 | 0 | Version 1.0 | Expired
Concrete (in-situ) | Concrete, 32 MPa | >25 MPa to ≤32 MPa | Concrete, 32 MPa, in-situ, no reinforcement, Pre-mix Concrete ENVIROCRETE PLUS (Boral) (NSW), (Newcastle) ENVIROCRETE PLUS 32MPa | Concrete_32MPa | Concrete_32MPa | 2022-08-15 | 2026-04-01 | Newcastle, NSW | S-P-02336 | Version 1.2 | EPD Australasia | https://epd-australasia.com/wp-content/uploads/2021/04/SP02336_Boral-EPD_NSW-ACT_Aug22_V1.2.pdf | m³ | 2400 |  |  |  | 220 | 0 | 0 | 0 | 0 | 220 | 0 | 0.091667 | 0 | 0 | 0 | 0 | 0.091667 | 0 | Version 1.0 | Expired
Concrete (in-situ) | Concrete, 32 MPa | >25 MPa to ≤32 MPa | Concrete, 32 MPa, in-situ, no reinforcement, Pre-mix Concrete ENVISIA (Boral) (NSW), (Newcastle) ENVISIA 32MPa | Concrete_32MPa | Concrete_32MPa | 2022-08-15 | 2026-04-01 | Newcastle, NSW | S-P-02336 | Version 1.2 | EPD Australasia | https://epd-australasia.com/wp-content/uploads/2021/04/SP02336_Boral-EPD_NSW-ACT_Aug22_V1.2.pdf | m³ | 2400 |  |  |  | 198 | 0 | 0 | 0 | 0 | 198 | 0 | 0.0825 | 0 | 0 | 0 | 0 | 0.0825 | 0 | Version 1.0 | Expired
Concrete (in-situ) | Concrete, 32 MPa | >25 MPa to ≤32 MPa | Concrete, 32 MPa, in-situ, no reinforcement, Pre-mix Concrete Normal Class GP/GGBFS blend (Boral) (NSW), (Newcastle) Normal Class GP/GGBFS blend 32 MPa | Concrete_32MPa | Concrete_32MPa | 2022-08-15 | 2026-04-01 | Newcastle, NSW | S-P-02336 | Version 1.2 | EPD Australasia | https://epd-australasia.com/wp-content/uploads/2021/04/SP02336_Boral-EPD_NSW-ACT_Aug22_V1.2.pdf | m³ | 2400 |  |  |  | 218 | 0 | 0 | 0 | 0 | 218 | 0 | 0.090833 | 0 | 0 | 0 | 0 | 0.090833 | 0 | Version 1.0 | Expired
Concrete (in-situ) | Concrete, 32 MPa | >25 MPa to ≤32 MPa | Concrete, 32 MPa, in-situ, no reinforcement, Pre-mix Concrete KERB MACHINE (Boral) (NSW), (Newcastle) KERB MACHINE 32MPa 10MM | Concrete_32MPa | Concrete_32MPa | 2022-08-15 | 2026-04-01 | Newcastle, NSW | S-P-02336 | Version 1.2 | EPD Australasia | https://epd-australasia.com/wp-content/uploads/2021/04/SP02336_Boral-EPD_NSW-ACT_Aug22_V1.2.pdf | m³ | 2400 |  |  |  | 287 | 0 | 0 | 0 | 0 | 287 | 0 | 0.11958 | 0 | 0 | 0 | 0 | 0.11958 | 0 | Version 1.0 | Expired
Concrete (in-situ) | Concrete, 32 MPa | >25 MPa to ≤32 MPa | Concrete, 32 MPa, in-situ, no reinforcement, Pre-mix Concrete Normal Class GP blend (Boral) (NSW), (Sydney) Normal Class GP blend 32MPa | Concrete_32MPa | Concrete_32MPa | 2022-08-15 | 2026-04-01 | Sydney, NSW | S-P-02336 | Version 1.2 | EPD Australasia | https://epd-australasia.com/wp-content/uploads/2021/04/SP02336_Boral-EPD_NSW-ACT_Aug22_V1.2.pdf | m³ | 2400 |  |  |  | 314 | 0 | 0 | 0 | 0 | 314 | 0 | 0.13083 | 0 | 0 | 0 | 0 | 0.13083 | 0 | Version 1.0 | Expired
Concrete (in-situ) | Concrete, 32 MPa | >25 MPa to ≤32 MPa | Concrete, 32 MPa, in-situ, no reinforcement, Pre-mix Concrete Normal Class GP/FA blend (Boral) (NSW), (Sydney) Normal Class GP/FA blend 32 MPa | Concrete_32MPa | Concrete_32MPa | 2022-08-15 | 2026-04-01 | Sydney, NSW | S-P-02336 | Version 1.2 | EPD Australasia | https://epd-australasia.com/wp-content/uploads/2021/04/SP02336_Boral-EPD_NSW-ACT_Aug22_V1.2.pdf | m³ | 2400 |  |  |  | 260 | 0 | 0 | 0 | 0 | 260 | 0 | 0.10833 | 0 | 0 | 0 | 0 | 0.10833 | 0 | Version 1.0 | Expired
Concrete (in-situ) | Concrete, 32 MPa | >25 MPa to ≤32 MPa | Concrete, 32 MPa, in-situ, no reinforcement, Pre-mix Concrete Normal Class GP/GGBFS blend (Boral) (NSW), (Sydney) Normal Class GP/GGBFS blend 32 MPa | Concrete_32MPa | Concrete_32MPa | 2022-08-15 | 2026-04-01 | Sydney, NSW | S-P-02336 | Version 1.2 | EPD Australasia | https://epd-australasia.com/wp-content/uploads/2021/04/SP02336_Boral-EPD_NSW-ACT_Aug22_V1.2.pdf | m³ | 2400 |  |  |  | 221 | 0 | 0 | 0 | 0 | 221 | 0 | 0.092083 | 0 | 0 | 0 | 0 | 0.092083 | 0 | Version 1.0 | Expired
Concrete (in-situ) | Concrete, 32 MPa | >25 MPa to ≤32 MPa | Concrete, 32 MPa, in-situ, no reinforcement, Pre-mix Concrete Normal Class GP/GGBFS/FA blend (Boral) (NSW), (Sydney) Normal Class GP/GGBFS/FA blend 32 MPa | Concrete_32MPa | Concrete_32MPa | 2022-08-15 | 2026-04-01 | Sydney, NSW | S-P-02336 | Version 1.2 | EPD Australasia | https://epd-australasia.com/wp-content/uploads/2021/04/SP02336_Boral-EPD_NSW-ACT_Aug22_V1.2.pdf | m³ | 2400 |  |  |  | 207 | 0 | 0 | 0 | 0 | 207 | 0 | 0.08625 | 0 | 0 | 0 | 0 | 0.08625 | 0 | Version 1.0 | Expired
Concrete (in-situ) | Concrete, 32 MPa | >25 MPa to ≤32 MPa | Concrete, 32 MPa, in-situ, no reinforcement, Pre-mix Concrete ENVIROCRETE 30% (Boral) (NSW), (Sydney) ENVIROCRETE 30% 32 MPa | Concrete_32MPa | Concrete_32MPa | 2022-08-15 | 2026-04-01 | Sydney, NSW | S-P-02336 | Version 1.2 | EPD Australasia | https://epd-australasia.com/wp-content/uploads/2021/04/SP02336_Boral-EPD_NSW-ACT_Aug22_V1.2.pdf | m³ | 2400 |  |  |  | 260 | 0 | 0 | 0 | 0 | 260 | 0 | 0.10833 | 0 | 0 | 0 | 0 | 0.10833 | 0 | Version 1.0 | Expired
Concrete (in-situ) | Concrete, 32 MPa | >25 MPa to ≤32 MPa | Concrete, 32 MPa, in-situ, no reinforcement, Pre-mix Concrete ENVIROCRETE 40% (Boral) (NSW), (Sydney) ENVIROCRETE 40% 32 MPa | Concrete_32MPa | Concrete_32MPa | 2022-08-15 | 2026-04-01 | Sydney, NSW | S-P-02336 | Version 1.2 | EPD Australasia | https://epd-australasia.com/wp-content/uploads/2021/04/SP02336_Boral-EPD_NSW-ACT_Aug22_V1.2.pdf | m³ | 2400 |  |  |  | 238 | 0 | 0 | 0 | 0 | 238 | 0 | 0.099167 | 0 | 0 | 0 | 0 | 0.099167 | 0 | Version 1.0 | Expired
Concrete (in-situ) | Concrete, 32 MPa | >25 MPa to ≤32 MPa | Concrete, 32 MPa, in-situ, no reinforcement, Pre-mix Concrete ENVIROCRETE PLUS (Boral) (NSW), (Sydney) ENVIROCRETE PLUS 32MPa | Concrete_32MPa | Concrete_32MPa | 2022-08-15 | 2026-04-01 | Sydney, NSW | S-P-02336 | Version 1.2 | EPD Australasia | https://epd-australasia.com/wp-content/uploads/2021/04/SP02336_Boral-EPD_NSW-ACT_Aug22_V1.2.pdf | m³ | 2400 |  |  |  | 229 | 0 | 0 | 0 | 0 | 229 | 0 | 0.095417 | 0 | 0 | 0 | 0 | 0.095417 | 0 | Version 1.0 | Expired
Concrete (in-situ) | Concrete, 32 MPa | >25 MPa to ≤32 MPa | Concrete, 32 MPa, in-situ, no reinforcement, Pre-mix Concrete ENVISIA (Boral) (NSW), (Sydney) ENVISIA 32MPa | Concrete_32MPa | Concrete_32MPa | 2022-08-15 | 2026-04-01 | Sydney, NSW | S-P-02336 | Version 1.2 | EPD Australasia | https://epd-australasia.com/wp-content/uploads/2021/04/SP02336_Boral-EPD_NSW-ACT_Aug22_V1.2.pdf | m³ | 2400 |  |  |  | 198 | 0 | 0 | 0 | 0 | 198 | 0 | 0.0825 | 0 | 0 | 0 | 0 | 0.0825 | 0 | Version 1.0 | Expired
Concrete (in-situ) | Concrete, 32 MPa | >25 MPa to ≤32 MPa | Concrete, 32 MPa, in-situ, no reinforcement, Pre-mix Concrete KERB MACHINE (Boral) (NSW), (Sydney) KERB MACHINE 32MPa 10MM | Concrete_32MPa | Concrete_32MPa | 2022-08-15 | 2026-04-01 | Sydney, NSW | S-P-02336 | Version 1.2 | EPD Australasia | https://epd-australasia.com/wp-content/uploads/2021/04/SP02336_Boral-EPD_NSW-ACT_Aug22_V1.2.pdf | m³ | 2400 |  |  |  | 287 | 0 | 0 | 0 | 0 | 287 | 0 | 0.11958 | 0 | 0 | 0 | 0 | 0.11958 | 0 | Version 1.0 | Expired
Concrete (in-situ) | Concrete, 32 MPa | >25 MPa to ≤32 MPa | Concrete, 32 MPa, in-situ, no reinforcement, Pre-mix Concrete Normal Class GP blend (Boral) (NSW), (Wollongong) Normal Class GP blend 32MPa | Concrete_32MPa | Concrete_32MPa | 2022-08-15 | 2026-04-01 | Wollongong, NSW | S-P-02336 | Version 1.2 | EPD Australasia | https://epd-australasia.com/wp-content/uploads/2021/04/SP02336_Boral-EPD_NSW-ACT_Aug22_V1.2.pdf | m³ | 2400 |  |  |  | 310 | 0 | 0 | 0 | 0 | 310 | 0 | 0.12917 | 0 | 0 | 0 | 0 | 0.12917 | 0 | Version 1.0 | Expired
Concrete (in-situ) | Concrete, 32 MPa | >25 MPa to ≤32 MPa | Concrete, 32 MPa, in-situ, no reinforcement, Pre-mix Concrete Normal Class GP/FA blend (Boral) (NSW), (Wollongong) Normal Class GP/FA blend 32 MPa | Concrete_32MPa | Concrete_32MPa | 2022-08-15 | 2026-04-01 | Wollongong, NSW | S-P-02336 | Version 1.2 | EPD Australasia | https://epd-australasia.com/wp-content/uploads/2021/04/SP02336_Boral-EPD_NSW-ACT_Aug22_V1.2.pdf | m³ | 2400 |  |  |  | 257 | 0 | 0 | 0 | 0 | 257 | 0 | 0.10708 | 0 | 0 | 0 | 0 | 0.10708 | 0 | Version 1.0 | Expired
Concrete (in-situ) | Concrete, 32 MPa | >25 MPa to ≤32 MPa | Concrete, 32 MPa, in-situ, no reinforcement, Pre-mix Concrete Normal Class GP/GGBFS blend (Boral) (NSW), (Wollongong) Normal Class GP/GGBFS blend 32 MPa | Concrete_32MPa | Concrete_32MPa | 2022-08-15 | 2026-04-01 | Wollongong, NSW | S-P-02336 | Version 1.2 | EPD Australasia | https://epd-australasia.com/wp-content/uploads/2021/04/SP02336_Boral-EPD_NSW-ACT_Aug22_V1.2.pdf | m³ | 2400 |  |  |  | 216 | 0 | 0 | 0 | 0 | 216 | 0 | 0.09 | 0 | 0 | 0 | 0 | 0.09 | 0 | Version 1.0 | Expired
Concrete (in-situ) | Concrete, 32 MPa | >25 MPa to ≤32 MPa | Concrete, 32 MPa, in-situ, no reinforcement, Pre-mix Concrete KERB MACHINE (Boral) (NSW), (Wollongong) KERB MACHINE 32MPa 10MM | Concrete_32MPa | Concrete_32MPa | 2022-08-15 | 2026-04-01 | Wollongong, NSW | S-P-02336 | Version 1.2 | EPD Australasia | https://epd-australasia.com/wp-content/uploads/2021/04/SP02336_Boral-EPD_NSW-ACT_Aug22_V1.2.pdf | m³ | 2400 |  |  |  | 288 | 0 | 0 | 0 | 0 | 288 | 0 | 0.12 | 0 | 0 | 0 | 0 | 0.12 | 0 | Version 1.0 | Expired
Concrete (in-situ) | Concrete, 32 MPa | >25 MPa to ≤32 MPa | Concrete, 32 MPa, in-situ, no reinforcement, Pre-mix Concrete Normal Class GP/GGBFS/FA blend (Boral) (NSW), (Wollongong) Normal Class GP/GGBFS/FA blend 32 MPa | Concrete_32MPa | Concrete_32MPa | 2022-08-15 | 2026-04-01 | Wollongong, NSW | S-P-02336 | Version 1.2 | EPD Australasia | https://epd-australasia.com/wp-content/uploads/2021/04/SP02336_Boral-EPD_NSW-ACT_Aug22_V1.2.pdf | m³ | 2400 |  |  |  | 185 | 0 | 0 | 0 | 0 | 185 | 0 | 0.077083 | 0 | 0 | 0 | 0 | 0.077083 | 0 | Version 1.0 | Expired
Concrete (in-situ) | Concrete, 32 MPa | >25 MPa to ≤32 MPa | Concrete, 32 MPa, in-situ, no reinforcement, Pre-mix Concrete ENVIROCRETE 30% (Boral) (NSW), (Wollongong) ENVIROCRETE 30% 32 MPa | Concrete_32MPa | Concrete_32MPa | 2022-08-15 | 2026-04-01 | Wollongong, NSW | S-P-02336 | Version 1.2 | EPD Australasia | https://epd-australasia.com/wp-content/uploads/2021/04/SP02336_Boral-EPD_NSW-ACT_Aug22_V1.2.pdf | m³ | 2400 |  |  |  | 257 | 0 | 0 | 0 | 0 | 257 | 0 | 0.10708 | 0 | 0 | 0 | 0 | 0.10708 | 0 | Version 1.0 | Expired
Concrete (in-situ) | Concrete, 32 MPa | >25 MPa to ≤32 MPa | Concrete, 32 MPa, in-situ, no reinforcement, Pre-mix Concrete ENVIROCRETE 40% (Boral) (NSW), (Wollongong) ENVIROCRETE 40% 32 MPa | Concrete_32MPa | Concrete_32MPa | 2022-08-15 | 2026-04-01 | Wollongong, NSW | S-P-02336 | Version 1.2 | EPD Australasia | https://epd-australasia.com/wp-content/uploads/2021/04/SP02336_Boral-EPD_NSW-ACT_Aug22_V1.2.pdf | m³ | 2400 |  |  |  | 233 | 0 | 0 | 0 | 0 | 233 | 0 | 0.097083 | 0 | 0 | 0 | 0 | 0.097083 | 0 | Version 1.0 | Expired
Concrete (in-situ) | Concrete, 32 MPa | >25 MPa to ≤32 MPa | Concrete, 32 MPa, in-situ, no reinforcement, Pre-mix Concrete ENVIROCRETE PLUS (Boral) (NSW), (Wollongong) ENVIROCRETE PLUS 32MPa | Concrete_32MPa | Concrete_32MPa | 2022-08-15 | 2026-04-01 | Wollongong, NSW | S-P-02336 | Version 1.2 | EPD Australasia | https://epd-australasia.com/wp-content/uploads/2021/04/SP02336_Boral-EPD_NSW-ACT_Aug22_V1.2.pdf | m³ | 2400 |  |  |  | 224 | 0 | 0 | 0 | 0 | 224 | 0 | 0.093333 | 0 | 0 | 0 | 0 | 0.093333 | 0 | Version 1.0 | Expired
Concrete (in-situ) | Concrete, 32 MPa | >25 MPa to ≤32 MPa | Concrete, 32 MPa, in-situ, no reinforcement, Pre-mix Concrete ENVISIA (Boral) (NSW), (Wollongong) ENVISIA 32MPa | Concrete_32MPa | Concrete_32MPa | 2022-08-15 | 2026-04-01 | Wollongong, NSW | S-P-02336 | Version 1.2 | EPD Australasia | https://epd-australasia.com/wp-content/uploads/2021/04/SP02336_Boral-EPD_NSW-ACT_Aug22_V1.2.pdf | m³ | 2400 |  |  |  | 193 | 0 | 0 | 0 | 0 | 193 | 0 | 0.080417 | 0 | 0 | 0 | 0 | 0.080417 | 0 | Version 1.0 | Expired
Concrete (in-situ) | Concrete, 32 MPa | >25 MPa to ≤32 MPa | Concrete, 32 MPa, in-situ, no reinforcement, Pre-mix Concrete Normal Class GP blend (Boral) (TAS), (Hobart) Normal Class GP blend 32MPa | Concrete_32MPa | Concrete_32MPa | 2021-10-15 | 2026-05-01 | Hobart, TAS | S-P-02337 |  | EPD Australasia | https://epd-australasia.com/wp-content/uploads/2021/05/BoralConcrete_EPDv1.1_2021_Tasmania_hr.pdf | m³ | 2400 |  |  |  | 308 | 0 | 0 | 0 | 0 | 308 | 0 | 0.12833 | 0 | 0 | 0 | 0 | 0.12833 | 0 | Version 1.0 | Expired
Concrete (in-situ) | Concrete, 32 MPa | >25 MPa to ≤32 MPa | Concrete, 32 MPa, in-situ, no reinforcement, Pre-mix Concrete ENVISIA (Boral) (TAS), (Hobart) ENVISIA 32 MPa | Concrete_32MPa | Concrete_32MPa | 2021-10-15 | 2026-05-01 | Hobart, TAS | S-P-02337 |  | EPD Australasia | https://epd-australasia.com/wp-content/uploads/2021/05/BoralConcrete_EPDv1.1_2021_Tasmania_hr.pdf | m³ | 2400 |  |  |  | 276 | 0 | 0 | 0 | 0 | 276 | 0 | 0.115 | 0 | 0 | 0 | 0 | 0.115 | 0 | Version 1.0 | Expired
Concrete (in-situ) | Concrete, 32 MPa | >25 MPa to ≤32 MPa | Concrete, 32 MPa, in-situ, no reinforcement, Pre-mix Concrete Normal Class GP blend (Boral) (TAS), (Launceston) Normal Class GP blend 32MPa | Concrete_32MPa | Concrete_32MPa | 2021-10-15 | 2026-05-01 | Launceston, TAS | S-P-02337 |  | EPD Australasia | https://epd-australasia.com/wp-content/uploads/2021/05/BoralConcrete_EPDv1.1_2021_Tasmania_hr.pdf | m³ | 2400 |  |  |  | 306 | 0 | 0 | 0 | 0 | 306 | 0 | 0.1275 | 0 | 0 | 0 | 0 | 0.1275 | 0 | Version 1.0 | Expired
Concrete (in-situ) | Concrete, 32 MPa | >25 MPa to ≤32 MPa | Concrete, 32 MPa, in-situ, no reinforcement, Pre-mix Concrete ENVISIA (Boral) (TAS), (Launceston) ENVISIA 32 MPa | Concrete_32MPa | Concrete_32MPa | 2021-10-15 | 2026-05-01 | Launceston, TAS | S-P-02337 |  | EPD Australasia | https://epd-australasia.com/wp-content/uploads/2021/05/BoralConcrete_EPDv1.1_2021_Tasmania_hr.pdf | m³ | 2400 |  |  |  | 268 | 0 | 0 | 0 | 0 | 268 | 0 | 0.11167 | 0 | 0 | 0 | 0 | 0.11167 | 0 | Version 1.0 | Expired
Concrete (in-situ) | Concrete, 32 MPa | >25 MPa to ≤32 MPa | Concrete, 32 MPa, in-situ, no reinforcement, GP, Normal Class (WA Premix) (WA), (Perth) | Concrete_32MPa | Concrete_32MPa | 2022-02-28 | 2027-02-28 | Perth, WA | S-P-05479 |  | EPD Australasia | https://epd-australasia.com/wp-content/uploads/2022/07/SP-05479_WA-Premix-Ready-Mix-Concrete-EPD-v1.0.pdf | m³ | 2400 |  |  |  | 363 | 0 | 0 | 0 | 0 | 363 | 0 | 0.15125 | 0 | 0 | 0 | 0 | 0.15125 | 0 | Version 1.0
Concrete (in-situ) | Concrete, 32 MPa | >25 MPa to ≤32 MPa | Concrete, 32 MPa, in-situ, no reinforcement, Blend, Normal Class (WA Premix) (WA), (Perth) | Concrete_32MPa | Concrete_32MPa | 2022-02-28 | 2027-02-28 | Perth, WA | S-P-05479 |  | EPD Australasia | https://epd-australasia.com/wp-content/uploads/2022/07/SP-05479_WA-Premix-Ready-Mix-Concrete-EPD-v1.0.pdf | m³ | 2400 |  |  |  | 349 | 0 | 0 | 0 | 0 | 349 | 0 | 0.14542 | 0 | 0 | 0 | 0 | 0.14542 | 0 | Version 1.0
Concrete (in-situ) | Concrete, 32 MPa | >25 MPa to ≤32 MPa | Concrete, 32 MPa, in-situ, no reinforcement, AQ1339, Special Class (WA Premix) (WA), (Perth) | Concrete_32MPa | Concrete_32MPa | 2022-02-28 | 2027-02-28 | Perth, WA | S-P-05479 |  | EPD Australasia | https://epd-australasia.com/wp-content/uploads/2022/07/SP-05479_WA-Premix-Ready-Mix-Concrete-EPD-v1.0.pdf | m³ | 2400 |  |  |  | 399 | 0 | 0 | 0 | 0 | 399 | 0 | 0.16625 | 0 | 0 | 0 | 0 | 0.16625 | 0 | Version 1.0
Concrete (in-situ) | Concrete, 32 MPa | >25 MPa to ≤32 MPa | Concrete, 32 MPa, in-situ, no reinforcement, AQ1340, Special Class (WA Premix) (WA), (Perth) | Concrete_32MPa | Concrete_32MPa | 2022-02-28 | 2027-02-28 | Perth, WA | S-P-05479 |  | EPD Australasia | https://epd-australasia.com/wp-content/uploads/2022/07/SP-05479_WA-Premix-Ready-Mix-Concrete-EPD-v1.0.pdf | m³ | 2400 |  |  |  | 399 | 0 | 0 | 0 | 0 | 399 | 0 | 0.16625 | 0 | 0 | 0 | 0 | 0.16625 | 0 | Version 1.0
Concrete (in-situ) | Concrete, 32 MPa | >25 MPa to ≤32 MPa | Concrete, 32 MPa, in-situ, no reinforcement, AQ2339, Special Class (WA Premix) (WA), (Perth) | Concrete_32MPa | Concrete_32MPa | 2022-02-28 | 2027-02-28 | Perth, WA | S-P-05479 |  | EPD Australasia | https://epd-australasia.com/wp-content/uploads/2022/07/SP-05479_WA-Premix-Ready-Mix-Concrete-EPD-v1.0.pdf | m³ | 2400 |  |  |  | 317 | 0 | 0 | 0 | 0 | 317 | 0 | 0.13208 | 0 | 0 | 0 | 0 | 0.13208 | 0 | Version 1.0
Concrete (in-situ) | Concrete, 32 MPa | >25 MPa to ≤32 MPa | Concrete, 32 MPa, in-situ, no reinforcement, AQ2340, Special Class (WA Premix) (WA), (Perth) | Concrete_32MPa | Concrete_32MPa | 2022-02-28 | 2027-02-28 | Perth, WA | S-P-05479 |  | EPD Australasia | https://epd-australasia.com/wp-content/uploads/2022/07/SP-05479_WA-Premix-Ready-Mix-Concrete-EPD-v1.0.pdf | m³ | 2400 |  |  |  | 318 | 0 | 0 | 0 | 0 | 318 | 0 | 0.1325 | 0 | 0 | 0 | 0 | 0.1325 | 0 | Version 1.0
Concrete (in-situ) | Concrete, 32 MPa | >25 MPa to ≤32 MPa | Concrete, 32 MPa, in-situ, no reinforcement, Ready-Mix Concrete (LC)50 (Concrite) (NSW) (Sydney Region, NSW) | Concrete_32MPa | Concrete_32MPa | 2022-02-28 | 2027-02-28 | Sydney Region, NSW | S-P-05479 |  | EPD Australasia | https://epd-australasia.com/wp-content/uploads/2022/02/17765_Concrite_EPD_2022_SP02335.pdf | m³ | 2400 |  |  |  | 187 | 0 | 0 | 0 | 0 | 187 | 0 | 0.077917 | 0 | 0 | 0 | 0 | 0.077917 | 0 | Version 1.0
Concrete (in-situ) | Concrete, 32 MPa | >25 MPa to ≤32 MPa | Concrete, 32 MPa, in-situ, no reinforcement, Ready-Mix Concrete (LC)40 (Concrite) (NSW) (Sydney Region, NSW) | Concrete_32MPa | Concrete_32MPa | 2022-02-28 | 2027-02-28 | Sydney Region, NSW | S-P-05479 |  | EPD Australasia | https://epd-australasia.com/wp-content/uploads/2022/02/17765_Concrite_EPD_2022_SP02335.pdf | m³ | 2400 |  |  |  | 215 | 0 | 0 | 0 | 0 | 215 | 0 | 0.089583 | 0 | 0 | 0 | 0 | 0.089583 | 0 | Version 1.0
Concrete (in-situ) | Concrete, 32 MPa | >25 MPa to ≤32 MPa | Concrete, 32 MPa, in-situ, no reinforcement, Ready-Mix Concrete (LC)30 (Concrite) (NSW) (Sydney Region, NSW) | Concrete_32MPa | Concrete_32MPa | 2022-02-28 | 2027-02-28 | Sydney Region, NSW | S-P-05479 |  | EPD Australasia | https://epd-australasia.com/wp-content/uploads/2022/02/17765_Concrite_EPD_2022_SP02335.pdf | m³ | 2400 |  |  |  | 274 | 0 | 0 | 0 | 0 | 274 | 0 | 0.11417 | 0 | 0 | 0 | 0 | 0.11417 | 0 | Version 1.0
Concrete (in-situ) | Concrete, 32 MPa | >25 MPa to ≤32 MPa | Concrete, 32 MPa, in-situ, no reinforcement, Ready-Mix Concrete (LCHP) (Concrite) (NSW) (Sydney Region, NSW) | Concrete_32MPa | Concrete_32MPa | 2022-02-28 | 2027-02-28 | Sydney Region, NSW | S-P-05479 |  | EPD Australasia | https://epd-australasia.com/wp-content/uploads/2022/02/17765_Concrite_EPD_2022_SP02335.pdf | m³ | 2400 |  |  |  | 224 | 0 | 0 | 0 | 0 | 224 | 0 | 0.093333 | 0 | 0 | 0 | 0 | 0.093333 | 0 | Version 1.0
Concrete (in-situ) | Concrete, 32 MPa | >25 MPa to ≤32 MPa | Concrete, 32 MPa, in-situ, no reinforcement, Ready-Mix Concrete (LCP) (Concrite) (NSW) (Sydney Region, NSW) | Concrete_32MPa | Concrete_32MPa | 2022-02-28 | 2027-02-28 | Sydney Region, NSW | S-P-05479 |  | EPD Australasia | https://epd-australasia.com/wp-content/uploads/2022/02/17765_Concrite_EPD_2022_SP02335.pdf | m³ | 2400 |  |  |  | 239 | 0 | 0 | 0 | 0 | 239 | 0 | 0.099583 | 0 | 0 | 0 | 0 | 0.099583 | 0 | Version 1.0
Concrete (in-situ) | Concrete, 32 MPa | >25 MPa to ≤32 MPa | Concrete, 32 MPa, in-situ, no reinforcement, Ready-Mix Concrete Normal class GP blend (Concrite) (NSW) (Sydney Region, NSW) | Concrete_32MPa | Concrete_32MPa | 2022-02-28 | 2027-02-28 | Sydney Region, NSW | S-P-05479 |  | EPD Australasia | https://epd-australasia.com/wp-content/uploads/2022/02/17765_Concrite_EPD_2022_SP02335.pdf | m³ | 2400 |  |  |  | 297 | 0 | 0 | 0 | 0 | 297 | 0 | 0.12375 | 0 | 0 | 0 | 0 | 0.12375 | 0 | Version 1.0
Concrete (in-situ) | Concrete, 32 MPa | >25 MPa to ≤32 MPa | Concrete, 32 MPa, in-situ, no reinforcement, Ready-Mix Concrete KERB MACHINE (Concrite) (NSW) (Sydney Region, NSW) | Concrete_32MPa | Concrete_32MPa | 2022-02-28 | 2027-02-28 | Sydney Region, NSW | S-P-05479 |  | EPD Australasia | https://epd-australasia.com/wp-content/uploads/2022/02/17765_Concrite_EPD_2022_SP02335.pdf | m³ | 2400 |  |  |  | 180 | 0 | 0 | 0 | 0 | 180 | 0 | 0.075 | 0 | 0 | 0 | 0 | 0.075 | 0 | Version 1.0
Concrete (in-situ) | Concrete, 32 MPa | >25 MPa to ≤32 MPa | Concrete, 32 MPa, in-situ, no reinforcement, Ready-Mix Concrete SLAG AGG CONCRETE MIX, (LC)50 (Concrite) (NSW) (Sydney Region, NSW) | Concrete_32MPa | Concrete_32MPa | 2022-02-28 | 2027-02-28 | Sydney Region, NSW | S-P-05479 |  | EPD Australasia | https://epd-australasia.com/wp-content/uploads/2022/02/17765_Concrite_EPD_2022_SP02335.pdf | m³ | 2400 |  |  |  | 204 | 0 | 0 | 0 | 0 | 204 | 0 | 0.085 | 0 | 0 | 0 | 0 | 0.085 | 0 | Version 1.0
Concrete (in-situ) | Concrete, 32 MPa | >25 MPa to ≤32 MPa | Concrete, 32 MPa, in-situ, no reinforcement, Ready-Mix Concrete SLAG AGG CONCRETE MIX, (LC)40 (Concrite) (NSW) (Sydney Region, NSW) | Concrete_32MPa | Concrete_32MPa | 2022-02-28 | 2027-02-28 | Sydney Region, NSW | S-P-05479 |  | EPD Australasia | https://epd-australasia.com/wp-content/uploads/2022/02/17765_Concrite_EPD_2022_SP02335.pdf | m³ | 2400 |  |  |  | 223 | 0 | 0 | 0 | 0 | 223 | 0 | 0.092917 | 0 | 0 | 0 | 0 | 0.092917 | 0 | Version 1.0
Concrete (in-situ) | Concrete, 32 MPa | >25 MPa to ≤32 MPa | Concrete, 32 MPa, in-situ, no reinforcement, Ready-Mix Concrete SLAG AGG CONCRETE MIX, (LC)30 (Concrite) (NSW) (Sydney Region, NSW) | Concrete_32MPa | Concrete_32MPa | 2022-02-28 | 2027-02-28 | Sydney Region, NSW | S-P-05479 |  | EPD Australasia | https://epd-australasia.com/wp-content/uploads/2022/02/17765_Concrite_EPD_2022_SP02335.pdf | m³ | 2400 |  |  |  | 266 | 0 | 0 | 0 | 0 | 266 | 0 | 0.11083 | 0 | 0 | 0 | 0 | 0.11083 | 0 | Version 1.0
Concrete (in-situ) | Concrete, 32 MPa | >25 MPa to ≤32 MPa | Concrete, 32 MPa, in-situ, no reinforcement, Ready-Mix Concrete (LC)30 32MPa (Concrite) (NSW) (Southern Highlands, NSW) | Concrete_32MPa | Concrete_32MPa | 2022-02-28 | 2027-02-28 | Southern Highlands, NSW | S-P-05479 |  | EPD Australasia | https://epd-australasia.com/wp-content/uploads/2022/02/17765_Concrite_EPD_2022_SP02335.pdf | m³ | 2400 |  |  |  | 270 | 0 | 0 | 0 | 0 | 270 | 0 | 0.1125 | 0 | 0 | 0 | 0 | 0.1125 | 0 | Version 1.0
Concrete (in-situ) | Concrete, 32 MPa | >25 MPa to ≤32 MPa | Concrete, 32 MPa, in-situ, no reinforcement, Ready-Mix Concrete NORMAL CLASS GP BLEND (Concrite) (NSW) (Southern Highlands, NSW) | Concrete_32MPa | Concrete_32MPa | 2022-02-28 | 2027-02-28 | Southern Highlands, NSW | S-P-05479 |  | EPD Australasia | https://epd-australasia.com/wp-content/uploads/2022/02/17765_Concrite_EPD_2022_SP02335.pdf | m³ | 2400 |  |  |  | 302 | 0 | 0 | 0 | 0 | 302 | 0 | 0.12583 | 0 | 0 | 0 | 0 | 0.12583 | 0 | Version 1.0
Concrete (in-situ) | Concrete, 32 MPa | >25 MPa to ≤32 MPa | Concrete, 32 MPa, in-situ, no reinforcement, Ready-Mix Concrete KERB MACHINE 10MM (Concrite) (NSW) (Southern Highlands, NSW) | Concrete_32MPa | Concrete_32MPa | 2022-02-28 | 2027-02-28 | Southern Highlands, NSW | S-P-05479 |  | EPD Australasia | https://epd-australasia.com/wp-content/uploads/2022/02/17765_Concrite_EPD_2022_SP02335.pdf | m³ | 2400 |  |  |  | 281 | 0 | 0 | 0 | 0 | 281 | 0 | 0.11708 | 0 | 0 | 0 | 0 | 0.11708 | 0 | Version 1.0
Concrete (in-situ) | Concrete, 32 MPa | >25 MPa to ≤32 MPa | Concrete, 32 MPa, in-situ, no reinforcement, Ready-Mix Concrete LC30 32MPa (Concrite) (ACT) (Canberra, ACT) | Concrete_32MPa | Concrete_32MPa | 2022-02-28 | 2027-02-28 | Canberra, ACT | S-P-05479 |  | EPD Australasia | https://epd-australasia.com/wp-content/uploads/2022/02/17765_Concrite_EPD_2022_SP02335.pdf | m³ | 2400 |  |  |  | 268 | 0 | 0 | 0 | 0 | 268 | 0 | 0.11167 | 0 | 0 | 0 | 0 | 0.11167 | 0 | Version 1.0
Concrete (in-situ) | Concrete, 32 MPa | >25 MPa to ≤32 MPa | Concrete, 32 MPa, in-situ, no reinforcement, Ready-Mix Concrete NORMAL CLASS GP BLEND (Concrite) (ACT) (Canberra, ACT) | Concrete_32MPa | Concrete_32MPa | 2022-02-28 | 2027-02-28 | Canberra, ACT | S-P-05479 |  | EPD Australasia | https://epd-australasia.com/wp-content/uploads/2022/02/17765_Concrite_EPD_2022_SP02335.pdf | m³ | 2400 |  |  |  | 323 | 0 | 0 | 0 | 0 | 323 | 0 | 0.13458 | 0 | 0 | 0 | 0 | 0.13458 | 0 | Version 1.0
Concrete (in-situ) | Concrete, 32 MPa | >25 MPa to ≤32 MPa | Concrete, 32 MPa, in-situ, no reinforcement, Ready-Mix Concrete KERB MACHINE 10MM (Concrite) (ACT) (Canberra, ACT) | Concrete_32MPa | Concrete_32MPa | 2022-02-28 | 2027-02-28 | Canberra, ACT | S-P-05479 |  | EPD Australasia | https://epd-australasia.com/wp-content/uploads/2022/02/17765_Concrite_EPD_2022_SP02335.pdf | m³ | 2400 |  |  |  | 271 | 0 | 0 | 0 | 0 | 271 | 0 | 0.11292 | 0 | 0 | 0 | 0 | 0.11292 | 0 | Version 1.0
Concrete (in-situ) | Concrete, 32 MPa | >25 MPa to ≤32 MPa | Concrete, 32 MPa, in-situ, no reinforcement, (Adbri Concrete N Class GP/GL:FA 32 MPa) (Adbri) (NSW) | Concrete_32MPa | Concrete_32MPa | 2023-03-31 | 2028-03-31 | NSW | S-P-05519 | Version 1 | EPD Australasia | https://epd-australasia.com/wp-content/uploads/2023/04/SP05519-Adbri-EPD-Concrete_NSW_Mar23.pdf | m³ | 2400 |  |  |  | 302.67 | 302.66 | 0.00543 | 0 | 0 | 302.6654 | 0 | 0.12611 | 0.12611 | 2.2625e-06 | 0 | 0 | 0.12611 | 0 | Version 1.0
Concrete (in-situ) | Concrete, 32 MPa | >25 MPa to ≤32 MPa | Concrete, 32 MPa, in-situ, no reinforcement, (Futurecrete® Ultra N Class Ternary 32 MPa) (Adbri) (NSW) | Concrete_32MPa | Concrete_32MPa | 2023-03-31 | 2028-03-31 | NSW | S-P-05519 | Version 1 | EPD Australasia | https://epd-australasia.com/wp-content/uploads/2023/04/SP05519-Adbri-EPD-Concrete_NSW_Mar23.pdf | m³ | 2400 |  |  |  | 243.59 | 243.56 | 0.0227 | 0 | 0 | 243.5827 | 0 | 0.1015 | 0.10148 | 9.4583e-06 | 0 | 0 | 0.10149 | 0 | Version 1.0
Concrete (in-situ) | Concrete, 32 MPa | >25 MPa to ≤32 MPa | Concrete, 32 MPa, in-situ, no reinforcement, (Futurecrete® S Class GP/GL 32 MPa) (Adbri) (SA) | Concrete_32MPa | Concrete_32MPa | 2023-03-31 | 2028-03-31 | SA | S-P-05521 | Version 1 | EPD Australasia | https://epd-australasia.com/wp-content/uploads/2023/04/SP05521-Adbri-EPD-Concrete_SA_Mar23.pdf | m³ | 2400 |  |  |  | 252.02 | 251.97 | 0.04 | 0 | 0 | 252.01 | 0 | 0.10501 | 0.10499 | 1.6667e-05 | 0 | 0 | 0.105 | 0 | Version 1.0
Concrete (in-situ) | Concrete, 32 MPa | >25 MPa to ≤32 MPa | Concrete, 32 MPa, in-situ, no reinforcement, (Adbri N Class GP/GL 32 MPa) (Adbri) (SA) | Concrete_32MPa | Concrete_32MPa | 2023-03-31 | 2028-03-31 | SA | S-P-05521 | Version 1 | EPD Australasia | https://epd-australasia.com/wp-content/uploads/2023/04/SP05521-Adbri-EPD-Concrete_SA_Mar23.pdf | m³ | 2400 |  |  |  | 240.2 | 240.16 | 0.03 | 0 | 0 | 240.19 | 0 | 0.10008 | 0.10007 | 1.25e-05 | 0 | 0 | 0.10008 | 0 | Version 1.0
Concrete (in-situ) | Concrete, 32 MPa | >25 MPa to ≤32 MPa | Concrete, 32 MPa, in-situ, no reinforcement, (Futurecrete® N Class GP/GL:FA 32 MPa) (Adbri) (SA) | Concrete_32MPa | Concrete_32MPa | 2023-03-31 | 2028-03-31 | SA | S-P-05521 | Version 1 | EPD Australasia | https://epd-australasia.com/wp-content/uploads/2023/04/SP05521-Adbri-EPD-Concrete_SA_Mar23.pdf | m³ | 2400 |  |  |  | 194.07 | 194.02 | 0.04 | 0 | 0 | 194.06 | 0 | 0.080863 | 0.080842 | 1.6667e-05 | 0 | 0 | 0.080858 | 0 | Version 1.0
Concrete (in-situ) | Concrete, 32 MPa | >25 MPa to ≤32 MPa | Concrete, 32 MPa, in-situ, no reinforcement, (Futurecrete® N Class GP/GL:Slag 32 MPa) (Adbri) (SA) | Concrete_32MPa | Concrete_32MPa | 2023-03-31 | 2028-03-31 | SA | S-P-05521 | Version 1 | EPD Australasia | https://epd-australasia.com/wp-content/uploads/2023/04/SP05521-Adbri-EPD-Concrete_SA_Mar23.pdf | m³ | 2400 |  |  |  | 188.39 | 188.35 | 0.03 | 0 | 0 | 188.38 | 0 | 0.078496 | 0.078479 | 1.25e-05 | 0 | 0 | 0.078492 | 0 | Version 1.0
Concrete (in-situ) | Concrete, 32 MPa | >25 MPa to ≤32 MPa | Concrete, 32 MPa, in-situ, no reinforcement, (Futurecrete® S Class GP/GL:Slag 32 MPa) (Adbri) (SA) | Concrete_32MPa | Concrete_32MPa | 2023-03-31 | 2028-03-31 | SA | S-P-05521 | Version 1 | EPD Australasia | https://epd-australasia.com/wp-content/uploads/2023/04/SP05521-Adbri-EPD-Concrete_SA_Mar23.pdf | m³ | 2400 |  |  |  | 188.17 | 188.13 | 0.03 | 0 | 0 | 188.16 | 0 | 0.078404 | 0.078387 | 1.25e-05 | 0 | 0 | 0.0784 | 0 | Version 1.0
Concrete (in-situ) | Concrete, 32 MPa | >25 MPa to ≤32 MPa | Concrete, 32 MPa, in-situ, no reinforcement, (CS3220BGS)(B) (BCG) (WA), (Perth) | Concrete_32MPa | Concrete_32MPa | 2022-12-15 | 2027-12-15 | Perth, WA | S-P-05491 | Version 1 | EPD Australasia | https://epd-australasia.com/wp-content/uploads/2022/12/SP05491_BGC-EPD_Concrete_Dec22.pdf | m³ | 2400 |  |  |  | 253 | 250 | 2.83 | 0 | 0 | 252.83 | 0 | 0.10542 | 0.10417 | 0.0011792 | 0 | 0 | 0.10535 | 0 | Version 1.0
Concrete (in-situ) | Concrete, 32 MPa | >25 MPa to ≤32 MPa | Concrete, 32 MPa, in-situ, no reinforcement, (CS3220ASC)(GP) (BCG) (WA), (Perth) | Concrete_32MPa | Concrete_32MPa | 2022-12-15 | 2027-12-15 | Perth, WA | S-P-05491 | Version 1 | EPD Australasia | https://epd-australasia.com/wp-content/uploads/2022/12/SP05491_BGC-EPD_Concrete_Dec22.pdf | m³ | 2400 |  |  |  | 374 | 369 | 4.69 | 0 | 0 | 373.69 | 0 | 0.15583 | 0.15375 | 0.0019542 | 0 | 0 | 0.1557 | 0 | Version 1.0
Concrete (in-situ) | Concrete, 32 MPa | >25 MPa to ≤32 MPa | Concrete, 32 MPa, in-situ, no reinforcement, (R3220A)(GP) (BCG) (WA), (Perth) | Concrete_32MPa | Concrete_32MPa | 2022-12-15 | 2027-12-15 | Perth, WA | S-P-05491 | Version 1 | EPD Australasia | https://epd-australasia.com/wp-content/uploads/2022/12/SP05491_BGC-EPD_Concrete_Dec22.pdf | m³ | 2400 |  |  |  | 369 | 364 | 4.61 | 0 | 0 | 368.61 | 0 | 0.15375 | 0.15167 | 0.0019208 | 0 | 0 | 0.15359 | 0 | Version 1.0
Concrete (in-situ) | Concrete, 32 MPa | >25 MPa to ≤32 MPa | Concrete, 32 MPa, in-situ, no reinforcement, (QE327LSPR) (Ecopact) (Holcim) (QLD) (Brisbane) | Concrete_32MPa | Concrete_32MPa | 2022-01-20 | 2027-01-20 | Brisbane, QLD | S-P-04658 | Version 1 | EPD Australasia | https://epd-australasia.com/wp-content/uploads/2022/01/SP04658_Holcim-ViroDecs-Special-Qld-Brisbane-ECOPact-EPD_-Mar23_v3.0.pdf | m³ | 2400 |  |  |  | 274 | 273 | 0.65 | 0 | 0 | 273.65 | 0 | 0.11417 | 0.11375 | 0.00027083 | 0 | 0 | 0.11402 | 0 | Version 1.0
Concrete (in-situ) | Concrete, 32 MPa | >25 MPa to ≤32 MPa | Concrete, 32 MPa, in-situ, no reinforcement, (QE327LSPR) (Ecopact) (Holcim) (QLD), Gold Coast | Concrete_32MPa | Concrete_32MPa | 2023-04-22 | 2028-04-22 | QLD | S-P-05496 | Version 1 | EPD Australasia | https://epd-australasia.com/wp-content/uploads/2023/05/SP05496-Holcim-EPD-ViroDecs%E2%84%A2-QLD-GoldCoast-ECOPact_Apr23.pdf | m³ | 2400 |  |  |  | 259 | 258 | 0.64 | 0 | 0 | 258.64 | 0 | 0.10792 | 0.1075 | 0.00026667 | 0 | 0 | 0.10777 | 0 | Version 1.0
Concrete (in-situ) | Concrete, 32 MPa | >25 MPa to ≤32 MPa | Concrete, 32 MPa, in-situ, no reinforcement, (LH3220E)(LH) (BCG) (WA), (Perth) | Concrete_32MPa | Concrete_32MPa | 2022-12-15 | 2027-12-15 | Perth, WA | S-P-05491 | Version 1 | EPD Australasia | https://epd-australasia.com/wp-content/uploads/2022/12/SP05491_BGC-EPD_Concrete_Dec22.pdf | m³ | 2400 |  |  |  | 181 | 179 | 1.72 | 0 | 0 | 180.72 | 0 | 0.075417 | 0.074583 | 0.00071667 | 0 | 0 | 0.0753 | 0 | Version 1.0
Concrete (in-situ) | Concrete, 32 MPa | >25 MPa to ≤32 MPa | Concrete, 32 MPa, in-situ, no reinforcement, (VE322EF26) (Ecopact) (Holcim) (VIC) | Concrete_32MPa | Concrete_32MPa | 2022-01-12 | 2027-09-26 | VIC | S-P-04657 | Version 1 | EPD Australasia | https://epd-australasia.com/wp-content/uploads/2022/01/SP04657-Holcim-ViroDecs%E2%84%A2-Special-VIC-ECOPact-Range-ver2_Sep22.pdf | m³ | 2400 |  |  |  | 265 | 264 | 0.45 | 0 | 0 | 264.45 | 0 | 0.11042 | 0.11 | 0.0001875 | 0 | 0 | 0.11019 | 0 | Version 1.0
Concrete (in-situ) | Concrete, 32 MPa | >25 MPa to ≤32 MPa | Concrete, 32 MPa, in-situ, no reinforcement, (32MPa 7MM BLOCKMIX) (Adbri) (QLD) | Concrete_32MPa | Concrete_32MPa | 2023-03-31 | 2028-03-31 | QLD | S-P-05518 | Version 1 | EPD Australasia | https://epd-australasia.com/wp-content/uploads/2023/04/SP05518-Adbri-EPD-Concrete_QLD_Mar23.pdf | m³ | 2400 |  |  |  | 271 | 270 | 0.277 | 0 | 0 | 270.277 | 0 | 0.11292 | 0.1125 | 0.00011542 | 0 | 0 | 0.11262 | 0 | Version 1.0
Concrete (in-situ) | Concrete, 32 MPa | >25 MPa to ≤32 MPa | Concrete, 32 MPa, in-situ, no reinforcement, (SE322FE56) (Ecopact) (Holcim) (SA) (Adelaide) | Concrete_32MPa | Concrete_32MPa | 2022-01-27 | 2027-01-27 | SA | S-P-04660 | Version 1 | EPD Australasia | https://epd-australasia.com/wp-content/uploads/2022/02/SP04660-Holcim-EPD-ViroDecs-Special-SA-Adelaide-ECOPact-Range-V2_Mar23.pdf | m³ | 2400 |  |  |  | 245 | 244 | 0.34 | 0 | 0 | 244.34 | 0 | 0.10208 | 0.10167 | 0.00014167 | 0 | 0 | 0.10181 | 0 | Version 1.0
Concrete (in-situ) | Concrete, 32 MPa | >25 MPa to ≤32 MPa | Concrete, 32 MPa, in-situ, no reinforcement, (SE322E2) (Ecopact) (Holcim) (SA) (Adelaide) | Concrete_32MPa | Concrete_32MPa | 2022-01-27 | 2027-01-27 | SA | S-P-04660 | Version 1 | EPD Australasia | https://epd-australasia.com/wp-content/uploads/2022/02/SP04660-Holcim-EPD-ViroDecs-Special-SA-Adelaide-ECOPact-Range-V2_Mar23.pdf | m³ | 2400 |  |  |  | 239 | 238 | 0.33 | 0 | 0 | 238.33 | 0 | 0.099583 | 0.099167 | 0.0001375 | 0 | 0 | 0.099304 | 0 | Version 1.0
Concrete (in-situ) | Concrete, 32 MPa | >25 MPa to ≤32 MPa | Concrete, 32 MPa, in-situ, no reinforcement, (VE322EF2) (Ecopact) (Holcim) (VIC) | Concrete_32MPa | Concrete_32MPa | 2022-01-12 | 2027-09-26 | VIC | S-P-04657 | Version 1 | EPD Australasia | https://epd-australasia.com/wp-content/uploads/2022/01/SP04657-Holcim-ViroDecs%E2%84%A2-Special-VIC-ECOPact-Range-ver2_Sep22.pdf | m³ | 2400 |  |  |  | 240 | 239 | 0.28 | 0 | 0 | 239.28 | 0 | 0.1 | 0.099583 | 0.00011667 | 0 | 0 | 0.0997 | 0 | Version 1.0
Concrete (in-situ) | Concrete, 32 MPa | >25 MPa to ≤32 MPa | Concrete, 32 MPa, in-situ, no reinforcement, (QE322LPN2) (Ecopact) (Holcim) (QLD) (Brisbane) | Concrete_32MPa | Concrete_32MPa | 2022-01-20 | 2027-01-20 | Brisbane, QLD | S-P-04658 | Version 1 | EPD Australasia | https://epd-australasia.com/wp-content/uploads/2022/01/SP04658_Holcim-ViroDecs-Special-Qld-Brisbane-ECOPact-EPD_-Mar23_v3.0.pdf | m³ | 2400 |  |  |  | 262 | 261 | 0.16 | 0 | 0 | 261.16 | 0 | 0.10917 | 0.10875 | 6.6667e-05 | 0 | 0 | 0.10882 | 0 | Version 1.0
Concrete (in-situ) | Concrete, 32 MPa | >25 MPa to ≤32 MPa | Concrete, 32 MPa, in-situ, no reinforcement, (VZ322E5) (Ecopact) (Holcim) (VIC) | Concrete_32MPa | Concrete_32MPa | 2022-01-12 | 2027-09-26 | VIC | S-P-04657 | Version 1 | EPD Australasia | https://epd-australasia.com/wp-content/uploads/2022/01/SP04657-Holcim-ViroDecs%E2%84%A2-Special-VIC-ECOPact-Range-ver2_Sep22.pdf | m³ | 2400 |  |  |  | 222 | 221 | 0.27 | 0 | 0 | 221.27 | 0 | 0.0925 | 0.092083 | 0.0001125 | 0 | 0 | 0.092196 | 0 | Version 1.0
Concrete (in-situ) | Concrete, 32 MPa | >25 MPa to ≤32 MPa | Concrete, 32 MPa, in-situ, no reinforcement, (WE324EKC)(Ecopact) (Holcim) (WA), (Perth Metro) | Concrete_32MPa | Concrete_32MPa | 2021-11-25 | 2026-11-25 | Perth Metro, WA | S-P-03716 | Version 1 | EPD Australasia | https://epd-australasia.com/wp-content/uploads/2021/12/SP03716-Holcim-EPD_WAPerth-ECOPact-Range_-v2.0_Apr23.pdf | m³ | 2400 |  |  |  | 254 | 253 | 0.13 | 0 | 0 | 253.13 | 0 | 0.10583 | 0.10542 | 5.4167e-05 | 0 | 0 | 0.10547 | 0 | Version 1.0
Concrete (in-situ) | Concrete, 32 MPa | >25 MPa to ≤32 MPa | Concrete, 32 MPa, in-situ, no reinforcement, (QE322L652) (Ecopact) (Holcim) (QLD) (Brisbane) | Concrete_32MPa | Concrete_32MPa | 2022-01-20 | 2027-01-20 | Brisbane, QLD | S-P-04658 | Version 1 | EPD Australasia | https://epd-australasia.com/wp-content/uploads/2022/01/SP04658_Holcim-ViroDecs-Special-Qld-Brisbane-ECOPact-EPD_-Mar23_v3.0.pdf | m³ | 2400 |  |  |  | 236 | 235 | 0.15 | 0 | 0 | 235.15 | 0 | 0.098333 | 0.097917 | 6.25e-05 | 0 | 0 | 0.097979 | 0 | Version 1.0
Concrete (in-situ) | Concrete, 32 MPa | >25 MPa to ≤32 MPa | Concrete, 32 MPa, in-situ, no reinforcement, (WE321EBMX)(Ecopact) (Holcim) (WA), (Perth Metro) | Concrete_32MPa | Concrete_32MPa | 2021-11-25 | 2026-11-25 | Perth Metro, WA | S-P-03716 | Version 1 | EPD Australasia | https://epd-australasia.com/wp-content/uploads/2021/12/SP03716-Holcim-EPD_WAPerth-ECOPact-Range_-v2.0_Apr23.pdf | m³ | 2400 |  |  |  | 243 | 242 | 0.11 | 0 | 0 | 242.11 | 0 | 0.10125 | 0.10083 | 4.5833e-05 | 0 | 0 | 0.10088 | 0 | Version 1.0
Concrete (in-situ) | Concrete, 32 MPa | >25 MPa to ≤32 MPa | Concrete, 32 MPa, in-situ, no reinforcement, (Futurecrete® Ultra N class GP/ GL:Slag 32 MPa) (Adbri) (QLD) | Concrete_32MPa | Concrete_32MPa | 2023-03-31 | 2028-03-31 | QLD | S-P-05518 | Version 1 | EPD Australasia | https://epd-australasia.com/wp-content/uploads/2023/04/SP05518-Adbri-EPD-Concrete_QLD_Mar23.pdf | m³ | 2400 |  |  |  | 226 | 225 | 0.164 | 0 | 0 | 225.164 | 0 | 0.094167 | 0.09375 | 6.8333e-05 | 0 | 0 | 0.093818 | 0 | Version 1.0
Concrete (in-situ) | Concrete, 32 MPa | >25 MPa to ≤32 MPa | Concrete, 32 MPa, in-situ, no reinforcement, (WE322E2)(Ecopact) (Holcim) (WA), (Perth Metro) | Concrete_32MPa | Concrete_32MPa | 2021-11-25 | 2026-11-25 | Perth Metro, WA | S-P-03716 | Version 1 | EPD Australasia | https://epd-australasia.com/wp-content/uploads/2021/12/SP03716-Holcim-EPD_WAPerth-ECOPact-Range_-v2.0_Apr23.pdf | m³ | 2400 |  |  |  | 229 | 228 | 0.15 | 0 | 0 | 228.15 | 0 | 0.095417 | 0.095 | 6.25e-05 | 0 | 0 | 0.095063 | 0 | Version 1.0
Concrete (in-situ) | Concrete, 32 MPa | >25 MPa to ≤32 MPa | Concrete, 32 MPa, in-situ, no reinforcement, (WE322E4)(Ecopact) (Holcim) (WA), (Perth Metro) | Concrete_32MPa | Concrete_32MPa | 2021-11-25 | 2026-11-25 | Perth Metro, WA | S-P-03716 | Version 1 | EPD Australasia | https://epd-australasia.com/wp-content/uploads/2021/12/SP03716-Holcim-EPD_WAPerth-ECOPact-Range_-v2.0_Apr23.pdf | m³ | 2400 |  |  |  | 229 | 228 | 0.15 | 0 | 0 | 228.15 | 0 | 0.095417 | 0.095 | 6.25e-05 | 0 | 0 | 0.095063 | 0 | Version 1.0
Concrete (in-situ) | Concrete, 32 MPa | >25 MPa to ≤32 MPa | Concrete, 32 MPa, in-situ, no reinforcement, (QE321E100)(Ecopact) (Holcim) (QLD) (Sunshine Coast) | Concrete_32MPa | Concrete_32MPa | 2022-09-12 | 2027-09-12 | Sunshine Coast, QLD | S-P-04663 | Version 1 | EPD Australasia | https://epd-australasia.com/wp-content/uploads/2022/09/SP04663-Holcim-ViroDecs%E2%84%A2-Special_QLD-Sunshine-Coast-ECOPact_Sep22.pdf | m³ | 2400 |  |  |  | 197 | 196 | 0.22 | 0 | 0 | 196.22 | 0 | 0.082083 | 0.081667 | 9.1667e-05 | 0 | 0 | 0.081758 | 0 | Version 1.0
Concrete (in-situ) | Concrete, 32 MPa | >25 MPa to ≤32 MPa | Concrete, 32 MPa, in-situ, no reinforcement, (QE322E100)(Ecopact) (Holcim) (QLD) (Sunshine Coast) | Concrete_32MPa | Concrete_32MPa | 2022-09-12 | 2027-09-12 | Sunshine Coast, QLD | S-P-04663 | Version 1 | EPD Australasia | https://epd-australasia.com/wp-content/uploads/2022/09/SP04663-Holcim-ViroDecs%E2%84%A2-Special_QLD-Sunshine-Coast-ECOPact_Sep22.pdf | m³ | 2400 |  |  |  | 188 | 187 | 0.2 | 0 | 0 | 187.2 | 0 | 0.078333 | 0.077917 | 8.3333e-05 | 0 | 0 | 0.078 | 0 | Version 1.0
Concrete (in-situ) | Concrete, 32 MPa | >25 MPa to ≤32 MPa | Concrete, 32 MPa, in-situ, no reinforcement, (QE321E) (Ecopact) (Holcim) (QLD), Gold Coast | Concrete_32MPa | Concrete_32MPa | 2023-04-22 | 2028-04-22 | QLD | S-P-05496 | Version 1 | EPD Australasia | https://epd-australasia.com/wp-content/uploads/2023/05/SP05496-Holcim-EPD-ViroDecs%E2%84%A2-QLD-GoldCoast-ECOPact_Apr23.pdf | m³ | 2400 |  |  |  | 199 | 198 | 0.15 | 0 | 0 | 198.15 | 0 | 0.082917 | 0.0825 | 6.25e-05 | 0 | 0 | 0.082562 | 0 | Version 1.0
Concrete (in-situ) | Concrete, 32 MPa | >25 MPa to ≤32 MPa | Concrete (in-situ), 32MPa, Pre-mix Concrete EFM32 (Barro Group) (Australia) | Concrete_32MPa | Concrete_32MPa | 2024-12-18 | 2029-12-18 | Australia | EPD-IES-003074 | Not applicable | EPD Australasia | https://epd-australasia.com/wp-content/uploads/2025/01/EPD-IES-003074-001_BarroGroup_EFM32_2024-12-18.pdf | m³ | 2384 |  |  |  | 175 | 175 | 0.252 | 0.278 | 0 | 175.53 | 0 | 0.073406 | 0.073406 | 0.0001057 | 0.00011661 | 0 | 0.073628 | 0 | Version 2025.1
Concrete (in-situ) | Concrete, 32 MPa | >25 MPa to ≤32 MPa | Concrete (in-situ), 32MPa, Pre-mix Concrete EN32 (Barro Group) (Australia) | Concrete_32MPa | Concrete_32MPa | 2024-12-18 | 2029-12-18 | Australia | EPD-IES-003095 | Not applicable | EPD Australasia | https://epd-australasia.com/wp-content/uploads/2025/01/EPD-IES-003095-001_BarroGroup_EN32_2024-12-18.pdf | m³ | 2384 |  |  |  | 196 | 196 | 0.237 | 0.279 | 0 | 196.516 | 0 | 0.082215 | 0.082215 | 9.9413e-05 | 0.00011703 | 0 | 0.082431 | 0 | Version 2025.1
Concrete (in-situ) | Concrete, 32 MPa | >25 MPa to ≤32 MPa | Concrete (in-situ), 32MPa, Pre-mix Concrete EVR330 (Barro Group) (Australia) | Concrete_32MPa | Concrete_32MPa | 2024-12-18 | 2029-12-18 | Australia | EPD-IES-003111 | Not applicable | EPD Australasia | https://epd-australasia.com/wp-content/uploads/2025/01/EPD-IES-003111-001_BarroGroup_EVR330_2024-12-18.pdf | m³ | 2384 |  |  |  | 263 | 262 | 0.263 | 0.284 | 0 | 262.547 | 0 | 0.11032 | 0.1099 | 0.00011032 | 0.00011913 | 0 | 0.11013 | 0 | Version 2025.1
Concrete (in-situ) | Concrete, 32 MPa | >25 MPa to ≤32 MPa | Concrete (in-situ), 32MPa, Pre-mix Concrete E32700 (Barro Group) (Australia) | Concrete_32MPa | Concrete_32MPa | 2024-12-18 | 2029-12-18 | Australia | EPD-IES-003162 | Not applicable | EPD Australasia | https://epd-australasia.com/wp-content/uploads/2025/01/EPD-IES-003162-001_BarroGroup_E32700_2024-12-18.pdf | m³ | 2384 |  |  |  | 233 | 232 | 0.237 | 0.285 | 0 | 232.522 | 0 | 0.097735 | 0.097315 | 9.9413e-05 | 0.00011955 | 0 | 0.097534 | 0 | Version 2025.1
Concrete (in-situ) | Concrete, 32 MPa | >25 MPa to ≤32 MPa | Concrete (in-situ), 32MPa, Pre-mix Concrete E32600 (Barro Group) (Australia) | Concrete_32MPa | Concrete_32MPa | 2024-12-18 | 2029-12-18 | Australia | EPD-IES-003221 | Not applicable | EPD Australasia | https://epd-australasia.com/wp-content/uploads/2025/01/EPD-IES-003221-001_BarroGroup_E32600_2024-12-18.pdf | m³ | 2384 |  |  |  | 251 | 250 | 0.233 | 0.285 | 0 | 250.518 | 0 | 0.10529 | 0.10487 | 9.7735e-05 | 0.00011955 | 0 | 0.10508 | 0 | Version 2025.1
Concrete (in-situ) | Concrete, 32 MPa | >25 MPa to ≤32 MPa | Concrete (in-situ), 32MPa, Pre-mix Concrete EPG32 (Barro Group) (Australia) | Concrete_32MPa | Concrete_32MPa | 2024-12-18 | 2029-12-18 | Australia | EPD-IES-003344 | Not applicable | EPD Australasia | https://epd-australasia.com/wp-content/uploads/2025/01/EPD-IES-003344-001_BarroGroup_EPG32_2024-12-18.pdf | m³ | 2384 |  |  |  | 192 | 192 | 0.253 | 0.272 | 0 | 192.525 | 0 | 0.080537 | 0.080537 | 0.00010612 | 0.00011409 | 0 | 0.080757 | 0 | Version 2025.1
Concrete (in-situ) | Concrete, 32 MPa | >25 MPa to ≤32 MPa | Concrete (in-situ), Krb 280kg, Pre-mix Concrete EKB280 (Barro Group) (Australia) | Concrete_32MPa | Concrete_32MPa | 2024-12-18 | 2029-12-18 | Australia | EPD-IES-003346 | Not applicable | EPD Australasia | https://epd-australasia.com/wp-content/uploads/2025/01/EPD-IES-003346-001_BarroGroup_EKB280_2024-12-18.pdf | m³ | 2384 |  |  |  | 186 | 185 | 0.225 | 0.254 | 0 | 185.479 | 0 | 0.07802 | 0.077601 | 9.4379e-05 | 0.00010654 | 0 | 0.077802 | 0 | Version 2025.1
Concrete (in-situ) | Concrete, 32 MPa | >25 MPa to ≤32 MPa | Concrete (in-situ), Krb 320kg, Pre-mix Concrete EKB320 (Barro Group) (Australia) | Concrete_32MPa | Concrete_32MPa | 2024-12-18 | 2029-12-18 | Australia | EPD-IES-003361 | Not applicable | EPD Australasia | https://epd-australasia.com/wp-content/uploads/2025/01/EPD-IES-003361-001_BarroGroup_EKB320_2024-12-18.pdf | m³ | 2384 |  |  |  | 207 | 206 | 0.237 | 0.253 | 0 | 206.49 | 0 | 0.086829 | 0.086409 | 9.9413e-05 | 0.00010612 | 0 | 0.086615 | 0 | Version 2025.1
Concrete (in-situ) | Concrete, 32 MPa | >25 MPa to ≤32 MPa | Concrete (in-situ), 32MPa, Pre-mix Concrete EPG32L (Barro Group) (Australia) | Concrete_32MPa | Concrete_32MPa | 2024-12-18 | 2029-12-18 | Australia | EPD-IES-003909 | Not applicable | EPD Australasia | https://epd-australasia.com/wp-content/uploads/2025/01/EPD-IES-003909-001_BarroGroup_EPG32L_2024-12-18.pdf | m³ | 2384 |  |  |  | 181 | 180 | 0.252 | 0.272 | 0 | 180.524 | 0 | 0.075923 | 0.075503 | 0.0001057 | 0.00011409 | 0 | 0.075723 | 0 | Version 2025.1
Concrete (in-situ) | Concrete, 32 MPa | >25 MPa to ≤32 MPa | Concrete (in-situ), Krb 280kg, Pre-mix Concrete EKB280L (Barro Group) (Australia) | Concrete_32MPa | Concrete_32MPa | 2024-12-18 | 2029-12-18 | Australia | EPD-IES-003915 | Not applicable | EPD Australasia | https://epd-australasia.com/wp-content/uploads/2025/01/EPD-IES-003915-001_BarroGroup_EKB280L_2024-12-18.pdf | m³ | 2384 |  |  |  | 174 | 174 | 0.224 | 0.254 | 0 | 174.478 | 0 | 0.072987 | 0.072987 | 9.396e-05 | 0.00010654 | 0 | 0.073187 | 0 | Version 2025.1
Concrete (in-situ) | Concrete, 32 MPa | >25 MPa to ≤32 MPa | Concrete (in-situ), Krb 320kg, Pre-mix Concrete EKB320L (Barro Group) (Australia) | Concrete_32MPa | Concrete_32MPa | 2024-12-18 | 2029-12-18 | Australia | EPD-IES-003921 | Not applicable | EPD Australasia | https://epd-australasia.com/wp-content/uploads/2025/01/EPD-IES-003921-001_BarroGroup_EKB320L_2024-12-18.pdf | m³ | 2384 |  |  |  | 193 | 193 | 0.236 | 0.253 | 0 | 193.489 | 0 | 0.080956 | 0.080956 | 9.8993e-05 | 0.00010612 | 0 | 0.081161 | 0 | Version 2025.1
Concrete (in-situ) | Concrete, 32 MPa | >25 MPa to ≤32 MPa | Concrete (in-situ), ENVISIA concrete in-situ Melb metro - 32 MPa (Boral) (Australia) | Concrete_32MPa | Concrete_32MPa | 2022-02-21 | 2027-02-21 | Australia | S-P-02341 | Version 1.0 | EPD Australasia | SP02341-Boral-EPD_2022_Vic_v1.0.pdf (epd-australasia.com) | m³ | 2400 |  |  |  | 205 | 0 | 0 | 0 | 0 | 205 | 0 | 0.085417 | 0 | 0 | 0 | 0 | 0.085417 | 0 | Version 2025.1
Concrete (in-situ) | Concrete, 32 MPa | >25 MPa to ≤32 MPa | Concrete (in-situ), Envirocrete plus concrete in-situ Melb metro - 32 MPa (Boral) (Australia) | Concrete_32MPa | Concrete_32MPa | 2022-02-21 | 2027-02-21 | Australia | S-P-02341 | Version 1.0 | EPD Australasia | SP02341-Boral-EPD_2022_Vic_v1.0.pdf (epd-australasia.com) | m³ | 2400 |  |  |  | 232 | 0 | 0 | 0 | 0 | 232 | 0 | 0.096667 | 0 | 0 | 0 | 0 | 0.096667 | 0 | Version 2025.1
Concrete (in-situ) | Concrete, 32 MPa | >25 MPa to ≤32 MPa | Concrete (in-situ), Envirocrete concrete in-situ Melb metro - 32 MPa (Boral) (Australia) | Concrete_32MPa | Concrete_32MPa | 2022-02-21 | 2027-02-21 | Australia | S-P-02341 | Version 1.0 | EPD Australasia | SP02341-Boral-EPD_2022_Vic_v1.0.pdf (epd-australasia.com) | m³ | 2400 |  |  |  | 240 | 0 | 0 | 0 | 0 | 240 | 0 | 0.1 | 0 | 0 | 0 | 0 | 0.1 | 0 | Version 2025.1
Concrete (in-situ) | Concrete, 32 MPa | >25 MPa to ≤32 MPa | Concrete (in-situ), Envirocrete 40% concrete in-situ Melb metro - 32 MPa (Boral) (Australia) | Concrete_32MPa | Concrete_32MPa | 2022-02-21 | 2027-02-21 | Australia | S-P-02341 | Version 1.0 | EPD Australasia | SP02341-Boral-EPD_2022_Vic_v1.0.pdf (epd-australasia.com) | m³ | 2400 |  |  |  | 270 | 0 | 0 | 0 | 0 | 270 | 0 | 0.1125 | 0 | 0 | 0 | 0 | 0.1125 | 0 | Version 2025.1
Concrete (in-situ) | Concrete, 32 MPa | >25 MPa to ≤32 MPa | Concrete (in-situ), Envirocrete 30% concrete in-situ Melb metro - 32 MPa (Boral) (Australia) | Concrete_32MPa | Concrete_32MPa | 2022-02-21 | 2027-02-21 | Australia | S-P-02341 | Version 1.0 | EPD Australasia | SP02341-Boral-EPD_2022_Vic_v1.0.pdf (epd-australasia.com) | m³ | 2400 |  |  |  | 307 | 0 | 0 | 0 | 0 | 307 | 0 | 0.12792 | 0 | 0 | 0 | 0 | 0.12792 | 0 | Version 2025.1
Concrete (in-situ) | Concrete, 32 MPa | >25 MPa to ≤32 MPa | Concrete (in-situ), Normal GP blend concrete in-situ Melb metro - 32 MPa (Boral) (Australia) | Concrete_32MPa | Concrete_32MPa | 2022-02-21 | 2027-02-21 | Australia | S-P-02341 | Version 1.0 | EPD Australasia | SP02341-Boral-EPD_2022_Vic_v1.0.pdf (epd-australasia.com) | m³ | 2400 |  |  |  | 326 | 0 | 0 | 0 | 0 | 326 | 0 | 0.13583 | 0 | 0 | 0 | 0 | 0.13583 | 0 | Version 2025.1
Concrete (in-situ) | Concrete, 32 MPa | >25 MPa to ≤32 MPa | Concrete (in-situ), Normal GP /FA blend blend concrete in-situ Melb metro - 32 MPa (Boral) (Australia) | Concrete_32MPa | Concrete_32MPa | 2022-02-21 | 2027-02-21 | Australia | S-P-02341 | Version 1.0 | EPD Australasia | SP02341-Boral-EPD_2022_Vic_v1.0.pdf (epd-australasia.com) | m³ | 2400 |  |  |  | 298 | 0 | 0 | 0 | 0 | 298 | 0 | 0.12417 | 0 | 0 | 0 | 0 | 0.12417 | 0 | Version 2025.1
Concrete (in-situ) | Concrete, 32 MPa | >25 MPa to ≤32 MPa | Concrete (in-situ), Normal GP /GGBFS blend blend concrete in-situ Melb metro - 32 MPa (Boral) (Australia) | Concrete_32MPa | Concrete_32MPa | 2022-02-21 | 2027-02-21 | Australia | S-P-02341 | Version 1.0 | EPD Australasia | SP02341-Boral-EPD_2022_Vic_v1.0.pdf (epd-australasia.com) | m³ | 2400 |  |  |  | 290 | 0 | 0 | 0 | 0 | 290 | 0 | 0.12083 | 0 | 0 | 0 | 0 | 0.12083 | 0 | Version 2025.1
Concrete (in-situ) | Concrete, 32 MPa | >25 MPa to ≤32 MPa | Concrete (in-situ), ENVISIA concrete in-situ Perth metro - 32 MPa (Boral) (Australia) | Concrete_32MPa | Concrete_32MPa | 2024-10-31 | 2026-08-01 | Australia | EPD-IES-0002338:002 | Not applicable | EPD Australasia | EPD-IES-0002338-002_BORAL-LTD_Perth-Pre-mix-Concrete_2024-10-31.pdf (epd-australasia.com) | m³ | 2400 |  |  |  | 205 | 0 | 0 | 0 | 0 | 205 | 0 | 0.085417 | 0 | 0 | 0 | 0 | 0.085417 | 0 | Version 2025.1
Concrete (in-situ) | Concrete, 32 MPa | >25 MPa to ≤32 MPa | Concrete (in-situ), Envirocrete plus concrete in-situ Perth metro - 32 MPa (Boral) (Australia) | Concrete_32MPa | Concrete_32MPa | 2024-10-31 | 2026-08-01 | Australia | EPD-IES-0002338:002 | Not applicable | EPD Australasia | EPD-IES-0002338-002_BORAL-LTD_Perth-Pre-mix-Concrete_2024-10-31.pdf (epd-australasia.com) | m³ | 2400 |  |  |  | 212 | 0 | 0 | 0 | 0 | 212 | 0 | 0.088333 | 0 | 0 | 0 | 0 | 0.088333 | 0 | Version 2025.1
Concrete (in-situ) | Concrete, 32 MPa | >25 MPa to ≤32 MPa | Concrete (in-situ), Envirocrete concrete in-situ Perth metro - 32 MPa (Boral) (Australia) | Concrete_32MPa | Concrete_32MPa | 2024-10-31 | 2026-08-01 | Australia | EPD-IES-0002338:002 | Not applicable | EPD Australasia | EPD-IES-0002338-002_BORAL-LTD_Perth-Pre-mix-Concrete_2024-10-31.pdf (epd-australasia.com) | m³ | 2400 |  |  |  | 220 | 0 | 0 | 0 | 0 | 220 | 0 | 0.091667 | 0 | 0 | 0 | 0 | 0.091667 | 0 | Version 2025.1
Concrete (in-situ) | Concrete, 32 MPa | >25 MPa to ≤32 MPa | Concrete (in-situ), Envirocrete 30% concrete in-situ Perth metro - 32 MPa (Boral) (Australia) | Concrete_32MPa | Concrete_32MPa | 2024-10-31 | 2026-08-01 | Australia | EPD-IES-0002338:002 | Not applicable | EPD Australasia | EPD-IES-0002338-002_BORAL-LTD_Perth-Pre-mix-Concrete_2024-10-31.pdf (epd-australasia.com) | m³ | 2400 |  |  |  | 220 | 0 | 0 | 0 | 0 | 220 | 0 | 0.091667 | 0 | 0 | 0 | 0 | 0.091667 | 0 | Version 2025.1
Concrete (in-situ) | Concrete, 32 MPa | >25 MPa to ≤32 MPa | Concrete (in-situ), Normal GP blend concrete in-situ Perth metro - 32 MPa (Boral) (Australia) | Concrete_32MPa | Concrete_32MPa | 2024-10-31 | 2026-08-01 | Australia | EPD-IES-0002338:002 | Not applicable | EPD Australasia | EPD-IES-0002338-002_BORAL-LTD_Perth-Pre-mix-Concrete_2024-10-31.pdf (epd-australasia.com) | m³ | 2400 |  |  |  | 295 | 0 | 0 | 0 | 0 | 295 | 0 | 0.12292 | 0 | 0 | 0 | 0 | 0.12292 | 0 | Version 2025.1
Concrete (in-situ) | Concrete, 32 MPa | >25 MPa to ≤32 MPa | Concrete (in-situ), Normal GP /GGBFS blend blend concrete in-situ Perth metro - 32 MPa (Boral) (Australia) | Concrete_32MPa | Concrete_32MPa | 2024-10-31 | 2026-08-01 | Australia | EPD-IES-0002338:002 | Not applicable | EPD Australasia | EPD-IES-0002338-002_BORAL-LTD_Perth-Pre-mix-Concrete_2024-10-31.pdf (epd-australasia.com) | m³ | 2400 |  |  |  | 235 | 0 | 0 | 0 | 0 | 235 | 0 | 0.097917 | 0 | 0 | 0 | 0 | 0.097917 | 0 | Version 2025.1
Concrete (in-situ) | Concrete, 32 MPa | >25 MPa to ≤32 MPa | Concrete (in-situ), ENVISIA concrete in-situ QLD metro - 32 MPa (Boral) (Australia) | Concrete_32MPa | Concrete_32MPa | 2024-01-30 | 2026-11-25 | Australia | S-P-02339 | Version 1.2 | EPD Australasia | SP02339-Boral-EPD_QLD-Concrete_vJan24.pdf (epd-australasia.com) | m³ | 2400 |  |  |  | 217 | 0 | 0 | 0 | 0 | 217 | 0 | 0.090417 | 0 | 0 | 0 | 0 | 0.090417 | 0 | Version 2025.1
Concrete (in-situ) | Concrete, 32 MPa | >25 MPa to ≤32 MPa | Concrete (in-situ), Envirocrete plus concrete in-situ QLD metro - 32 MPa (Boral) (Australia) | Concrete_32MPa | Concrete_32MPa | 2024-01-30 | 2026-11-25 | Australia | S-P-02339 | Version 1.2 | EPD Australasia | SP02339-Boral-EPD_QLD-Concrete_vJan24.pdf (epd-australasia.com) | m³ | 2400 |  |  |  | 215 | 0 | 0 | 0 | 0 | 215 | 0 | 0.089583 | 0 | 0 | 0 | 0 | 0.089583 | 0 | Version 2025.1
Concrete (in-situ) | Concrete, 32 MPa | >25 MPa to ≤32 MPa | Concrete (in-situ), Envirocrete 40% concrete in-situ QLD metro - 32 MPa (Boral) (Australia) | Concrete_32MPa | Concrete_32MPa | 2024-01-30 | 2026-11-25 | Australia | S-P-02339 | Version 1.2 | EPD Australasia | SP02339-Boral-EPD_QLD-Concrete_vJan24.pdf (epd-australasia.com) | m³ | 2400 |  |  |  | 228 | 0 | 0 | 0 | 0 | 228 | 0 | 0.095 | 0 | 0 | 0 | 0 | 0.095 | 0 | Version 2025.1
Concrete (in-situ) | Concrete, 32 MPa | >25 MPa to ≤32 MPa | Concrete (in-situ), Envirocrete 30% concrete in-situ QLD metro - 32 MPa (Boral) (Australia) | Concrete_32MPa | Concrete_32MPa | 2024-01-30 | 2026-11-25 | Australia | S-P-02339 | Version 1.2 | EPD Australasia | SP02339-Boral-EPD_QLD-Concrete_vJan24.pdf (epd-australasia.com) | m³ | 2400 |  |  |  | 267 | 0 | 0 | 0 | 0 | 267 | 0 | 0.11125 | 0 | 0 | 0 | 0 | 0.11125 | 0 | Version 2025.1
Concrete (in-situ) | Concrete, 32 MPa | >25 MPa to ≤32 MPa | Concrete (in-situ), Normal GP blend concrete in-situ QLD metro - 32 MPa (Boral) (Australia) | Concrete_32MPa | Concrete_32MPa | 2024-01-30 | 2026-11-25 | Australia | S-P-02339 | Version 1.2 | EPD Australasia | SP02339-Boral-EPD_QLD-Concrete_vJan24.pdf (epd-australasia.com) | m³ | 2400 |  |  |  | 346 | 0 | 0 | 0 | 0 | 346 | 0 | 0.14417 | 0 | 0 | 0 | 0 | 0.14417 | 0 | Version 2025.1
Concrete (in-situ) | Concrete, 32 MPa | >25 MPa to ≤32 MPa | 32 MPa, Normal Class 32MPa - straight cement (Gunlake) (Australia) | Concrete_32MPa | Concrete_32MPa | 2022-08-30 | 2027-08-20 | Australia | S-P-05478 | Version 1.0 | EPD Australasia | https://epd-australasia.com/wp-content/uploads/2022/09/SP05478-GunlakeConcreteEPD_Aug22.pdf | m³ | 2400 |  |  |  | 350 | 350 | 0.0501 | 0 | 0 | 350.0501 | 0 | 0.14583 | 0.14583 | 2.0875e-05 | 0 | 0 | 0.14585 | 0 | Version 2025.1
Concrete (in-situ) | Concrete, 32 MPa | >25 MPa to ≤32 MPa | 32 MPa, Normal Class 32MPa (NC3228PCI) - cement and fly-ash (Gunlake) (Australia) | Concrete_32MPa | Concrete_32MPa | 2022-08-30 | 2027-08-20 | Australia | S-P-05478 | Version 1.0 | EPD Australasia | https://epd-australasia.com/wp-content/uploads/2022/09/SP05478-GunlakeConcreteEPD_Aug22.pdf | m³ | 2400 |  |  |  | 286 | 286 | 0.0569 | 0 | 0 | 286.0569 | 0 | 0.11917 | 0.11917 | 2.3708e-05 | 0 | 0 | 0.11919 | 0 | Version 2025.1
Concrete (in-situ) | Concrete, 32 MPa | >25 MPa to ≤32 MPa | 32 MPa, Normal Class 32MPa (NC3228PCI) - cement, slag and fly-ash (Gunlake) (Australia) | Concrete_32MPa | Concrete_32MPa | 2022-08-30 | 2027-08-20 | Australia | S-P-05478 | Version 1.0 | EPD Australasia | https://epd-australasia.com/wp-content/uploads/2022/09/SP05478-GunlakeConcreteEPD_Aug22.pdf | m³ | 2400 |  |  |  | 225 | 225 | 0.0674 | 0 | 0 | 225.0674 | 0 | 0.09375 | 0.09375 | 2.8083e-05 | 0 | 0 | 0.093778 | 0 | Version 2025.1
Concrete (in-situ) | Concrete, 32 MPa | >25 MPa to ≤32 MPa | 32 MPa, Special Class 32MPa (GD322AP2) - green star mix with cement, high slag and fly-ash (Gunlake) (Australia) | Concrete_32MPa | Concrete_32MPa | 2022-08-30 | 2027-08-20 | Australia | S-P-05478 | Version 1.0 | EPD Australasia | https://epd-australasia.com/wp-content/uploads/2022/09/SP05478-GunlakeConcreteEPD_Aug22.pdf | m³ | 2400 |  |  |  | 242 | 242 | 0.077 | 0 | 0 | 242.077 | 0 | 0.10083 | 0.10083 | 3.2083e-05 | 0 | 0 | 0.10087 | 0 | Version 2025.1
Concrete (in-situ) | Concrete, 32 MPa | >25 MPa to ≤32 MPa | 32 MPa, ENVISIA 32 MPa (Boral) (Australia) | Concrete_32MPa | Concrete_32MPa | 2022-02-21 | 2027-02-21 | Australia | S-P-02341 | Version 1 | EPD Australasia | https://epd-australasia.com/wp-content/uploads/2022/03/SP02341-Boral-EPD_2022_Vic_v1.0.pdf | m³ | 2400 |  |  |  | 207 | 0 | 0 | 0 | 0 | 207 | 0 | 0.08625 | 0 | 0 | 0 | 0 | 0.08625 | 0 | Version 2025.1
Concrete (in-situ) | Concrete, 32 MPa | >25 MPa to ≤32 MPa | 32 MPa, ENVIROCRETE PLUS 32 MPa (Boral) (Australia) | Concrete_32MPa | Concrete_32MPa | 2022-02-21 | 2027-02-21 | Australia | S-P-02341 | Version 1 | EPD Australasia | https://epd-australasia.com/wp-content/uploads/2022/03/SP02341-Boral-EPD_2022_Vic_v1.0.pdf | m³ | 2400 |  |  |  | 232 | 0 | 0 | 0 | 0 | 232 | 0 | 0.096667 | 0 | 0 | 0 | 0 | 0.096667 | 0 | Version 2025.1
Concrete (in-situ) | Concrete, 32 MPa | >25 MPa to ≤32 MPa | 32 MPa, ENVIROCRETE 40% 32 MPa (Boral) (Australia) | Concrete_32MPa | Concrete_32MPa | 2022-02-21 | 2027-02-21 | Australia | S-P-02341 | Version 1 | EPD Australasia | https://epd-australasia.com/wp-content/uploads/2022/03/SP02341-Boral-EPD_2022_Vic_v1.0.pdf | m³ | 2400 |  |  |  | 282 | 0 | 0 | 0 | 0 | 282 | 0 | 0.1175 | 0 | 0 | 0 | 0 | 0.1175 | 0 | Version 2025.1
Concrete (in-situ) | Concrete, 32 MPa | >25 MPa to ≤32 MPa | 32 MPa, ENVIROCRETE 30% 32 MPa (Boral) (Australia) | Concrete_32MPa | Concrete_32MPa | 2022-02-21 | 2027-02-21 | Australia | S-P-02341 | Version 1 | EPD Australasia | https://epd-australasia.com/wp-content/uploads/2022/03/SP02341-Boral-EPD_2022_Vic_v1.0.pdf | m³ | 2400 |  |  |  | 315 | 0 | 0 | 0 | 0 | 315 | 0 | 0.13125 | 0 | 0 | 0 | 0 | 0.13125 | 0 | Version 2025.1
Concrete (in-situ) | Concrete, 32 MPa | >25 MPa to ≤32 MPa | 32 MPa, ENVIROCRETE 32 MPa (Boral) (Australia) | Concrete_32MPa | Concrete_32MPa | 2022-02-21 | 2027-02-21 | Australia | S-P-02341 | Version 1 | EPD Australasia | https://epd-australasia.com/wp-content/uploads/2022/03/SP02341-Boral-EPD_2022_Vic_v1.0.pdf | m³ | 2400 |  |  |  | 241 | 0 | 0 | 0 | 0 | 241 | 0 | 0.10042 | 0 | 0 | 0 | 0 | 0.10042 | 0 | Version 2025.1
Concrete (in-situ) | Concrete, 32 MPa | >25 MPa to ≤32 MPa | 32 MPa, NORMAL CLASS GP BLEND 32 MPa (Boral) (Australia) | Concrete_32MPa | Concrete_32MPa | 2022-02-21 | 2027-02-21 | Australia | S-P-02341 | Version 1 | EPD Australasia | https://epd-australasia.com/wp-content/uploads/2022/03/SP02341-Boral-EPD_2022_Vic_v1.0.pdf | m³ | 2400 |  |  |  | 327 | 0 | 0 | 0 | 0 | 327 | 0 | 0.13625 | 0 | 0 | 0 | 0 | 0.13625 | 0 | Version 2025.1
Concrete (in-situ) | Concrete, 32 MPa | >25 MPa to ≤32 MPa | 32 MPa, NORMAL CLASS GP/FA BLEND 32 MPa (Boral) (Australia) | Concrete_32MPa | Concrete_32MPa | 2022-02-21 | 2027-02-21 | Australia | S-P-02341 | Version 1 | EPD Australasia | https://epd-australasia.com/wp-content/uploads/2022/03/SP02341-Boral-EPD_2022_Vic_v1.0.pdf | m³ | 2400 |  |  |  | 305 | 0 | 0 | 0 | 0 | 305 | 0 | 0.12708 | 0 | 0 | 0 | 0 | 0.12708 | 0 | Version 2025.1
Concrete (in-situ) | Concrete, 32 MPa | >25 MPa to ≤32 MPa | 32 MPa, NORMAL CLASS GP/GGBFS BLEND 32 MPa (Boral) (Australia) | Concrete_32MPa | Concrete_32MPa | 2022-02-21 | 2027-02-21 | Australia | S-P-02341 | Version 1 | EPD Australasia | https://epd-australasia.com/wp-content/uploads/2022/03/SP02341-Boral-EPD_2022_Vic_v1.0.pdf | m³ | 2400 |  |  |  | 292 | 0 | 0 | 0 | 0 | 292 | 0 | 0.12167 | 0 | 0 | 0 | 0 | 0.12167 | 0 | Version 2025.1
Concrete (in-situ) | Concrete, 32 MPa | >25 MPa to ≤32 MPa | 32 MPa, VR330 32 MPa GP/FA (Boral) (Australia) | Concrete_32MPa | Concrete_32MPa | 2022-02-21 | 2027-02-21 | Australia | S-P-02341 | Version 1 | EPD Australasia | https://epd-australasia.com/wp-content/uploads/2022/03/SP02341-Boral-EPD_2022_Vic_v1.0.pdf | m³ | 2400 |  |  |  | 310 | 0 | 0 | 0 | 0 | 310 | 0 | 0.12917 | 0 | 0 | 0 | 0 | 0.12917 | 0 | Version 2025.1
Concrete (in-situ) | Concrete, 32 MPa | >25 MPa to ≤32 MPa | 32 MPa, VR330 32 MPa GP/SLAG (Boral) (Australia) | Concrete_32MPa | Concrete_32MPa | 2022-02-21 | 2027-02-21 | Australia | S-P-02341 | Version 1 | EPD Australasia | https://epd-australasia.com/wp-content/uploads/2022/03/SP02341-Boral-EPD_2022_Vic_v1.0.pdf | m³ | 2400 |  |  |  | 243 | 0 | 0 | 0 | 0 | 243 | 0 | 0.10125 | 0 | 0 | 0 | 0 | 0.10125 | 0 | Version 2025.1
Concrete (in-situ) | Concrete, 32 MPa | >25 MPa to ≤32 MPa | 32 MPa, HIGH SLUMP 32 MPa (Boral) (Australia) | Concrete_32MPa | Concrete_32MPa | 2022-02-21 | 2027-02-21 | Australia | S-P-02341 | Version 1 | EPD Australasia | https://epd-australasia.com/wp-content/uploads/2022/03/SP02341-Boral-EPD_2022_Vic_v1.0.pdf | m³ | 2400 |  |  |  | 306 | 0 | 0 | 0 | 0 | 306 | 0 | 0.1275 | 0 | 0 | 0 | 0 | 0.1275 | 0 | Version 2025.1
Concrete (in-situ) | Shotcrete | 32 MPa shotcrete | 32 MPa, SHOTCRETE 32 MPa (Boral) (Australia) | Concrete_shotcrete | Concrete_shotcrete | 2022-02-21 | 2027-02-21 | Australia | S-P-02341 | Version 1 | EPD Australasia | https://epd-australasia.com/wp-content/uploads/2022/03/SP02341-Boral-EPD_2022_Vic_v1.0.pdf | m³ | 2400 |  |  |  | 418 | 0 | 0 | 0 | 0 | 418 | 0 | 0.17417 | 0 | 0 | 0 | 0 | 0.17417 | 0 | Version 2025.1
Concrete (in-situ) | Concrete, 32 MPa | >25 MPa to ≤32 MPa | 32 MPa, ENVISIA 32 MPa (Boral) (Australia) | Concrete_32MPa | Concrete_32MPa | 2022-02-21 | 2027-02-21 | Australia | S-P-02341 | Version 1 | EPD Australasia | https://epd-australasia.com/wp-content/uploads/2022/03/SP02341-Boral-EPD_2022_Vic_v1.0.pdf | m³ | 2400 |  |  |  | 207 | 0 | 0 | 0 | 0 | 207 | 0 | 0.08625 | 0 | 0 | 0 | 0 | 0.08625 | 0 | Version 2025.1
Concrete (in-situ) | Concrete, 32 MPa | >25 MPa to ≤32 MPa | 32 MPa, ENVIROCRETE PLUS 32 MPa (Boral) (Australia) | Concrete_32MPa | Concrete_32MPa | 2022-02-21 | 2027-02-21 | Australia | S-P-02341 | Version 1 | EPD Australasia | https://epd-australasia.com/wp-content/uploads/2022/03/SP02341-Boral-EPD_2022_Vic_v1.0.pdf | m³ | 2400 |  |  |  | 232 | 0 | 0 | 0 | 0 | 232 | 0 | 0.096667 | 0 | 0 | 0 | 0 | 0.096667 | 0 | Version 2025.1
Concrete (in-situ) | Concrete, 32 MPa | >25 MPa to ≤32 MPa | 32 MPa, ENVIROCRETE 40% 32 MPa (Boral) (Australia) | Concrete_32MPa | Concrete_32MPa | 2022-02-21 | 2027-02-21 | Australia | S-P-02341 | Version 1 | EPD Australasia | https://epd-australasia.com/wp-content/uploads/2022/03/SP02341-Boral-EPD_2022_Vic_v1.0.pdf | m³ | 2400 |  |  |  | 282 | 0 | 0 | 0 | 0 | 282 | 0 | 0.1175 | 0 | 0 | 0 | 0 | 0.1175 | 0 | Version 2025.1
Concrete (in-situ) | Concrete, 32 MPa | >25 MPa to ≤32 MPa | 32 MPa, ENVIROCRETE 30% 32 MPa (Boral) (Australia) | Concrete_32MPa | Concrete_32MPa | 2022-02-21 | 2027-02-21 | Australia | S-P-02341 | Version 1 | EPD Australasia | https://epd-australasia.com/wp-content/uploads/2022/03/SP02341-Boral-EPD_2022_Vic_v1.0.pdf | m³ | 2400 |  |  |  | 315 | 0 | 0 | 0 | 0 | 315 | 0 | 0.13125 | 0 | 0 | 0 | 0 | 0.13125 | 0 | Version 2025.1
Concrete (in-situ) | Concrete, 32 MPa | >25 MPa to ≤32 MPa | 32 MPa, ENVIROCRETE 32 MPa (Boral) (Australia) | Concrete_32MPa | Concrete_32MPa | 2022-02-21 | 2027-02-21 | Australia | S-P-02341 | Version 1 | EPD Australasia | https://epd-australasia.com/wp-content/uploads/2022/03/SP02341-Boral-EPD_2022_Vic_v1.0.pdf | m³ | 2400 |  |  |  | 241 | 0 | 0 | 0 | 0 | 241 | 0 | 0.10042 | 0 | 0 | 0 | 0 | 0.10042 | 0 | Version 2025.1
Concrete (in-situ) | Concrete, 32 MPa | >25 MPa to ≤32 MPa | 32 MPa, NORMAL CLASS GP BLEND 32 MPa (Boral) (Australia) | Concrete_32MPa | Concrete_32MPa | 2022-02-21 | 2027-02-21 | Australia | S-P-02341 | Version 1 | EPD Australasia | https://epd-australasia.com/wp-content/uploads/2022/03/SP02341-Boral-EPD_2022_Vic_v1.0.pdf | m³ | 2400 |  |  |  | 327 | 0 | 0 | 0 | 0 | 327 | 0 | 0.13625 | 0 | 0 | 0 | 0 | 0.13625 | 0 | Version 2025.1
Concrete (in-situ) | Concrete, 32 MPa | >25 MPa to ≤32 MPa | 32 MPa, NORMAL CLASS GP/FA BLEND 32 MPa (Boral) (Australia) | Concrete_32MPa | Concrete_32MPa | 2022-02-21 | 2027-02-21 | Australia | S-P-02341 | Version 1 | EPD Australasia | https://epd-australasia.com/wp-content/uploads/2022/03/SP02341-Boral-EPD_2022_Vic_v1.0.pdf | m³ | 2400 |  |  |  | 305 | 0 | 0 | 0 | 0 | 305 | 0 | 0.12708 | 0 | 0 | 0 | 0 | 0.12708 | 0 | Version 2025.1
Concrete (in-situ) | Concrete, 32 MPa | >25 MPa to ≤32 MPa | 32 MPa, NORMAL CLASS GP/GGBFS BLEND 32 MPa (Boral) (Australia) | Concrete_32MPa | Concrete_32MPa | 2022-02-21 | 2027-02-21 | Australia | S-P-02341 | Version 1 | EPD Australasia | https://epd-australasia.com/wp-content/uploads/2022/03/SP02341-Boral-EPD_2022_Vic_v1.0.pdf | m³ | 2400 |  |  |  | 292 | 0 | 0 | 0 | 0 | 292 | 0 | 0.12167 | 0 | 0 | 0 | 0 | 0.12167 | 0 | Version 2025.1
Concrete (in-situ) | Concrete, 32 MPa | >25 MPa to ≤32 MPa | 32 MPa, VR330 32 MPa GP/FA (Boral) (Australia) | Concrete_32MPa | Concrete_32MPa | 2022-02-21 | 2027-02-21 | Australia | S-P-02341 | Version 1 | EPD Australasia | https://epd-australasia.com/wp-content/uploads/2022/03/SP02341-Boral-EPD_2022_Vic_v1.0.pdf | m³ | 2400 |  |  |  | 310 | 0 | 0 | 0 | 0 | 310 | 0 | 0.12917 | 0 | 0 | 0 | 0 | 0.12917 | 0 | Version 2025.1
Concrete (in-situ) | Concrete, 32 MPa | >25 MPa to ≤32 MPa | 32 MPa, VR330 32 MPa GP/SLAG (Boral) (Australia) | Concrete_32MPa | Concrete_32MPa | 2022-02-21 | 2027-02-21 | Australia | S-P-02341 | Version 1 | EPD Australasia | https://epd-australasia.com/wp-content/uploads/2022/03/SP02341-Boral-EPD_2022_Vic_v1.0.pdf | m³ | 2400 |  |  |  | 243 | 0 | 0 | 0 | 0 | 243 | 0 | 0.10125 | 0 | 0 | 0 | 0 | 0.10125 | 0 | Version 2025.1
Concrete (in-situ) | Concrete, 32 MPa | >25 MPa to ≤32 MPa | 32 MPa, HIGH SLUMP 32 MPa (Boral) (Australia) | Concrete_32MPa | Concrete_32MPa | 2022-02-21 | 2027-02-21 | Australia | S-P-02341 | Version 1 | EPD Australasia | https://epd-australasia.com/wp-content/uploads/2022/03/SP02341-Boral-EPD_2022_Vic_v1.0.pdf | m³ | 2400 |  |  |  | 306 | 0 | 0 | 0 | 0 | 306 | 0 | 0.1275 | 0 | 0 | 0 | 0 | 0.1275 | 0 | Version 2025.1
Concrete (in-situ) | Shotcrete | 32 MPa shotcrete | 32 MPa, SHOTCRETE 32 MPa (Boral) (Australia) | Concrete_shotcrete | Concrete_shotcrete | 2022-02-21 | 2027-02-21 | Australia | S-P-02341 | Version 1 | EPD Australasia | https://epd-australasia.com/wp-content/uploads/2022/03/SP02341-Boral-EPD_2022_Vic_v1.0.pdf | m³ | 2400 |  |  |  | 418 | 0 | 0 | 0 | 0 | 418 | 0 | 0.17417 | 0 | 0 | 0 | 0 | 0.17417 | 0 | Version 2025.1
Concrete (in-situ) | Concrete, 32 MPa | >25 MPa to ≤32 MPa | 32 MPa, ENVISIA 32 MPa (Boral) (Australia) | Concrete_32MPa | Concrete_32MPa | 2022-02-21 | 2027-02-21 | Australia | S-P-02341 | Version 1 | EPD Australasia | https://epd-australasia.com/wp-content/uploads/2022/03/SP02341-Boral-EPD_2022_Vic_v1.0.pdf | m³ | 2400 |  |  |  | 207 | 0 | 0 | 0 | 0 | 207 | 0 | 0.08625 | 0 | 0 | 0 | 0 | 0.08625 | 0 | Version 2025.1
Concrete (in-situ) | Concrete, 32 MPa | >25 MPa to ≤32 MPa | 32 MPa, ENVIROCRETE PLUS 32 MPa (Boral) (Australia) | Concrete_32MPa | Concrete_32MPa | 2022-02-21 | 2027-02-21 | Australia | S-P-02341 | Version 1 | EPD Australasia | https://epd-australasia.com/wp-content/uploads/2022/03/SP02341-Boral-EPD_2022_Vic_v1.0.pdf | m³ | 2400 |  |  |  | 232 | 0 | 0 | 0 | 0 | 232 | 0 | 0.096667 | 0 | 0 | 0 | 0 | 0.096667 | 0 | Version 2025.1
Concrete (in-situ) | Concrete, 32 MPa | >25 MPa to ≤32 MPa | 32 MPa, ENVIROCRETE 40% 32 MPa (Boral) (Australia) | Concrete_32MPa | Concrete_32MPa | 2022-02-21 | 2027-02-21 | Australia | S-P-02341 | Version 1 | EPD Australasia | https://epd-australasia.com/wp-content/uploads/2022/03/SP02341-Boral-EPD_2022_Vic_v1.0.pdf | m³ | 2400 |  |  |  | 282 | 0 | 0 | 0 | 0 | 282 | 0 | 0.1175 | 0 | 0 | 0 | 0 | 0.1175 | 0 | Version 2025.1
Concrete (in-situ) | Concrete, 32 MPa | >25 MPa to ≤32 MPa | 32 MPa, ENVIROCRETE 30% 32 MPa (Boral) (Australia) | Concrete_32MPa | Concrete_32MPa | 2022-02-21 | 2027-02-21 | Australia | S-P-02341 | Version 1 | EPD Australasia | https://epd-australasia.com/wp-content/uploads/2022/03/SP02341-Boral-EPD_2022_Vic_v1.0.pdf | m³ | 2400 |  |  |  | 315 | 0 | 0 | 0 | 0 | 315 | 0 | 0.13125 | 0 | 0 | 0 | 0 | 0.13125 | 0 | Version 2025.1
Concrete (in-situ) | Concrete, 32 MPa | >25 MPa to ≤32 MPa | 32 MPa, ENVIROCRETE 32 MPa (Boral) (Australia) | Concrete_32MPa | Concrete_32MPa | 2022-02-21 | 2027-02-21 | Australia | S-P-02341 | Version 1 | EPD Australasia | https://epd-australasia.com/wp-content/uploads/2022/03/SP02341-Boral-EPD_2022_Vic_v1.0.pdf | m³ | 2400 |  |  |  | 241 | 0 | 0 | 0 | 0 | 241 | 0 | 0.10042 | 0 | 0 | 0 | 0 | 0.10042 | 0 | Version 2025.1
Concrete (in-situ) | Concrete, 32 MPa | >25 MPa to ≤32 MPa | 32 MPa, NORMAL CLASS GP BLEND 32 MPa (Boral) (Australia) | Concrete_32MPa | Concrete_32MPa | 2022-02-21 | 2027-02-21 | Australia | S-P-02341 | Version 1 | EPD Australasia | https://epd-australasia.com/wp-content/uploads/2022/03/SP02341-Boral-EPD_2022_Vic_v1.0.pdf | m³ | 2400 |  |  |  | 327 | 0 | 0 | 0 | 0 | 327 | 0 | 0.13625 | 0 | 0 | 0 | 0 | 0.13625 | 0 | Version 2025.1
Concrete (in-situ) | Concrete, 32 MPa | >25 MPa to ≤32 MPa | 32 MPa, NORMAL CLASS GP/FA BLEND 32 MPa (Boral) (Australia) | Concrete_32MPa | Concrete_32MPa | 2022-02-21 | 2027-02-21 | Australia | S-P-02341 | Version 1 | EPD Australasia | https://epd-australasia.com/wp-content/uploads/2022/03/SP02341-Boral-EPD_2022_Vic_v1.0.pdf | m³ | 2400 |  |  |  | 305 | 0 | 0 | 0 | 0 | 305 | 0 | 0.12708 | 0 | 0 | 0 | 0 | 0.12708 | 0 | Version 2025.1
Concrete (in-situ) | Concrete, 32 MPa | >25 MPa to ≤32 MPa | 32 MPa, NORMAL CLASS GP/GGBFS BLEND 32 MPa (Boral) (Australia) | Concrete_32MPa | Concrete_32MPa | 2022-02-21 | 2027-02-21 | Australia | S-P-02341 | Version 1 | EPD Australasia | https://epd-australasia.com/wp-content/uploads/2022/03/SP02341-Boral-EPD_2022_Vic_v1.0.pdf | m³ | 2400 |  |  |  | 292 | 0 | 0 | 0 | 0 | 292 | 0 | 0.12167 | 0 | 0 | 0 | 0 | 0.12167 | 0 | Version 2025.1
Concrete (in-situ) | Concrete, 32 MPa | >25 MPa to ≤32 MPa | 32 MPa, VR330 32 MPa GP/FA (Boral) (Australia) | Concrete_32MPa | Concrete_32MPa | 2022-02-21 | 2027-02-21 | Australia | S-P-02341 | Version 1 | EPD Australasia | https://epd-australasia.com/wp-content/uploads/2022/03/SP02341-Boral-EPD_2022_Vic_v1.0.pdf | m³ | 2400 |  |  |  | 310 | 0 | 0 | 0 | 0 | 310 | 0 | 0.12917 | 0 | 0 | 0 | 0 | 0.12917 | 0 | Version 2025.1
Concrete (in-situ) | Concrete, 32 MPa | >25 MPa to ≤32 MPa | 32 MPa, VR330 32 MPa GP/SLAG (Boral) (Australia) | Concrete_32MPa | Concrete_32MPa | 2022-02-21 | 2027-02-21 | Australia | S-P-02341 | Version 1 | EPD Australasia | https://epd-australasia.com/wp-content/uploads/2022/03/SP02341-Boral-EPD_2022_Vic_v1.0.pdf | m³ | 2400 |  |  |  | 243 | 0 | 0 | 0 | 0 | 243 | 0 | 0.10125 | 0 | 0 | 0 | 0 | 0.10125 | 0 | Version 2025.1
Concrete (in-situ) | Concrete, 32 MPa | >25 MPa to ≤32 MPa | 32 MPa, HIGH SLUMP 32 MPa (Boral) (Australia) | Concrete_32MPa | Concrete_32MPa | 2022-02-21 | 2027-02-21 | Australia | S-P-02341 | Version 1 | EPD Australasia | https://epd-australasia.com/wp-content/uploads/2022/03/SP02341-Boral-EPD_2022_Vic_v1.0.pdf | m³ | 2400 |  |  |  | 306 | 0 | 0 | 0 | 0 | 306 | 0 | 0.1275 | 0 | 0 | 0 | 0 | 0.1275 | 0 | Version 2025.1
Concrete (in-situ) | Shotcrete | 32 MPa shotcrete | 32 MPa, SHOTCRETE 32 MPa (Boral) (Australia) | Concrete_shotcrete | Concrete_shotcrete | 2022-02-21 | 2027-02-21 | Australia | S-P-02341 | Version 1 | EPD Australasia | https://epd-australasia.com/wp-content/uploads/2022/03/SP02341-Boral-EPD_2022_Vic_v1.0.pdf | m³ | 2400 |  |  |  | 418 | 0 | 0 | 0 | 0 | 418 | 0 | 0.17417 | 0 | 0 | 0 | 0 | 0.17417 | 0 | Version 2025.1
Concrete (in-situ) | Concrete, 32 MPa | >25 MPa to ≤32 MPa | 32 MPa, ENVISIA 32 MPa (Boral) (Australia) | Concrete_32MPa | Concrete_32MPa | 2022-02-21 | 2027-02-21 | Australia | S-P-02341 | Version 1 | EPD Australasia | https://epd-australasia.com/wp-content/uploads/2022/03/SP02341-Boral-EPD_2022_Vic_v1.0.pdf | m³ | 2400 |  |  |  | 207 | 0 | 0 | 0 | 0 | 207 | 0 | 0.08625 | 0 | 0 | 0 | 0 | 0.08625 | 0 | Version 2025.1
Concrete (in-situ) | Concrete, 32 MPa | >25 MPa to ≤32 MPa | 32 MPa, ENVIROCRETE PLUS 32 MPa (Boral) (Australia) | Concrete_32MPa | Concrete_32MPa | 2022-02-21 | 2027-02-21 | Australia | S-P-02341 | Version 1 | EPD Australasia | https://epd-australasia.com/wp-content/uploads/2022/03/SP02341-Boral-EPD_2022_Vic_v1.0.pdf | m³ | 2400 |  |  |  | 232 | 0 | 0 | 0 | 0 | 232 | 0 | 0.096667 | 0 | 0 | 0 | 0 | 0.096667 | 0 | Version 2025.1
Concrete (in-situ) | Concrete, 32 MPa | >25 MPa to ≤32 MPa | 32 MPa, ENVIROCRETE 40% 32 MPa (Boral) (Australia) | Concrete_32MPa | Concrete_32MPa | 2022-02-21 | 2027-02-21 | Australia | S-P-02341 | Version 1 | EPD Australasia | https://epd-australasia.com/wp-content/uploads/2022/03/SP02341-Boral-EPD_2022_Vic_v1.0.pdf | m³ | 2400 |  |  |  | 282 | 0 | 0 | 0 | 0 | 282 | 0 | 0.1175 | 0 | 0 | 0 | 0 | 0.1175 | 0 | Version 2025.1
Concrete (in-situ) | Concrete, 32 MPa | >25 MPa to ≤32 MPa | 32 MPa, ENVIROCRETE 30% 32 MPa (Boral) (Australia) | Concrete_32MPa | Concrete_32MPa | 2022-02-21 | 2027-02-21 | Australia | S-P-02341 | Version 1 | EPD Australasia | https://epd-australasia.com/wp-content/uploads/2022/03/SP02341-Boral-EPD_2022_Vic_v1.0.pdf | m³ | 2400 |  |  |  | 315 | 0 | 0 | 0 | 0 | 315 | 0 | 0.13125 | 0 | 0 | 0 | 0 | 0.13125 | 0 | Version 2025.1
Concrete (in-situ) | Concrete, 32 MPa | >25 MPa to ≤32 MPa | 32 MPa, ENVIROCRETE 32 MPa (Boral) (Australia) | Concrete_32MPa | Concrete_32MPa | 2022-02-21 | 2027-02-21 | Australia | S-P-02341 | Version 1 | EPD Australasia | https://epd-australasia.com/wp-content/uploads/2022/03/SP02341-Boral-EPD_2022_Vic_v1.0.pdf | m³ | 2400 |  |  |  | 241 | 0 | 0 | 0 | 0 | 241 | 0 | 0.10042 | 0 | 0 | 0 | 0 | 0.10042 | 0 | Version 2025.1
Concrete (in-situ) | Concrete, 32 MPa | >25 MPa to ≤32 MPa | 32 MPa, NORMAL CLASS GP BLEND 32 MPa (Boral) (Australia) | Concrete_32MPa | Concrete_32MPa | 2022-02-21 | 2027-02-21 | Australia | S-P-02341 | Version 1 | EPD Australasia | https://epd-australasia.com/wp-content/uploads/2022/03/SP02341-Boral-EPD_2022_Vic_v1.0.pdf | m³ | 2400 |  |  |  | 327 | 0 | 0 | 0 | 0 | 327 | 0 | 0.13625 | 0 | 0 | 0 | 0 | 0.13625 | 0 | Version 2025.1
Concrete (in-situ) | Concrete, 32 MPa | >25 MPa to ≤32 MPa | 32 MPa, NORMAL CLASS GP/FA BLEND 32 MPa (Boral) (Australia) | Concrete_32MPa | Concrete_32MPa | 2022-02-21 | 2027-02-21 | Australia | S-P-02341 | Version 1 | EPD Australasia | https://epd-australasia.com/wp-content/uploads/2022/03/SP02341-Boral-EPD_2022_Vic_v1.0.pdf | m³ | 2400 |  |  |  | 305 | 0 | 0 | 0 | 0 | 305 | 0 | 0.12708 | 0 | 0 | 0 | 0 | 0.12708 | 0 | Version 2025.1
Concrete (in-situ) | Concrete, 32 MPa | >25 MPa to ≤32 MPa | 32 MPa, NORMAL CLASS GP/GGBFS BLEND 32 MPa (Boral) (Australia) | Concrete_32MPa | Concrete_32MPa | 2022-02-21 | 2027-02-21 | Australia | S-P-02341 | Version 1 | EPD Australasia | https://epd-australasia.com/wp-content/uploads/2022/03/SP02341-Boral-EPD_2022_Vic_v1.0.pdf | m³ | 2400 |  |  |  | 292 | 0 | 0 | 0 | 0 | 292 | 0 | 0.12167 | 0 | 0 | 0 | 0 | 0.12167 | 0 | Version 2025.1
Concrete (in-situ) | Concrete, 32 MPa | >25 MPa to ≤32 MPa | 32 MPa, VR330 32 MPa GP/FA (Boral) (Australia) | Concrete_32MPa | Concrete_32MPa | 2022-02-21 | 2027-02-21 | Australia | S-P-02341 | Version 1 | EPD Australasia | https://epd-australasia.com/wp-content/uploads/2022/03/SP02341-Boral-EPD_2022_Vic_v1.0.pdf | m³ | 2400 |  |  |  | 310 | 0 | 0 | 0 | 0 | 310 | 0 | 0.12917 | 0 | 0 | 0 | 0 | 0.12917 | 0 | Version 2025.1
Concrete (in-situ) | Concrete, 32 MPa | >25 MPa to ≤32 MPa | 32 MPa, VR330 32 MPa GP/SLAG (Boral) (Australia) | Concrete_32MPa | Concrete_32MPa | 2022-02-21 | 2027-02-21 | Australia | S-P-02341 | Version 1 | EPD Australasia | https://epd-australasia.com/wp-content/uploads/2022/03/SP02341-Boral-EPD_2022_Vic_v1.0.pdf | m³ | 2400 |  |  |  | 243 | 0 | 0 | 0 | 0 | 243 | 0 | 0.10125 | 0 | 0 | 0 | 0 | 0.10125 | 0 | Version 2025.1
Concrete (in-situ) | Concrete, 32 MPa | >25 MPa to ≤32 MPa | 32 MPa, HIGH SLUMP 32 MPa (Boral) (Australia) | Concrete_32MPa | Concrete_32MPa | 2022-02-21 | 2027-02-21 | Australia | S-P-02341 | Version 1 | EPD Australasia | https://epd-australasia.com/wp-content/uploads/2022/03/SP02341-Boral-EPD_2022_Vic_v1.0.pdf | m³ | 2400 |  |  |  | 306 | 0 | 0 | 0 | 0 | 306 | 0 | 0.1275 | 0 | 0 | 0 | 0 | 0.1275 | 0 | Version 2025.1
Concrete (in-situ) | Shotcrete | 32 MPa shotcrete | 32 MPa, Shotcrete, SHOTCRETE 32 MPa (Boral) (Australia) | Concrete_shotcrete | Concrete_shotcrete | 2022-02-21 | 2027-02-21 | Australia | S-P-02341 | Version 1 | EPD Australasia | https://epd-australasia.com/wp-content/uploads/2022/03/SP02341-Boral-EPD_2022_Vic_v1.0.pdf | m³ | 2400 |  |  |  | 425 | 0 | 0 | 0 | 0 | 425 | 0 | 0.17708 | 0 | 0 | 0 | 0 | 0.17708 | 0 | Version 2025.1
Concrete (in-situ) | Concrete, 32 MPa | >25 MPa to ≤32 MPa | 32 MPa, ENVISIA 32 MPa (Boral) (Australia) | Concrete_32MPa | Concrete_32MPa | 2022-02-21 | 2027-02-21 | Australia | S-P-02341 | Version 1 | EPD Australasia | https://epd-australasia.com/wp-content/uploads/2022/03/SP02341-Boral-EPD_2022_Vic_v1.0.pdf | m³ | 2400 |  |  |  | 207 | 0 | 0 | 0 | 0 | 207 | 0 | 0.08625 | 0 | 0 | 0 | 0 | 0.08625 | 0 | Version 2025.1
Concrete (in-situ) | Concrete, 32 MPa | >25 MPa to ≤32 MPa | 32 MPa, ENVIROCRETE PLUS 32 MPa (Boral) (Australia) | Concrete_32MPa | Concrete_32MPa | 2022-02-21 | 2027-02-21 | Australia | S-P-02341 | Version 1 | EPD Australasia | https://epd-australasia.com/wp-content/uploads/2022/03/SP02341-Boral-EPD_2022_Vic_v1.0.pdf | m³ | 2400 |  |  |  | 232 | 0 | 0 | 0 | 0 | 232 | 0 | 0.096667 | 0 | 0 | 0 | 0 | 0.096667 | 0 | Version 2025.1
Concrete (in-situ) | Concrete, 32 MPa | >25 MPa to ≤32 MPa | 32 MPa, ENVIROCRETE 40% 32 MPa (Boral) (Australia) | Concrete_32MPa | Concrete_32MPa | 2022-02-21 | 2027-02-21 | Australia | S-P-02341 | Version 1 | EPD Australasia | https://epd-australasia.com/wp-content/uploads/2022/03/SP02341-Boral-EPD_2022_Vic_v1.0.pdf | m³ | 2400 |  |  |  | 282 | 0 | 0 | 0 | 0 | 282 | 0 | 0.1175 | 0 | 0 | 0 | 0 | 0.1175 | 0 | Version 2025.1
Concrete (in-situ) | Concrete, 32 MPa | >25 MPa to ≤32 MPa | 32 MPa, ENVIROCRETE 30% 32 MPa (Boral) (Australia) | Concrete_32MPa | Concrete_32MPa | 2022-02-21 | 2027-02-21 | Australia | S-P-02341 | Version 1 | EPD Australasia | https://epd-australasia.com/wp-content/uploads/2022/03/SP02341-Boral-EPD_2022_Vic_v1.0.pdf | m³ | 2400 |  |  |  | 315 | 0 | 0 | 0 | 0 | 315 | 0 | 0.13125 | 0 | 0 | 0 | 0 | 0.13125 | 0 | Version 2025.1
Concrete (in-situ) | Concrete, 32 MPa | >25 MPa to ≤32 MPa | 32 MPa, ENVIROCRETE 32 MPa (Boral) (Australia) | Concrete_32MPa | Concrete_32MPa | 2022-02-21 | 2027-02-21 | Australia | S-P-02341 | Version 1 | EPD Australasia | https://epd-australasia.com/wp-content/uploads/2022/03/SP02341-Boral-EPD_2022_Vic_v1.0.pdf | m³ | 2400 |  |  |  | 241 | 0 | 0 | 0 | 0 | 241 | 0 | 0.10042 | 0 | 0 | 0 | 0 | 0.10042 | 0 | Version 2025.1
Concrete (in-situ) | Concrete, 32 MPa | >25 MPa to ≤32 MPa | 32 MPa, NORMAL CLASS GP BLEND 32 MPa (Boral) (Australia) | Concrete_32MPa | Concrete_32MPa | 2022-02-21 | 2027-02-21 | Australia | S-P-02341 | Version 1 | EPD Australasia | https://epd-australasia.com/wp-content/uploads/2022/03/SP02341-Boral-EPD_2022_Vic_v1.0.pdf | m³ | 2400 |  |  |  | 327 | 0 | 0 | 0 | 0 | 327 | 0 | 0.13625 | 0 | 0 | 0 | 0 | 0.13625 | 0 | Version 2025.1
Concrete (in-situ) | Concrete, 32 MPa | >25 MPa to ≤32 MPa | 32 MPa, NORMAL CLASS GP/FA BLEND 32 MPa (Boral) (Australia) | Concrete_32MPa | Concrete_32MPa | 2022-02-21 | 2027-02-21 | Australia | S-P-02341 | Version 1 | EPD Australasia | https://epd-australasia.com/wp-content/uploads/2022/03/SP02341-Boral-EPD_2022_Vic_v1.0.pdf | m³ | 2400 |  |  |  | 305 | 0 | 0 | 0 | 0 | 305 | 0 | 0.12708 | 0 | 0 | 0 | 0 | 0.12708 | 0 | Version 2025.1
Concrete (in-situ) | Concrete, 32 MPa | >25 MPa to ≤32 MPa | 32 MPa, NORMAL CLASS GP/GGBFS BLEND 32 MPa (Boral) (Australia) | Concrete_32MPa | Concrete_32MPa | 2022-02-21 | 2027-02-21 | Australia | S-P-02341 | Version 1 | EPD Australasia | https://epd-australasia.com/wp-content/uploads/2022/03/SP02341-Boral-EPD_2022_Vic_v1.0.pdf | m³ | 2400 |  |  |  | 292 | 0 | 0 | 0 | 0 | 292 | 0 | 0.12167 | 0 | 0 | 0 | 0 | 0.12167 | 0 | Version 2025.1
Concrete (in-situ) | Concrete, 32 MPa | >25 MPa to ≤32 MPa | 32 MPa, VR330 32 MPa GP/FA (Boral) (Australia) | Concrete_32MPa | Concrete_32MPa | 2022-02-21 | 2027-02-21 | Australia | S-P-02341 | Version 1 | EPD Australasia | https://epd-australasia.com/wp-content/uploads/2022/03/SP02341-Boral-EPD_2022_Vic_v1.0.pdf | m³ | 2400 |  |  |  | 310 | 0 | 0 | 0 | 0 | 310 | 0 | 0.12917 | 0 | 0 | 0 | 0 | 0.12917 | 0 | Version 2025.1
Concrete (in-situ) | Concrete, 32 MPa | >25 MPa to ≤32 MPa | 32 MPa, VR330 32 MPa GP/SLAG (Boral) (Australia) | Concrete_32MPa | Concrete_32MPa | 2022-02-21 | 2027-02-21 | Australia | S-P-02341 | Version 1 | EPD Australasia | https://epd-australasia.com/wp-content/uploads/2022/03/SP02341-Boral-EPD_2022_Vic_v1.0.pdf | m³ | 2400 |  |  |  | 243 | 0 | 0 | 0 | 0 | 243 | 0 | 0.10125 | 0 | 0 | 0 | 0 | 0.10125 | 0 | Version 2025.1
Concrete (in-situ) | Concrete, 32 MPa | >25 MPa to ≤32 MPa | 32 MPa, HIGH SLUMP 32 MPa (Boral) (Australia) | Concrete_32MPa | Concrete_32MPa | 2022-02-21 | 2027-02-21 | Australia | S-P-02341 | Version 1 | EPD Australasia | https://epd-australasia.com/wp-content/uploads/2022/03/SP02341-Boral-EPD_2022_Vic_v1.0.pdf | m³ | 2400 |  |  |  | 306 | 0 | 0 | 0 | 0 | 306 | 0 | 0.1275 | 0 | 0 | 0 | 0 | 0.1275 | 0 | Version 2025.1
Concrete (in-situ) | Shotcrete | 32 MPa shotcrete | 32 MPa, SHOTCRETE 32 MPa (Boral) (Australia) | Concrete_shotcrete | Concrete_shotcrete | 2022-02-21 | 2027-02-21 | Australia | S-P-02341 | Version 1 | EPD Australasia | https://epd-australasia.com/wp-content/uploads/2022/03/SP02341-Boral-EPD_2022_Vic_v1.0.pdf | m³ | 2400 |  |  |  | 418 | 0 | 0 | 0 | 0 | 418 | 0 | 0.17417 | 0 | 0 | 0 | 0 | 0.17417 | 0 | Version 2025.1
Concrete (in-situ) | Concrete, 32 MPa | >25 MPa to ≤32 MPa | 32 MPa, ENVISIA 32 MPa (Boral) (Australia) | Concrete_32MPa | Concrete_32MPa | 2022-02-21 | 2027-02-21 | Australia | S-P-02341 | Version 1 | EPD Australasia | https://epd-australasia.com/wp-content/uploads/2022/03/SP02341-Boral-EPD_2022_Vic_v1.0.pdf | m³ | 2400 |  |  |  | 207 | 0 | 0 | 0 | 0 | 207 | 0 | 0.08625 | 0 | 0 | 0 | 0 | 0.08625 | 0 | Version 2025.1
Concrete (in-situ) | Concrete, 32 MPa | >25 MPa to ≤32 MPa | 32 MPa, ENVIROCRETE PLUS 32 MPa (Boral) (Australia) | Concrete_32MPa | Concrete_32MPa | 2022-02-21 | 2027-02-21 | Australia | S-P-02341 | Version 1 | EPD Australasia | https://epd-australasia.com/wp-content/uploads/2022/03/SP02341-Boral-EPD_2022_Vic_v1.0.pdf | m³ | 2400 |  |  |  | 232 | 0 | 0 | 0 | 0 | 232 | 0 | 0.096667 | 0 | 0 | 0 | 0 | 0.096667 | 0 | Version 2025.1
Concrete (in-situ) | Concrete, 32 MPa | >25 MPa to ≤32 MPa | 32 MPa, ENVIROCRETE 40% 32 MPa (Boral) (Australia) | Concrete_32MPa | Concrete_32MPa | 2022-02-21 | 2027-02-21 | Australia | S-P-02341 | Version 1 | EPD Australasia | https://epd-australasia.com/wp-content/uploads/2022/03/SP02341-Boral-EPD_2022_Vic_v1.0.pdf | m³ | 2400 |  |  |  | 282 | 0 | 0 | 0 | 0 | 282 | 0 | 0.1175 | 0 | 0 | 0 | 0 | 0.1175 | 0 | Version 2025.1
Concrete (in-situ) | Concrete, 32 MPa | >25 MPa to ≤32 MPa | 32 MPa, ENVIROCRETE 30% 32 MPa (Boral) (Australia) | Concrete_32MPa | Concrete_32MPa | 2022-02-21 | 2027-02-21 | Australia | S-P-02341 | Version 1 | EPD Australasia | https://epd-australasia.com/wp-content/uploads/2022/03/SP02341-Boral-EPD_2022_Vic_v1.0.pdf | m³ | 2400 |  |  |  | 315 | 0 | 0 | 0 | 0 | 315 | 0 | 0.13125 | 0 | 0 | 0 | 0 | 0.13125 | 0 | Version 2025.1
Concrete (in-situ) | Concrete, 32 MPa | >25 MPa to ≤32 MPa | 32 MPa, ENVIROCRETE 32 MPa (Boral) (Australia) | Concrete_32MPa | Concrete_32MPa | 2022-02-21 | 2027-02-21 | Australia | S-P-02341 | Version 1 | EPD Australasia | https://epd-australasia.com/wp-content/uploads/2022/03/SP02341-Boral-EPD_2022_Vic_v1.0.pdf | m³ | 2400 |  |  |  | 241 | 0 | 0 | 0 | 0 | 241 | 0 | 0.10042 | 0 | 0 | 0 | 0 | 0.10042 | 0 | Version 2025.1
Concrete (in-situ) | Concrete, 32 MPa | >25 MPa to ≤32 MPa | 32 MPa, NORMAL CLASS GP BLEND 32 MPa (Boral) (Australia) | Concrete_32MPa | Concrete_32MPa | 2022-02-21 | 2027-02-21 | Australia | S-P-02341 | Version 1 | EPD Australasia | https://epd-australasia.com/wp-content/uploads/2022/03/SP02341-Boral-EPD_2022_Vic_v1.0.pdf | m³ | 2400 |  |  |  | 327 | 0 | 0 | 0 | 0 | 327 | 0 | 0.13625 | 0 | 0 | 0 | 0 | 0.13625 | 0 | Version 2025.1
Concrete (in-situ) | Concrete, 32 MPa | >25 MPa to ≤32 MPa | 32 MPa, NORMAL CLASS GP/FA BLEND 32 MPa (Boral) (Australia) | Concrete_32MPa | Concrete_32MPa | 2022-02-21 | 2027-02-21 | Australia | S-P-02341 | Version 1 | EPD Australasia | https://epd-australasia.com/wp-content/uploads/2022/03/SP02341-Boral-EPD_2022_Vic_v1.0.pdf | m³ | 2400 |  |  |  | 305 | 0 | 0 | 0 | 0 | 305 | 0 | 0.12708 | 0 | 0 | 0 | 0 | 0.12708 | 0 | Version 2025.1
Concrete (in-situ) | Concrete, 32 MPa | >25 MPa to ≤32 MPa | 32 MPa, NORMAL CLASS GP/GGBFS BLEND 32 MPa (Boral) (Australia) | Concrete_32MPa | Concrete_32MPa | 2022-02-21 | 2027-02-21 | Australia | S-P-02341 | Version 1 | EPD Australasia | https://epd-australasia.com/wp-content/uploads/2022/03/SP02341-Boral-EPD_2022_Vic_v1.0.pdf | m³ | 2400 |  |  |  | 292 | 0 | 0 | 0 | 0 | 292 | 0 | 0.12167 | 0 | 0 | 0 | 0 | 0.12167 | 0 | Version 2025.1
Concrete (in-situ) | Concrete, 32 MPa | >25 MPa to ≤32 MPa | 32 MPa, VR330 32 MPa GP/FA (Boral) (Australia) | Concrete_32MPa | Concrete_32MPa | 2022-02-21 | 2027-02-21 | Australia | S-P-02341 | Version 1 | EPD Australasia | https://epd-australasia.com/wp-content/uploads/2022/03/SP02341-Boral-EPD_2022_Vic_v1.0.pdf | m³ | 2400 |  |  |  | 310 | 0 | 0 | 0 | 0 | 310 | 0 | 0.12917 | 0 | 0 | 0 | 0 | 0.12917 | 0 | Version 2025.1
Concrete (in-situ) | Concrete, 32 MPa | >25 MPa to ≤32 MPa | 32 MPa, VR330 32 MPa GP/SLAG (Boral) (Australia) | Concrete_32MPa | Concrete_32MPa | 2022-02-21 | 2027-02-21 | Australia | S-P-02341 | Version 1 | EPD Australasia | https://epd-australasia.com/wp-content/uploads/2022/03/SP02341-Boral-EPD_2022_Vic_v1.0.pdf | m³ | 2400 |  |  |  | 243 | 0 | 0 | 0 | 0 | 243 | 0 | 0.10125 | 0 | 0 | 0 | 0 | 0.10125 | 0 | Version 2025.1
Concrete (in-situ) | Concrete, 32 MPa | >25 MPa to ≤32 MPa | 32 MPa, HIGH SLUMP 32 MPa (Boral) (Australia) | Concrete_32MPa | Concrete_32MPa | 2022-02-21 | 2027-02-21 | Australia | S-P-02341 | Version 1 | EPD Australasia | https://epd-australasia.com/wp-content/uploads/2022/03/SP02341-Boral-EPD_2022_Vic_v1.0.pdf | m³ | 2400 |  |  |  | 306 | 0 | 0 | 0 | 0 | 306 | 0 | 0.1275 | 0 | 0 | 0 | 0 | 0.1275 | 0 | Version 2025.1
Concrete (in-situ) | Shotcrete | 32 MPa shotcrete | 32 MPa, SHOTCRETE 32 MPa (Boral) (Australia) | Concrete_shotcrete | Concrete_shotcrete | 2022-02-21 | 2027-02-21 | Australia | S-P-02341 | Version 1 | EPD Australasia | https://epd-australasia.com/wp-content/uploads/2022/03/SP02341-Boral-EPD_2022_Vic_v1.0.pdf | m³ | 2400 |  |  |  | 418 | 0 | 0 | 0 | 0 | 418 | 0 | 0.17417 | 0 | 0 | 0 | 0 | 0.17417 | 0 | Version 2025.1
Concrete (in-situ) | Concrete, 32 MPa | >25 MPa to ≤32 MPa | 32 MPa, ENVISIA 32 MPa (Boral) (Australia) | Concrete_32MPa | Concrete_32MPa | 2022-02-21 | 2027-02-21 | Australia | S-P-02341 | Version 1 | EPD Australasia | https://epd-australasia.com/wp-content/uploads/2022/03/SP02341-Boral-EPD_2022_Vic_v1.0.pdf | m³ | 2400 |  |  |  | 207 | 0 | 0 | 0 | 0 | 207 | 0 | 0.08625 | 0 | 0 | 0 | 0 | 0.08625 | 0 | Version 2025.1
Concrete (in-situ) | Concrete, 32 MPa | >25 MPa to ≤32 MPa | 32 MPa, ENVIROCRETE PLUS 32 MPa (Boral) (Australia) | Concrete_32MPa | Concrete_32MPa | 2022-02-21 | 2027-02-21 | Australia | S-P-02341 | Version 1 | EPD Australasia | https://epd-australasia.com/wp-content/uploads/2022/03/SP02341-Boral-EPD_2022_Vic_v1.0.pdf | m³ | 2400 |  |  |  | 232 | 0 | 0 | 0 | 0 | 232 | 0 | 0.096667 | 0 | 0 | 0 | 0 | 0.096667 | 0 | Version 2025.1
Concrete (in-situ) | Concrete, 32 MPa | >25 MPa to ≤32 MPa | 32 MPa, ENVIROCRETE 40% 32 MPa (Boral) (Australia) | Concrete_32MPa | Concrete_32MPa | 2022-02-21 | 2027-02-21 | Australia | S-P-02341 | Version 1 | EPD Australasia | https://epd-australasia.com/wp-content/uploads/2022/03/SP02341-Boral-EPD_2022_Vic_v1.0.pdf | m³ | 2400 |  |  |  | 282 | 0 | 0 | 0 | 0 | 282 | 0 | 0.1175 | 0 | 0 | 0 | 0 | 0.1175 | 0 | Version 2025.1
Concrete (in-situ) | Concrete, 32 MPa | >25 MPa to ≤32 MPa | 32 MPa, ENVIROCRETE 30% 32 MPa (Boral) (Australia) | Concrete_32MPa | Concrete_32MPa | 2022-02-21 | 2027-02-21 | Australia | S-P-02341 | Version 1 | EPD Australasia | https://epd-australasia.com/wp-content/uploads/2022/03/SP02341-Boral-EPD_2022_Vic_v1.0.pdf | m³ | 2400 |  |  |  | 315 | 0 | 0 | 0 | 0 | 315 | 0 | 0.13125 | 0 | 0 | 0 | 0 | 0.13125 | 0 | Version 2025.1
Concrete (in-situ) | Concrete, 32 MPa | >25 MPa to ≤32 MPa | 32 MPa, ENVIROCRETE 32 MPa (Boral) (Australia) | Concrete_32MPa | Concrete_32MPa | 2022-02-21 | 2027-02-21 | Australia | S-P-02341 | Version 1 | EPD Australasia | https://epd-australasia.com/wp-content/uploads/2022/03/SP02341-Boral-EPD_2022_Vic_v1.0.pdf | m³ | 2400 |  |  |  | 241 | 0 | 0 | 0 | 0 | 241 | 0 | 0.10042 | 0 | 0 | 0 | 0 | 0.10042 | 0 | Version 2025.1
Concrete (in-situ) | Concrete, 32 MPa | >25 MPa to ≤32 MPa | 32 MPa, NORMAL CLASS GP BLEND 32 MPa (Boral) (Australia) | Concrete_32MPa | Concrete_32MPa | 2022-02-21 | 2027-02-21 | Australia | S-P-02341 | Version 1 | EPD Australasia | https://epd-australasia.com/wp-content/uploads/2022/03/SP02341-Boral-EPD_2022_Vic_v1.0.pdf | m³ | 2400 |  |  |  | 327 | 0 | 0 | 0 | 0 | 327 | 0 | 0.13625 | 0 | 0 | 0 | 0 | 0.13625 | 0 | Version 2025.1
Concrete (in-situ) | Concrete, 32 MPa | >25 MPa to ≤32 MPa | 32 MPa, NORMAL CLASS GP/FA BLEND 32 MPa (Boral) (Australia) | Concrete_32MPa | Concrete_32MPa | 2022-02-21 | 2027-02-21 | Australia | S-P-02341 | Version 1 | EPD Australasia | https://epd-australasia.com/wp-content/uploads/2022/03/SP02341-Boral-EPD_2022_Vic_v1.0.pdf | m³ | 2400 |  |  |  | 305 | 0 | 0 | 0 | 0 | 305 | 0 | 0.12708 | 0 | 0 | 0 | 0 | 0.12708 | 0 | Version 2025.1
Concrete (in-situ) | Concrete, 32 MPa | >25 MPa to ≤32 MPa | 32 MPa, NORMAL CLASS GP/GGBFS BLEND 32 MPa (Boral) (Australia) | Concrete_32MPa | Concrete_32MPa | 2022-02-21 | 2027-02-21 | Australia | S-P-02341 | Version 1 | EPD Australasia | https://epd-australasia.com/wp-content/uploads/2022/03/SP02341-Boral-EPD_2022_Vic_v1.0.pdf | m³ | 2400 |  |  |  | 292 | 0 | 0 | 0 | 0 | 292 | 0 | 0.12167 | 0 | 0 | 0 | 0 | 0.12167 | 0 | Version 2025.1
Concrete (in-situ) | Concrete, 32 MPa | >25 MPa to ≤32 MPa | 32 MPa, VR330 32 MPa GP/FA (Boral) (Australia) | Concrete_32MPa | Concrete_32MPa | 2022-02-21 | 2027-02-21 | Australia | S-P-02341 | Version 1 | EPD Australasia | https://epd-australasia.com/wp-content/uploads/2022/03/SP02341-Boral-EPD_2022_Vic_v1.0.pdf | m³ | 2400 |  |  |  | 310 | 0 | 0 | 0 | 0 | 310 | 0 | 0.12917 | 0 | 0 | 0 | 0 | 0.12917 | 0 | Version 2025.1
Concrete (in-situ) | Concrete, 32 MPa | >25 MPa to ≤32 MPa | 32 MPa, VR330 32 MPa GP/SLAG (Boral) (Australia) | Concrete_32MPa | Concrete_32MPa | 2022-02-21 | 2027-02-21 | Australia | S-P-02341 | Version 1 | EPD Australasia | https://epd-australasia.com/wp-content/uploads/2022/03/SP02341-Boral-EPD_2022_Vic_v1.0.pdf | m³ | 2400 |  |  |  | 243 | 0 | 0 | 0 | 0 | 243 | 0 | 0.10125 | 0 | 0 | 0 | 0 | 0.10125 | 0 | Version 2025.1
Concrete (in-situ) | Concrete, 32 MPa | >25 MPa to ≤32 MPa | 32 MPa, HIGH SLUMP 32 MPa (Boral) (Australia) | Concrete_32MPa | Concrete_32MPa | 2022-02-21 | 2027-02-21 | Australia | S-P-02341 | Version 1 | EPD Australasia | https://epd-australasia.com/wp-content/uploads/2022/03/SP02341-Boral-EPD_2022_Vic_v1.0.pdf | m³ | 2400 |  |  |  | 306 | 0 | 0 | 0 | 0 | 306 | 0 | 0.1275 | 0 | 0 | 0 | 0 | 0.1275 | 0 | Version 2025.1
Concrete (in-situ) | Shotcrete | 32 MPa shotcrete | 32 MPa, SHOTCRETE 32 MPa (Boral) (Australia) | Concrete_shotcrete | Concrete_shotcrete | 2022-02-21 | 2027-02-21 | Australia | S-P-02341 | Version 1 | EPD Australasia | https://epd-australasia.com/wp-content/uploads/2022/03/SP02341-Boral-EPD_2022_Vic_v1.0.pdf | m³ | 2400 |  |  |  | 418 | 0 | 0 | 0 | 0 | 418 | 0 | 0.17417 | 0 | 0 | 0 | 0 | 0.17417 | 0 | Version 2025.1
Concrete (in-situ) | Concrete, 32 MPa | >25 MPa to ≤32 MPa | 32 MPa, TAS, VR330/32/EXP CL A concrete manufactured in our Northern Region (Hazell Bros Concrete Pty Ltd) (Australia) | Concrete_32MPa | Concrete_32MPa | 2024-01-01 | 2029-01-01 | Australia | EPD-IES-0014053:001 (S-P-14053) | Not applicable | EPD Australasia | https://epd-australasia.com/?s=0014053:001&post_type=epd | m³ | 2400 |  |  |  | 323.2451 | 317.8489 | 5.3961 | 2.3084e-05 | 0 | 323.2451 | 0 | 0.13469 | 0.13244 | 0.0022484 | 9.6184e-09 | 0 | 0.13469 | 0 | Version 2025.1
Concrete (in-situ) | Concrete, 32 MPa | >25 MPa to ≤32 MPa | 32 MPa, TAS, VR330/32/EXP CL A concrete manufactured in our Southern Region (Hazell Bros Concrete Pty Ltd) (Australia) | Concrete_32MPa | Concrete_32MPa | 2024-01-01 | 2029-01-01 | Australia | EPD-IES-0014082:001 (S-P-14082) | Not applicable | EPD Australasia | https://epd-australasia.com/?s=0014082:001&post_type=epd | m³ | 2400 |  |  |  | 324.9872 | 319.6341 | 5.2751 | 0.078049 | 0 | 324.9872 | 0 | 0.13541 | 0.13318 | 0.0021979 | 3.252e-05 | 0 | 0.13541 | 0 | Version 2025.1
Concrete (in-situ) | Concrete, 32 MPa | >25 MPa to ≤32 MPa | 32 MPa, NSW, Concrete: S32 650BF manufactured at Prestons (Advanced Readymix) (Australia) | Concrete_32MPa | Concrete_32MPa | 2024-01-01 | 2029-01-01 | Australia | EPD-IES-0013951:001 (S-P-13951) | Not applicable | EPD Australasia | https://epd-australasia.com/?s=0013951:001&post_type=epd | m³ | 2400 |  |  |  | 300.5696 | 300.2751 | 0.29343 | 0.0010328 | 0 | 300.5696 | 0 | 0.12524 | 0.12511 | 0.00012226 | 4.3032e-07 | 0 | 0.12524 | 0 | Version 2025.1
Concrete (in-situ) | Concrete, 32 MPa | >25 MPa to ≤32 MPa | 32 MPa, NSW, Concrete: S32 650BF manufactured at Smithfield (Advanced Readymix) (Australia) | Concrete_32MPa | Concrete_32MPa | 2024-01-01 | 2029-01-01 | Australia | EPD-IES-0014027:001 (S-P-14027) | Not applicable | EPD Australasia | https://epd-australasia.com/?s=0014027:001&post_type=epd | m³ | 2400 |  |  |  | 292.5521 | 292.2603 | 0.29077 | 0.0010323 | 0 | 292.5521 | 0 | 0.1219 | 0.12178 | 0.00012116 | 4.3013e-07 | 0 | 0.1219 | 0 | Version 2025.1
Concrete (in-situ) | Concrete, 32 MPa | >25 MPa to ≤32 MPa | 32 MPa, NSW, Concrete: GS32/20/100 manufactured at Prestons (Advanced Readymix) (Australia) | Concrete_32MPa | Concrete_32MPa | 2024-01-01 | 2029-01-01 | Australia | EPD-IES-0013934:001 (S-P-13934) | Not applicable | EPD Australasia | https://epd-australasia.com/?s=0013934:001&post_type=epd | m³ | 2400 |  |  |  | 248.9443 | 248.6806 | 0.26262 | 0.0011122 | 0 | 248.9443 | 0 | 0.10373 | 0.10362 | 0.00010943 | 4.634e-07 | 0 | 0.10373 | 0 | Version 2025.1
Concrete (in-situ) | Concrete, 32 MPa | >25 MPa to ≤32 MPa | 32 MPa, NSW, Concrete: GS32/20/100 manufactured at Smithfield (Advanced Readymix) (Australia) | Concrete_32MPa | Concrete_32MPa | 2024-01-01 | 2029-01-01 | Australia | EPD-IES-0014010:001 (S-P-14010) | Not applicable | EPD Australasia | https://epd-australasia.com/?s=0014010:001&post_type=epd | m³ | 2400 |  |  |  | 244.3676 | 244.1062 | 0.26033 | 0.0011137 | 0 | 244.3676 | 0 | 0.10182 | 0.10171 | 0.00010847 | 4.6403e-07 | 0 | 0.10182 | 0 | Version 2025.1
Concrete (in-situ) | Concrete, 32 MPa | >25 MPa to ≤32 MPa | 32 MPa, NSW, Concrete: N32/20/100G3 manufactured at Prestons (Advanced Readymix) (Australia) | Concrete_32MPa | Concrete_32MPa | 2024-01-01 | 2029-01-01 | Australia | EPD-IES-0016803:001 | Not applicable | EPD Australasia | https://epd-australasia.com/?s=0016803:001&post_type=epd | m³ | 2400 |  |  |  | 227.1826 | 226.9353 | 0.24641 | 0.00090208 | 0 | 227.1826 | 0 | 0.094659 | 0.094556 | 0.00010267 | 3.7587e-07 | 0 | 0.094659 | 0 | Version 2025.1
Concrete (in-situ) | Concrete, 32 MPa | >25 MPa to ≤32 MPa | 32 MPa, NSW, Concrete: N32/20/100G3 manufactured at Smithfield (Advanced Readymix) (Australia) | Concrete_32MPa | Concrete_32MPa | 2024-01-01 | 2029-01-01 | Australia | EPD-IES-0016813:001 | Not applicable | EPD Australasia | https://epd-australasia.com/?s=0016813:001&post_type=epd | m³ | 2400 |  |  |  | 210.6396 | 210.4073 | 0.23142 | 0.00085526 | 0 | 210.6396 | 0 | 0.087766 | 0.08767 | 9.6425e-05 | 3.5636e-07 | 0 | 0.087766 | 0 | Version 2025.1
Concrete (in-situ) | Concrete, 32 MPa | >25 MPa to ≤32 MPa | 32 MPa, NSW, Concrete: NS32/20/100 manufactured at Prestons (Advanced Readymix) (Australia) | Concrete_32MPa | Concrete_32MPa | 2024-01-01 | 2029-01-01 | Australia | EPD-IES-0013941:001 (S-P-13941) | Not applicable | EPD Australasia | https://epd-australasia.com/?s=0013941:001&post_type=epd | m³ | 2400 |  |  |  | 181.3826 | 181.1658 | 0.21573 | 0.0011246 | 0 | 181.3826 | 0 | 0.075576 | 0.075486 | 8.9888e-05 | 4.6857e-07 | 0 | 0.075576 | 0 | Version 2025.1
Concrete (in-situ) | Concrete, 32 MPa | >25 MPa to ≤32 MPa | 32 MPa, NSW, Concrete: S32/20/80PNL manufactured at Prestons (Advanced Readymix) (Australia) | Concrete_32MPa | Concrete_32MPa | 2024-01-01 | 2029-01-01 | Australia | EPD-IES-0013953:001 (S-P-13953) | Not applicable | EPD Australasia | https://epd-australasia.com/?s=0013953:001&post_type=epd | m³ | 2400 |  |  |  | 192.0403 | 191.8242 | 0.21506 | 0.0010456 | 0 | 192.0403 | 0 | 0.080017 | 0.079927 | 8.9607e-05 | 4.3567e-07 | 0 | 0.080017 | 0 | Version 2025.1
Concrete (in-situ) | Concrete, 32 MPa | >25 MPa to ≤32 MPa | 32 MPa, NSW, Concrete: NS32/20/100 manufactured at Smithfield (Advanced Readymix) (Australia) | Concrete_32MPa | Concrete_32MPa | 2024-01-01 | 2029-01-01 | Australia | EPD-IES-0014017:001 (S-P-14017) | Not applicable | EPD Australasia | https://epd-australasia.com/?s=0014017:001&post_type=epd | m³ | 2400 |  |  |  | 175.9808 | 175.767 | 0.21272 | 0.0011259 | 0 | 175.9808 | 0 | 0.073325 | 0.073236 | 8.8634e-05 | 4.6914e-07 | 0 | 0.073325 | 0 | Version 2025.1
Concrete (in-situ) | Concrete, 32 MPa | >25 MPa to ≤32 MPa | 32 MPa, NSW, Concrete: S32/20/80PNL manufactured at Smithfield (Advanced Readymix) (Australia) | Concrete_32MPa | Concrete_32MPa | 2024-01-01 | 2029-01-01 | Australia | EPD-IES-0014029:001 (S-P-14029) | Not applicable | EPD Australasia | https://epd-australasia.com/?s=0014029:001&post_type=epd | m³ | 2400 |  |  |  | 182.8581 | 182.6456 | 0.21145 | 0.0010444 | 0 | 182.8581 | 0 | 0.076191 | 0.076102 | 8.8104e-05 | 4.3515e-07 | 0 | 0.076191 | 0 | Version 2025.1
Concrete (in-situ) | Concrete, 32 MPa | >25 MPa to ≤32 MPa | 32 MPa, NSW, Concrete: S32/10/30 Slip manufactured at Prestons (Advanced Readymix) (Australia) | Concrete_32MPa | Concrete_32MPa | 2024-01-01 | 2029-01-01 | Australia | EPD-IES-0016807:001 | Not applicable | EPD Australasia | https://epd-australasia.com/?s=0016807:001&post_type=epd | m³ | 2400 |  |  |  | 290.3033 | 290.0946 | 0.19961 | 0.0091153 | 0 | 290.3033 | 0 | 0.12096 | 0.12087 | 8.317e-05 | 3.7981e-06 | 0 | 0.12096 | 0 | Version 2025.1
Concrete (in-situ) | Concrete, 32 MPa | >25 MPa to ≤32 MPa | 32 MPa, NSW, Concrete: S32/20/5D manufactured at Prestons (Advanced Readymix) (Australia) | Concrete_32MPa | Concrete_32MPa | 2024-01-01 | 2029-01-01 | Australia | EPD-IES-0013952:001 (S-P-13952) | Not applicable | EPD Australasia | https://epd-australasia.com/?s=0013952:001&post_type=epd | m³ | 2400 |  |  |  | 217.405 | 217.1972 | 0.20682 | 0.0009344 | 0 | 217.405 | 0 | 0.090585 | 0.090499 | 8.6176e-05 | 3.8933e-07 | 0 | 0.090585 | 0 | Version 2025.1
Concrete (in-situ) | Concrete, 32 MPa | >25 MPa to ≤32 MPa | 32 MPa, NSW, Concrete: S32/20/5D manufactured at Smithfield (Advanced Readymix) (Australia) | Concrete_32MPa | Concrete_32MPa | 2024-01-01 | 2029-01-01 | Australia | EPD-IES-0014028:001 (S-P-14028) | Not applicable | EPD Australasia | https://epd-australasia.com/?s=0014028:001&post_type=epd | m³ | 2400 |  |  |  | 212.1142 | 211.9093 | 0.20396 | 0.00093502 | 0 | 212.1142 | 0 | 0.088381 | 0.088296 | 8.4985e-05 | 3.8959e-07 | 0 | 0.088381 | 0 | Version 2025.1
Concrete (in-situ) | Concrete, 32 MPa | >25 MPa to ≤32 MPa | 32 MPa, NSW, Concrete: NS32/20/80 manufactured at Prestons (Advanced Readymix) (Australia) | Concrete_32MPa | Concrete_32MPa | 2024-01-01 | 2029-01-01 | Australia | EPD-IES-0013942:001 (S-P-13942) | Not applicable | EPD Australasia | https://epd-australasia.com/?s=0013942:001&post_type=epd | m³ | 2400 |  |  |  | 180.8025 | 180.5994 | 0.20215 | 0.00094996 | 0 | 180.8025 | 0 | 0.075334 | 0.07525 | 8.4227e-05 | 3.9582e-07 | 0 | 0.075334 | 0 | Version 2025.1
Concrete (in-situ) | Concrete, 32 MPa | >25 MPa to ≤32 MPa | 32 MPa, NSW, Concrete: N32/20/80 manufactured at Prestons (Advanced Readymix) (Australia) | Concrete_32MPa | Concrete_32MPa | 2024-01-01 | 2029-01-01 | Australia | EPD-IES-0013937:001 (S-P-13937) | Not applicable | EPD Australasia | https://epd-australasia.com/?s=0013937:001&post_type=epd | m³ | 2400 |  |  |  | 182.4442 | 182.2431 | 0.20011 | 0.00095113 | 0 | 182.4442 | 0 | 0.076018 | 0.075935 | 8.3381e-05 | 3.963e-07 | 0 | 0.076018 | 0 | Version 2025.1
Concrete (in-situ) | Concrete, 32 MPa | >25 MPa to ≤32 MPa | 32 MPa, NSW, Concrete: NS32/20/80 manufactured at Smithfield (Advanced Readymix) (Australia) | Concrete_32MPa | Concrete_32MPa | 2024-01-01 | 2029-01-01 | Australia | EPD-IES-0014018:001 (S-P-14018) | Not applicable | EPD Australasia | https://epd-australasia.com/?s=0014018:001&post_type=epd | m³ | 2400 |  |  |  | 175.3995 | 175.1994 | 0.19909 | 0.00095068 | 0 | 175.3995 | 0 | 0.073083 | 0.073 | 8.2952e-05 | 3.9612e-07 | 0 | 0.073083 | 0 | Version 2025.1
Concrete (in-situ) | Concrete, 32 MPa | >25 MPa to ≤32 MPa | 32 MPa, NSW, Concrete: N32/20/80 manufactured at Smithfield (Advanced Readymix) (Australia) | Concrete_32MPa | Concrete_32MPa | 2024-01-01 | 2029-01-01 | Australia | EPD-IES-0014013:001 (S-P-14013) | Not applicable | EPD Australasia | https://epd-australasia.com/?s=0014013:001&post_type=epd | m³ | 2400 |  |  |  | 173.7038 | 173.506 | 0.19684 | 0.00095028 | 0 | 173.7038 | 0 | 0.072377 | 0.072294 | 8.2017e-05 | 3.9595e-07 | 0 | 0.072377 | 0 | Version 2025.1
Concrete (in-situ) | Concrete, 32 MPa | >25 MPa to ≤32 MPa | 32 MPa, NSW, Concrete: S32/10/30 Slip manufactured at Smithfield (Advanced Readymix) (Australia) | Concrete_32MPa | Concrete_32MPa | 2024-01-01 | 2029-01-01 | Australia | EPD-IES-0016817:001 | Not applicable | EPD Australasia | https://epd-australasia.com/?s=0016817:001&post_type=epd | m³ | 2400 |  |  |  | 265.1361 | 264.9409 | 0.18657 | 0.008663 | 0 | 265.1361 | 0 | 0.11047 | 0.11039 | 7.7739e-05 | 3.6096e-06 | 0 | 0.11047 | 0 | Version 2025.1
Concrete (in-situ) | Concrete, 32 MPa | >25 MPa to ≤32 MPa | 32 MPa, NSW, Concrete: S32/20/CLR manufactured at Prestons (Advanced Readymix) (Australia) | Concrete_32MPa | Concrete_32MPa | 2024-01-01 | 2029-01-01 | Australia | EPD-IES-0013954:001 (S-P-13954) | Not applicable | EPD Australasia | https://epd-australasia.com/?s=0013954:001&post_type=epd | m³ | 2400 |  |  |  | 196.6584 | 196.4929 | 0.16518 | 0.00033451 | 0 | 196.6584 | 0 | 0.081941 | 0.081872 | 6.8825e-05 | 1.3938e-07 | 0 | 0.081941 | 0 | Version 2025.1
Concrete (in-situ) | Concrete, 32 MPa | >25 MPa to ≤32 MPa | 32 MPa, NSW, Concrete: S32/20/CLR manufactured at Smithfield (Advanced Readymix) (Australia) | Concrete_32MPa | Concrete_32MPa | 2024-01-01 | 2029-01-01 | Australia | EPD-IES-0014030:001 (S-P-14030) | Not applicable | EPD Australasia | https://epd-australasia.com/?s=0014030:001&post_type=epd | m³ | 2400 |  |  |  | 188.205 | 188.0429 | 0.16179 | 0.0003315 | 0 | 188.205 | 0 | 0.078419 | 0.078351 | 6.7413e-05 | 1.3812e-07 | 0 | 0.078419 | 0 | Version 2025.1
Concrete (in-situ) | Concrete, 32 MPa | >25 MPa to ≤32 MPa | 32 MPa, NSW, Concrete: N32/20/80 with 4 kg/m3 Emesh manufactured at Prestons (Advanced Readymix) (Australia) | Concrete_32MPa | Concrete_32MPa | 2024-01-01 | 2029-01-01 | Australia | EPD-IES-0016804:001 | Not applicable | EPD Australasia | https://epd-australasia.com/?s=0016804:001&post_type=epd | m³ | 2400 |  |  |  | 188.9261 | 188.7697 | 0.1554 | 0.0010192 | 0 | 188.9261 | 0 | 0.078719 | 0.078654 | 6.4752e-05 | 4.2469e-07 | 0 | 0.078719 | 0 | Version 2025.1
Concrete (in-situ) | Concrete, 32 MPa | >25 MPa to ≤32 MPa | 32 MPa, NSW, Concrete: N32/20/80 with 4 kg/m3 Emesh manufactured at Smithfield (Advanced Readymix) (Australia) | Concrete_32MPa | Concrete_32MPa | 2024-01-01 | 2029-01-01 | Australia | EPD-IES-0016814:001 | Not applicable | EPD Australasia | https://epd-australasia.com/?s=0016814:001&post_type=epd | m³ | 2400 |  |  |  | 180.1857 | 180.0326 | 0.15213 | 0.0010184 | 0 | 180.1857 | 0 | 0.075077 | 0.075014 | 6.3387e-05 | 4.2433e-07 | 0 | 0.075077 | 0 | Version 2025.1
Concrete (in-situ) | Concrete, 32 MPa | >25 MPa to ≤32 MPa | 32 MPa, TAS, N32/20N concrete manufactured in our Southern Region (Hazell Bros Concrete Pty Ltd) (Australia) | Concrete_32MPa | Concrete_32MPa | 2024-01-01 | 2029-01-01 | Australia | EPD-IES-0014069:001 (S-P-14069) | Not applicable | EPD Australasia | https://epd-australasia.com/?s=0014069:001&post_type=epd | m³ | 2400 |  |  |  | 266.0671 | 265.9176 | 0.069698 | 0.07985 | 0 | 266.0671 | 0 | 0.11086 | 0.1108 | 2.9041e-05 | 3.3271e-05 | 0 | 0.11086 | 0 | Version 2025.1
Concrete (in-situ) | Concrete, 32 MPa | >25 MPa to ≤32 MPa | 32 MPa, NSW, Pre-mix concrete N3220 (Western Suburbs Concrete) (Australia) | Concrete_32MPa | Concrete_32MPa | 2024-01-01 | 2029-01-01 | Australia | EPD-IES-0013818:001 (S-P-13818) | Not applicable | EPD Australasia | https://epd-australasia.com/?s=0013818:001&post_type=epd | m³ | 2400 |  |  |  | 249.0843 | 248.9477 | 0.11019 | 0.026396 | 0 | 249.0843 | 0 | 0.10379 | 0.10373 | 4.5914e-05 | 1.0998e-05 | 0 | 0.10379 | 0 | Version 2025.1
Concrete (in-situ) | Concrete, 32 MPa | >25 MPa to ≤32 MPa | 32 MPa, NSW, Pre-mix concrete GS3220-1 (Western Suburbs Concrete) (Australia) | Concrete_32MPa | Concrete_32MPa | 2024-01-01 | 2029-01-01 | Australia | EPD-IES-0013798:001 (S-P-13798) | Not applicable | EPD Australasia | https://epd-australasia.com/?s=0013798:001&post_type=epd | m³ | 2400 |  |  |  | 246.2497 | 246.1139 | 0.11019 | 0.025613 | 0 | 246.2497 | 0 | 0.1026 | 0.10255 | 4.5913e-05 | 1.0672e-05 | 0 | 0.1026 | 0 | Version 2025.1
Concrete (in-situ) | Concrete, 32 MPa | >25 MPa to ≤32 MPa | 32 MPa, NSW, Pre-mix concrete S32EXTP (Western Suburbs Concrete) (Australia) | Concrete_32MPa | Concrete_32MPa | 2024-01-01 | 2029-01-01 | Australia | EPD-IES-0013828:001 (S-P-13828) | Not applicable | EPD Australasia | https://epd-australasia.com/?s=0013828:001&post_type=epd | m³ | 2400 |  |  |  | 273.0283 | 272.8949 | 0.10415 | 0.029165 | 0 | 273.0283 | 0 | 0.11376 | 0.11371 | 4.3396e-05 | 1.2152e-05 | 0 | 0.11376 | 0 | Version 2025.1
Concrete (in-situ) | Concrete, 32 MPa | >25 MPa to ≤32 MPa | 32 MPa, NSW, Pre-mix concrete WN3220 (Western Suburbs Concrete) (Australia) | Concrete_32MPa | Concrete_32MPa | 2024-01-01 | 2029-01-01 | Australia | EPD-IES-0013823:001 (S-P-13823) | Not applicable | EPD Australasia | https://epd-australasia.com/?s=0013823:001&post_type=epd | m³ | 2400 |  |  |  | 246.8383 | 246.7114 | 0.10153 | 0.025373 | 0 | 246.8383 | 0 | 0.10285 | 0.1028 | 4.2303e-05 | 1.0572e-05 | 0 | 0.10285 | 0 | Version 2025.1
Concrete (in-situ) | Concrete, 32 MPa | >25 MPa to ≤32 MPa | 32 MPa, TAS, N32/20N concrete manufactured in our Northern Region (Hazell Bros Concrete Pty Ltd) (Australia) | Concrete_32MPa | Concrete_32MPa | 2024-01-01 | 2029-01-01 | Australia | EPD-IES-0014042:001 (S-P-14042) | Not applicable | EPD Australasia | https://epd-australasia.com/?s=0014042:001&post_type=epd | m³ | 2400 |  |  |  | 266.5786 | 266.4536 | 0.12498 | 1.5898e-05 | 0 | 266.5786 | 0 | 0.11107 | 0.11102 | 5.2077e-05 | 6.6243e-09 | 0 | 0.11107 | 0 | Version 2025.1
Concrete (in-situ) | Concrete, 32 MPa | >25 MPa to ≤32 MPa | 32 MPa, NSW, Pre-mix concrete WGS3220-1 (Western Suburbs Concrete) (Australia) | Concrete_32MPa | Concrete_32MPa | 2024-01-01 | 2029-01-01 | Australia | EPD-IES-0013808:001 (S-P-13808) | Not applicable | EPD Australasia | https://epd-australasia.com/?s=0013808:001&post_type=epd | m³ | 2400 |  |  |  | 237.2742 | 237.1493 | 0.1009 | 0.02397 | 0 | 237.2742 | 0 | 0.098864 | 0.098812 | 4.2041e-05 | 9.9877e-06 | 0 | 0.098864 | 0 | Version 2025.1
Concrete (in-situ) | Concrete, 32 MPa | >25 MPa to ≤32 MPa | 32 MPa, NSW, Pre-mix concrete WGS3220-2 (Western Suburbs Concrete) (Australia) | Concrete_32MPa | Concrete_32MPa | 2024-01-01 | 2029-01-01 | Australia | EPD-IES-0013813:001 (S-P-13813) | Not applicable | EPD Australasia | https://epd-australasia.com/?s=0013813:001&post_type=epd | m³ | 2400 |  |  |  | 223.9794 | 223.8548 | 0.10255 | 0.022021 | 0 | 223.9794 | 0 | 0.093325 | 0.093273 | 4.2728e-05 | 9.1754e-06 | 0 | 0.093325 | 0 | Version 2025.1
Concrete (in-situ) | Concrete, 32 MPa | >25 MPa to ≤32 MPa | 32 MPa, TAS, N32/20N/SCM concrete manufactured in our Southern Region (Hazell Bros Concrete Pty Ltd) (Australia) | Concrete_32MPa | Concrete_32MPa | 2024-01-01 | 2029-01-01 | Australia | EPD-IES-0014075:001 (S-P-14075) | Not applicable | EPD Australasia | https://epd-australasia.com/?s=0014075:001&post_type=epd | m³ | 2400 |  |  |  | 205.2129 | 205.0889 | 0.07036 | 0.053678 | 0 | 205.2129 | 0 | 0.085505 | 0.085454 | 2.9317e-05 | 2.2366e-05 | 0 | 0.085505 | 0 | Version 2025.1
Concrete (in-situ) | Concrete, 32 MPa | >25 MPa to ≤32 MPa | 32 MPa, NSW, Pre-mix concrete GS3220-2 (Western Suburbs Concrete) (Australia) | Concrete_32MPa | Concrete_32MPa | 2024-01-01 | 2029-01-01 | Australia | EPD-IES-0013803:001 (S-P-13803) | Not applicable | EPD Australasia | https://epd-australasia.com/?s=0013803:001&post_type=epd | m³ | 2400 |  |  |  | 199.2189 | 199.0975 | 0.1017 | 0.019681 | 0 | 199.2189 | 0 | 0.083008 | 0.082957 | 4.2374e-05 | 8.2003e-06 | 0 | 0.083008 | 0 | Version 2025.1
Concrete (in-situ) | Concrete, 32 MPa | >25 MPa to ≤32 MPa | 32 MPa, NSW, Pre-mix concrete S32AZZIN (Western Suburbs Concrete) (Australia) | Concrete_32MPa | Concrete_32MPa | 2024-01-01 | 2029-01-01 | Australia | EPD-IES-0013827:001 (S-P-13827) | Not applicable | EPD Australasia | https://epd-australasia.com/?s=0013827:001&post_type=epd | m³ | 2400 |  |  |  | 320.6297 | 320.5092 | 0.085425 | 0.035048 | 0 | 320.6297 | 0 | 0.1336 | 0.13355 | 3.5594e-05 | 1.4603e-05 | 0 | 0.1336 | 0 | Version 2025.1
Concrete (in-situ) | Concrete, 32 MPa | >25 MPa to ≤32 MPa | 32 MPa, NSW, Pre-mix concrete S32IN (Western Suburbs Concrete) (Australia) | Concrete_32MPa | Concrete_32MPa | 2024-01-01 | 2029-01-01 | Australia | EPD-IES-0013829:001 (S-P-13829) | Not applicable | EPD Australasia | https://epd-australasia.com/?s=0013829:001&post_type=epd | m³ | 2400 |  |  |  | 320.6297 | 320.5092 | 0.085425 | 0.035048 | 0 | 320.6297 | 0 | 0.1336 | 0.13355 | 3.5594e-05 | 1.4603e-05 | 0 | 0.1336 | 0 | Version 2025.1
Concrete (in-situ) | Concrete, 32 MPa | >25 MPa to ≤32 MPa | 32 MPa, NSW, Pre-mix concrete S32RCIN (Western Suburbs Concrete) (Australia) | Concrete_32MPa | Concrete_32MPa | 2024-01-01 | 2029-01-01 | Australia | EPD-IES-0013830:001 (S-P-13830) | Not applicable | EPD Australasia | https://epd-australasia.com/?s=0013830:001&post_type=epd | m³ | 2400 |  |  |  | 295.7743 | 295.6617 | 0.080534 | 0.032058 | 0 | 295.7743 | 0 | 0.12324 | 0.12319 | 3.3556e-05 | 1.3358e-05 | 0 | 0.12324 | 0 | Version 2025.1
Concrete (in-situ) | Concrete, 32 MPa | >25 MPa to ≤32 MPa | 32 MPa, NSW, Concrete: NS32/20/100 manufactured at Seven Hills (Advanced Readymix) (Australia) | Concrete_32MPa | Concrete_32MPa | 2024-01-01 | 2029-01-01 | Australia | EPD-IES-0013979:001 (S-P-13979) | Not applicable | EPD Australasia | https://epd-australasia.com/?s=0013979:001&post_type=epd | m³ | 2400 |  |  |  | 200.1193 | 200.021 | 0.096837 | 0.0014933 | 0 | 200.1193 | 0 | 0.083383 | 0.083342 | 4.0349e-05 | 6.2219e-07 | 0 | 0.083383 | 0 | Version 2025.1
Concrete (in-situ) | Concrete, 32 MPa | >25 MPa to ≤32 MPa | 32 MPa, NSW, Concrete: S32/20/5D manufactured at Seven Hills (Advanced Readymix) (Australia) | Concrete_32MPa | Concrete_32MPa | 2024-01-01 | 2029-01-01 | Australia | EPD-IES-0013990:001 (S-P-13990) | Not applicable | EPD Australasia | https://epd-australasia.com/?s=0013990:001&post_type=epd | m³ | 2400 |  |  |  | 236.2314 | 236.142 | 0.088095 | 0.0013027 | 0 | 236.2314 | 0 | 0.09843 | 0.098392 | 3.6706e-05 | 5.4278e-07 | 0 | 0.09843 | 0 | Version 2025.1
Concrete (in-situ) | Concrete, 32 MPa | >25 MPa to ≤32 MPa | 32 MPa, NSW, Concrete: S32/20/80PNL manufactured at Seven Hills (Advanced Readymix) (Australia) | Concrete_32MPa | Concrete_32MPa | 2024-01-01 | 2029-01-01 | Australia | EPD-IES-0013991:001 (S-P-13991) | Not applicable | EPD Australasia | https://epd-australasia.com/?s=0013991:001&post_type=epd | m³ | 2400 |  |  |  | 208.3129 | 208.2238 | 0.087697 | 0.0014372 | 0 | 208.3129 | 0 | 0.086797 | 0.08676 | 3.6541e-05 | 5.9885e-07 | 0 | 0.086797 | 0 | Version 2025.1
Concrete (in-situ) | Concrete, 32 MPa | >25 MPa to ≤32 MPa | 32 MPa, TAS, N32/20N/SCM concrete manufactured in our Northern Region (Hazell Bros Concrete Pty Ltd) (Australia) | Concrete_32MPa | Concrete_32MPa | 2024-01-01 | 2029-01-01 | Australia | EPD-IES-0014048:001 (S-P-14048) | Not applicable | EPD Australasia | https://epd-australasia.com/?s=0014048:001&post_type=epd | m³ | 2400 |  |  |  | 204.4493 | 204.363 | 0.086277 | 1.8333e-05 | 0 | 204.4493 | 0 | 0.085187 | 0.085151 | 3.5949e-05 | 7.6388e-09 | 0 | 0.085187 | 0 | Version 2025.1
Concrete (in-situ) | Concrete, 32 MPa | >25 MPa to ≤32 MPa | 32 MPa, NSW, Concrete: NS32/20/80 manufactured at Seven Hills (Advanced Readymix) (Australia) | Concrete_32MPa | Concrete_32MPa | 2024-01-01 | 2029-01-01 | Australia | EPD-IES-0013980:001 (S-P-13980) | Not applicable | EPD Australasia | https://epd-australasia.com/?s=0013980:001&post_type=epd | m³ | 2400 |  |  |  | 199.5396 | 199.455 | 0.083223 | 0.0013183 | 0 | 199.5396 | 0 | 0.083141 | 0.083106 | 3.4676e-05 | 5.4928e-07 | 0 | 0.083141 | 0 | Version 2025.1
Concrete (in-situ) | Concrete, 32 MPa | >25 MPa to ≤32 MPa | 32 MPa, NSW, Concrete: N32/20/80 manufactured at Seven Hills (Advanced Readymix) (Australia) | Concrete_32MPa | Concrete_32MPa | 2024-01-01 | 2029-01-01 | Australia | EPD-IES-0013975:001 (S-P-13975) | Not applicable | EPD Australasia | https://epd-australasia.com/?s=0013975:001&post_type=epd | m³ | 2400 |  |  |  | 197.3564 | 197.2741 | 0.080951 | 0.0013177 | 0 | 197.3564 | 0 | 0.082232 | 0.082198 | 3.373e-05 | 5.4902e-07 | 0 | 0.082232 | 0 | Version 2025.1
Concrete (in-situ) | Concrete, 32 MPa | >25 MPa to ≤32 MPa | 32 MPa, NSW, Concrete: N32/20/100G3 manufactured at Seven Hills (Advanced Readymix) (Australia) | Concrete_32MPa | Concrete_32MPa | 2024-01-01 | 2029-01-01 | Australia | EPD-IES-0016808:001 | Not applicable | EPD Australasia | https://epd-australasia.com/?s=0016808:001&post_type=epd | m³ | 2400 |  |  |  | 243.0535 | 242.9715 | 0.080727 | 0.0013409 | 0 | 243.0535 | 0 | 0.10127 | 0.10124 | 3.3636e-05 | 5.5871e-07 | 0 | 0.10127 | 0 | Version 2025.1
Concrete (in-situ) | Concrete, 32 MPa | >25 MPa to ≤32 MPa | 32 MPa, NSW, Readymix concrete: D32JKERBR53 (Daracrete Pty Ltd) (Australia) | Concrete_32MPa | Concrete_32MPa | 2024-01-01 | 2029-01-01 | Australia | EPD-IES-0016614:001 | Not applicable | EPD Australasia | https://epd-australasia.com/?s=0016614:001&post_type=epd | m³ | 2400 |  |  |  | 298.5375 | 298.4599 | 0.037737 | 0.039809 | 0 | 298.5375 | 0 | 0.12439 | 0.12436 | 1.5724e-05 | 1.6587e-05 | 0 | 0.12439 | 0 | Version 2025.1
Concrete (in-situ) | Concrete, 32 MPa | >25 MPa to ≤32 MPa | 32 MPa, NSW, Concrete: GS32/20/100 manufactured at Seven Hills (Advanced Readymix) (Australia) | Concrete_32MPa | Concrete_32MPa | 2024-01-01 | 2029-01-01 | Australia | EPD-IES-0013972:001 (S-P-13972) | Not applicable | EPD Australasia | https://epd-australasia.com/?s=0013972:001&post_type=epd | m³ | 2400 |  |  |  | 286.5681 | 286.4925 | 0.07389 | 0.0017274 | 0 | 286.5681 | 0 | 0.1194 | 0.11937 | 3.0787e-05 | 7.1976e-07 | 0 | 0.1194 | 0 | Version 2025.1
Concrete (in-situ) | Concrete, 32 MPa | >25 MPa to ≤32 MPa | 32 MPa, NSW, Concrete: S32 650BF manufactured at Seven Hills (Advanced Readymix) (Australia) | Concrete_32MPa | Concrete_32MPa | 2024-01-01 | 2029-01-01 | Australia | EPD-IES-0013989:001 (S-P-13989) | Not applicable | EPD Australasia | https://epd-australasia.com/?s=0013989:001&post_type=epd | m³ | 2400 |  |  |  | 345.2214 | 345.1624 | 0.057232 | 0.0017998 | 0 | 345.2214 | 0 | 0.14384 | 0.14382 | 2.3847e-05 | 7.4993e-07 | 0 | 0.14384 | 0 | Version 2025.1
Concrete (in-situ) | Concrete, 32 MPa | >25 MPa to ≤32 MPa | 32 MPa, NSW, Concrete: N32/20/80 with 4 kg/m3 Emesh manufactured at Seven Hills (Advanced Readymix) (Australia) | Concrete_32MPa | Concrete_32MPa | 2024-01-01 | 2029-01-01 | Australia | EPD-IES-0016809:001 | Not applicable | EPD Australasia | https://epd-australasia.com/?s=0016809:001&post_type=epd | m³ | 2400 |  |  |  | 203.8383 | 203.8007 | 0.036241 | 0.0013858 | 0 | 203.8383 | 0 | 0.084933 | 0.084917 | 1.51e-05 | 5.7741e-07 | 0 | 0.084933 | 0 | Version 2025.1
Concrete (in-situ) | Concrete, 32 MPa | >25 MPa to ≤32 MPa | 32 MPa, NSW, Concrete: S32/20/CLR manufactured at Seven Hills (Advanced Readymix) (Australia) | Concrete_32MPa | Concrete_32MPa | 2024-01-01 | 2029-01-01 | Australia | EPD-IES-0013992:001 (S-P-13992) | Not applicable | EPD Australasia | https://epd-australasia.com/?s=0013992:001&post_type=epd | m³ | 2400 |  |  |  | 215.516 | 215.4849 | 0.030282 | 0.00075115 | 0 | 215.516 | 0 | 0.089798 | 0.089785 | 1.2617e-05 | 3.1298e-07 | 0 | 0.089798 | 0 | Version 2025.1
Concrete (in-situ) | Concrete, 32 MPa | >25 MPa to ≤32 MPa | 32 MPa, NSW, Readymix concrete: D327KERB (Daracrete Pty Ltd) (Australia) | Concrete_32MPa | Concrete_32MPa | 2024-01-01 | 2029-01-01 | Australia | EPD-IES-0016613:001 | Not applicable | EPD Australasia | https://epd-australasia.com/?s=0016613:001&post_type=epd | m³ | 2400 |  |  |  | 346.9323 | 346.9328 | -0.020773 | 0.020323 | 0 | 346.9531 | 0 | 0.14456 | 0.14456 | -8.6556e-06 | 8.4678e-06 | 0 | 0.14456 | 0 | Version 2025.1
Concrete (in-situ) | Concrete, 32 MPa | >25 MPa to ≤32 MPa | 32 MPa, NSW, Concrete: S32/10/30 Slip manufactured at Seven Hills (Advanced Readymix) (Australia) | Concrete_32MPa | Concrete_32MPa | 2024-01-01 | 2029-01-01 | Australia | EPD-IES-0016812:001 | Not applicable | EPD Australasia | https://epd-australasia.com/?s=0016812:001&post_type=epd | m³ | 2400 |  |  |  | 312.2317 | 312.2457 | -0.023295 | 0.0093414 | 0 | 312.255 | 0 | 0.1301 | 0.1301 | -9.7064e-06 | 3.8923e-06 | 0 | 0.13011 | 0 | Version 2025.1
Concrete (in-situ) | Shotcrete | 32 MPa shotcrete | 32 MPa, NSW, Readymix concrete: DARASPRAY32 (Daracrete Pty Ltd) (Australia) | Concrete_shotcrete | Concrete_shotcrete | 2024-01-01 | 2029-01-01 | Australia | EPD-IES-0016615:001 | Not applicable | EPD Australasia | https://epd-australasia.com/?s=0016615:001&post_type=epd | m³ | 2400 |  |  |  | 326.6198 | 326.6381 | -0.075935 | 0.057651 | 0 | 326.6957 | 0 | 0.13609 | 0.1361 | -3.164e-05 | 2.4021e-05 | 0 | 0.13612 | 0 | Version 2025.1
Concrete (in-situ) | Concrete, 32 MPa | >25 MPa to ≤32 MPa | 32 MPa, TAS, S32/20N OFF WHITE concrete manufactured in our Southern Region (Hazell Bros Concrete Pty Ltd) (Australia) | Concrete_32MPa | Concrete_32MPa | 2024-01-01 | 2029-01-01 | Australia | EPD-IES-0014091:001 (S-P-14091) | Not applicable | EPD Australasia | https://epd-australasia.com/?s=0014091:001&post_type=epd | m³ | 2400 |  |  |  | 371.9067 | 371.9272 | -0.021973 | 0.0014236 | 0 | 371.9286 | 0 | 0.15496 | 0.15497 | -9.1554e-06 | 5.9319e-07 | 0 | 0.15497 | 0 | Version 2025.1
Concrete (in-situ) | Concrete, 32 MPa | >25 MPa to ≤32 MPa | 32 MPa, TAS, S32/20N OFF WHITE concrete manufactured in our Northern Region (Hazell Bros Concrete Pty Ltd) (Australia) | Concrete_32MPa | Concrete_32MPa | 2024-01-01 | 2029-01-01 | Australia | EPD-IES-0014059:001 (S-P-14059) | Not applicable | EPD Australasia | https://epd-australasia.com/?s=0014059:001&post_type=epd | m³ | 2400 |  |  |  | 365.0346 | 365.0998 | -0.066009 | 0.00086358 | 0 | 365.1007 | 0 | 0.1521 | 0.15212 | -2.7504e-05 | 3.5983e-07 | 0 | 0.15213 | 0 | Version 2025.1
Concrete (in-situ) | Concrete, 40 MPa | >32 MPa to ≤40 MPa | Concrete, 40 MPa, in-situ, no reinforcement, (QE407LSPR) (Ecopact) (Holcim) (QLD) (Brisbane) | Concrete_40MPa | Concrete_40MPa | 2022-01-20 | 2027-01-20 | Brisbane, QLD | S-P-04658 | Version 1 | EPD Australasia | https://epd-australasia.com/wp-content/uploads/2022/01/SP04658_Holcim-ViroDecs-Special-Qld-Brisbane-ECOPact-EPD_-Mar23_v3.0.pdf | m³ | 2400 |  |  |  | 322 | 322 | 0.69 | 0 | 0 | 322.69 | 0 | 0.13417 | 0.13417 | 0.0002875 | 0 | 0 | 0.13445 | 0 | Version 1.0
Concrete (in-situ) | Concrete, 40 MPa | >32 MPa to ≤40 MPa | Concrete, 40 MPa, in-situ, no reinforcement, (VE401EAPF) (Ecopact) (Holcim) (VIC) | Concrete_40MPa | Concrete_40MPa | 2022-01-12 | 2027-09-26 | VIC | S-P-04657 | Version 1 | EPD Australasia | https://epd-australasia.com/wp-content/uploads/2022/01/SP04657-Holcim-ViroDecs%E2%84%A2-Special-VIC-ECOPact-Range-ver2_Sep22.pdf | m³ | 2400 |  |  |  | 315 | 315 | 0.62 | 0 | 0 | 315.62 | 0 | 0.13125 | 0.13125 | 0.00025833 | 0 | 0 | 0.13151 | 0 | Version 1.0
Concrete (in-situ) | Concrete, 40 MPa | >32 MPa to ≤40 MPa | Concrete, 40 MPa, in-situ, no reinforcement, (VE401EVMW) (Ecopact) (Holcim) (VIC) | Concrete_40MPa | Concrete_40MPa | 2022-01-12 | 2027-09-26 | VIC | S-P-04657 | Version 1 | EPD Australasia | https://epd-australasia.com/wp-content/uploads/2022/01/SP04657-Holcim-ViroDecs%E2%84%A2-Special-VIC-ECOPact-Range-ver2_Sep22.pdf | m³ | 2400 |  |  |  | 237 | 237 | 0.37 | 0 | 0 | 237.37 | 0 | 0.09875 | 0.09875 | 0.00015417 | 0 | 0 | 0.098904 | 0 | Version 1.0
Concrete (in-situ) | Concrete, 40 MPa | >32 MPa to ≤40 MPa | Concrete, 40 MPa, in-situ, no reinforcement, (SE401EWC) (Ecopact) (Holcim) (SA) (Adelaide) | Concrete_40MPa | Concrete_40MPa | 2022-01-27 | 2027-01-27 | SA | S-P-04660 | Version 1 | EPD Australasia | https://epd-australasia.com/wp-content/uploads/2022/02/SP04660-Holcim-EPD-ViroDecs-Special-SA-Adelaide-ECOPact-Range-V2_Mar23.pdf | m³ | 2400 |  |  |  | 268 | 268 | 0.37 | 0 | 0 | 268.37 | 0 | 0.11167 | 0.11167 | 0.00015417 | 0 | 0 | 0.11182 | 0 | Version 1.0
Concrete (in-situ) | Concrete, 40 MPa | >32 MPa to ≤40 MPa | Concrete, 40 MPa, in-situ, no reinforcement, (SE402E56) (Ecopact) (Holcim) (SA) (Adelaide) | Concrete_40MPa | Concrete_40MPa | 2022-01-27 | 2027-01-27 | SA | S-P-04660 | Version 1 | EPD Australasia | https://epd-australasia.com/wp-content/uploads/2022/02/SP04660-Holcim-EPD-ViroDecs-Special-SA-Adelaide-ECOPact-Range-V2_Mar23.pdf | m³ | 2400 |  |  |  | 274 | 274 | 0.35 | 0 | 0 | 274.35 | 0 | 0.11417 | 0.11417 | 0.00014583 | 0 | 0 | 0.11431 | 0 | Version 1.0
Concrete (in-situ) | Concrete, 40 MPa | >32 MPa to ≤40 MPa | Concrete, 40 MPa, in-situ, no reinforcement, (SE401EAV) (Ecopact) (Holcim) (SA) (Adelaide) | Concrete_40MPa | Concrete_40MPa | 2022-01-27 | 2027-01-27 | SA | S-P-04660 | Version 1 | EPD Australasia | https://epd-australasia.com/wp-content/uploads/2022/02/SP04660-Holcim-EPD-ViroDecs-Special-SA-Adelaide-ECOPact-Range-V2_Mar23.pdf | m³ | 2400 |  |  |  | 291 | 291 | 0.37 | 0 | 0 | 291.37 | 0 | 0.12125 | 0.12125 | 0.00015417 | 0 | 0 | 0.1214 | 0 | Version 1.0
Concrete (in-situ) | Concrete, 40 MPa | >32 MPa to ≤40 MPa | Concrete, 40 MPa, in-situ, no reinforcement, (SE402E562) (Ecopact) (Holcim) (SA) (Adelaide) | Concrete_40MPa | Concrete_40MPa | 2022-01-27 | 2027-01-27 | SA | S-P-04660 | Version 1 | EPD Australasia | https://epd-australasia.com/wp-content/uploads/2022/02/SP04660-Holcim-EPD-ViroDecs-Special-SA-Adelaide-ECOPact-Range-V2_Mar23.pdf | m³ | 2400 |  |  |  | 276 | 276 | 0.35 | 0 | 0 | 276.35 | 0 | 0.115 | 0.115 | 0.00014583 | 0 | 0 | 0.11515 | 0 | Version 1.0
Concrete (in-situ) | Concrete, 40 MPa | >32 MPa to ≤40 MPa | Concrete, 40 MPa, in-situ, no reinforcement, (VE401E56) (Ecopact) (Holcim) (VIC) | Concrete_40MPa | Concrete_40MPa | 2022-01-12 | 2027-09-26 | VIC | S-P-04657 | Version 1 | EPD Australasia | https://epd-australasia.com/wp-content/uploads/2022/01/SP04657-Holcim-ViroDecs%E2%84%A2-Special-VIC-ECOPact-Range-ver2_Sep22.pdf | m³ | 2400 |  |  |  | 279 | 279 | 0.33 | 0 | 0 | 279.33 | 0 | 0.11625 | 0.11625 | 0.0001375 | 0 | 0 | 0.11639 | 0 | Version 1.0
Concrete (in-situ) | Concrete, 40 MPa | >32 MPa to ≤40 MPa | Concrete, 40 MPa, in-situ, no reinforcement, (SE402E) (Ecopact) (Holcim) (SA) (Adelaide) | Concrete_40MPa | Concrete_40MPa | 2022-01-27 | 2027-01-27 | SA | S-P-04660 | Version 1 | EPD Australasia | https://epd-australasia.com/wp-content/uploads/2022/02/SP04660-Holcim-EPD-ViroDecs-Special-SA-Adelaide-ECOPact-Range-V2_Mar23.pdf | m³ | 2400 |  |  |  | 263 | 263 | 0.31 | 0 | 0 | 263.31 | 0 | 0.10958 | 0.10958 | 0.00012917 | 0 | 0 | 0.10971 | 0 | Version 1.0
Concrete (in-situ) | Concrete, 40 MPa | >32 MPa to ≤40 MPa | Concrete, 40 MPa, in-situ, no reinforcement, (SE402E2) (Ecopact) (Holcim) (SA) (Adelaide) | Concrete_40MPa | Concrete_40MPa | 2022-01-27 | 2027-01-27 | SA | S-P-04660 | Version 1 | EPD Australasia | https://epd-australasia.com/wp-content/uploads/2022/02/SP04660-Holcim-EPD-ViroDecs-Special-SA-Adelaide-ECOPact-Range-V2_Mar23.pdf | m³ | 2400 |  |  |  | 264 | 264 | 0.31 | 0 | 0 | 264.31 | 0 | 0.11 | 0.11 | 0.00012917 | 0 | 0 | 0.11013 | 0 | Version 1.0
Concrete (in-situ) | Concrete, 40 MPa | >32 MPa to ≤40 MPa | Concrete, 40 MPa, in-situ, no reinforcement, (VE402E5) (Ecopact) (Holcim) (VIC) | Concrete_40MPa | Concrete_40MPa | 2022-01-12 | 2027-09-26 | VIC | S-P-04657 | Version 1 | EPD Australasia | https://epd-australasia.com/wp-content/uploads/2022/01/SP04657-Holcim-ViroDecs%E2%84%A2-Special-VIC-ECOPact-Range-ver2_Sep22.pdf | m³ | 2400 |  |  |  | 245 | 245 | 0.28 | 0 | 0 | 245.28 | 0 | 0.10208 | 0.10208 | 0.00011667 | 0 | 0 | 0.1022 | 0 | Version 1.0
Concrete (in-situ) | Concrete, 40 MPa | >32 MPa to ≤40 MPa | Concrete, 40 MPa, in-situ, no reinforcement, (SE401E5) (Ecopact) (Holcim) (SA) (Adelaide) | Concrete_40MPa | Concrete_40MPa | 2022-01-27 | 2027-01-27 | SA | S-P-04660 | Version 1 | EPD Australasia | https://epd-australasia.com/wp-content/uploads/2022/02/SP04660-Holcim-EPD-ViroDecs-Special-SA-Adelaide-ECOPact-Range-V2_Mar23.pdf | m³ | 2400 |  |  |  | 272 | 272 | 0.31 | 0 | 0 | 272.31 | 0 | 0.11333 | 0.11333 | 0.00012917 | 0 | 0 | 0.11346 | 0 | Version 1.0
Concrete (in-situ) | Concrete, 40 MPa | >32 MPa to ≤40 MPa | Concrete, 40 MPa, in-situ, no reinforcement, (QE401E)(Ecopact) (Holcim) (QLD) (Sunshine Coast) | Concrete_40MPa | Concrete_40MPa | 2022-09-12 | 2027-09-12 | Sunshine Coast, QLD | S-P-04663 | Version 1 | EPD Australasia | https://epd-australasia.com/wp-content/uploads/2022/09/SP04663-Holcim-ViroDecs%E2%84%A2-Special_QLD-Sunshine-Coast-ECOPact_Sep22.pdf | m³ | 2400 |  |  |  | 221 | 221 | 0.25 | 0 | 0 | 221.25 | 0 | 0.092083 | 0.092083 | 0.00010417 | 0 | 0 | 0.092188 | 0 | Version 1.0
Concrete (in-situ) | Concrete, 40 MPa | >32 MPa to ≤40 MPa | Concrete, 40 MPa, in-situ, no reinforcement, (VE402E / BE402E) (Ecopact) (Holcim) (VIC) | Concrete_40MPa | Concrete_40MPa | 2022-01-12 | 2027-09-26 | VIC | S-P-04657 | Version 1 | EPD Australasia | https://epd-australasia.com/wp-content/uploads/2022/01/SP04657-Holcim-ViroDecs%E2%84%A2-Special-VIC-ECOPact-Range-ver2_Sep22.pdf | m³ | 2400 |  |  |  | 262 | 262 | 0.29 | 0 | 0 | 262.29 | 0 | 0.10917 | 0.10917 | 0.00012083 | 0 | 0 | 0.10929 | 0 | Version 1.0
Concrete (in-situ) | Concrete, 40 MPa | >32 MPa to ≤40 MPa | Concrete, 40 MPa, in-situ, no reinforcement, (QE402E100)(Ecopact) (Holcim) (QLD) (Sunshine Coast) | Concrete_40MPa | Concrete_40MPa | 2022-09-12 | 2027-09-12 | Sunshine Coast, QLD | S-P-04663 | Version 1 | EPD Australasia | https://epd-australasia.com/wp-content/uploads/2022/09/SP04663-Holcim-ViroDecs%E2%84%A2-Special_QLD-Sunshine-Coast-ECOPact_Sep22.pdf | m³ | 2400 |  |  |  | 221 | 221 | 0.24 | 0 | 0 | 221.24 | 0 | 0.092083 | 0.092083 | 0.0001 | 0 | 0 | 0.092183 | 0 | Version 1.0
Concrete (in-situ) | Concrete, 40 MPa | >32 MPa to ≤40 MPa | Concrete, 40 MPa, in-situ, no reinforcement, (VE402E56) (Ecopact) (Holcim) (VIC) | Concrete_40MPa | Concrete_40MPa | 2022-01-12 | 2027-09-26 | VIC | S-P-04657 | Version 1 | EPD Australasia | https://epd-australasia.com/wp-content/uploads/2022/01/SP04657-Holcim-ViroDecs%E2%84%A2-Special-VIC-ECOPact-Range-ver2_Sep22.pdf | m³ | 2400 |  |  |  | 283 | 283 | 0.3 | 0 | 0 | 283.3 | 0 | 0.11792 | 0.11792 | 0.000125 | 0 | 0 | 0.11804 | 0 | Version 1.0
Concrete (in-situ) | Concrete, 40 MPa | >32 MPa to ≤40 MPa | Concrete, 40 MPa, in-situ, no reinforcement, (40MPa 10MM BLOCKMIX) (Adbri) (QLD) | Concrete_40MPa | Concrete_40MPa | 2023-03-31 | 2028-03-31 | QLD | S-P-05518 | Version 1 | EPD Australasia | https://epd-australasia.com/wp-content/uploads/2023/04/SP05518-Adbri-EPD-Concrete_QLD_Mar23.pdf | m³ | 2400 |  |  |  | 282 | 282 | 0.298 | 0 | 0 | 282.298 | 0 | 0.1175 | 0.1175 | 0.00012417 | 0 | 0 | 0.11762 | 0 | Version 1.0
Concrete (in-situ) | Concrete, 40 MPa | >32 MPa to ≤40 MPa | Concrete, 40 MPa, in-situ, no reinforcement, (Futurecrete® Ultra N class GP/ GL:Slag 40 MPa) (Adbri) (QLD) | Concrete_40MPa | Concrete_40MPa | 2023-03-31 | 2028-03-31 | QLD | S-P-05518 | Version 1 | EPD Australasia | https://epd-australasia.com/wp-content/uploads/2023/04/SP05518-Adbri-EPD-Concrete_QLD_Mar23.pdf | m³ | 2400 |  |  |  | 276 | 276 | 0.29 | 0 | 0 | 276.29 | 0 | 0.115 | 0.115 | 0.00012083 | 0 | 0 | 0.11512 | 0 | Version 1.0
Concrete (in-situ) | Concrete, 40 MPa | >32 MPa to ≤40 MPa | Concrete, 40 MPa, in-situ, no reinforcement, (VE401EAV) (Ecopact) (Holcim) (VIC) | Concrete_40MPa | Concrete_40MPa | 2022-01-12 | 2027-09-26 | VIC | S-P-04657 | Version 1 | EPD Australasia | https://epd-australasia.com/wp-content/uploads/2022/01/SP04657-Holcim-ViroDecs%E2%84%A2-Special-VIC-ECOPact-Range-ver2_Sep22.pdf | m³ | 2400 |  |  |  | 279 | 279 | 0.29 | 0 | 0 | 279.29 | 0 | 0.11625 | 0.11625 | 0.00012083 | 0 | 0 | 0.11637 | 0 | Version 1.0
Concrete (in-situ) | Concrete, 40 MPa | >32 MPa to ≤40 MPa | Concrete, 40 MPa, in-situ, no reinforcement, (QE402EBF2) (Ecopact) (Holcim) (QLD) (Brisbane) | Concrete_40MPa | Concrete_40MPa | 2022-01-20 | 2027-01-20 | Brisbane, QLD | S-P-04658 | Version 1 | EPD Australasia | https://epd-australasia.com/wp-content/uploads/2022/01/SP04658_Holcim-ViroDecs-Special-Qld-Brisbane-ECOPact-EPD_-Mar23_v3.0.pdf | m³ | 2400 |  |  |  | 341 | 341 | 0.35 | 0 | 0 | 341.35 | 0 | 0.14208 | 0.14208 | 0.00014583 | 0 | 0 | 0.14223 | 0 | Version 1.0
Concrete (in-situ) | Concrete, 40 MPa | >32 MPa to ≤40 MPa | Concrete, 40 MPa, in-situ, no reinforcement, (VE402EAP) (Ecopact) (Holcim) (VIC) | Concrete_40MPa | Concrete_40MPa | 2022-01-12 | 2027-09-26 | VIC | S-P-04657 | Version 1 | EPD Australasia | https://epd-australasia.com/wp-content/uploads/2022/01/SP04657-Holcim-ViroDecs%E2%84%A2-Special-VIC-ECOPact-Range-ver2_Sep22.pdf | m³ | 2400 |  |  |  | 310 | 310 | 0.31 | 0 | 0 | 310.31 | 0 | 0.12917 | 0.12917 | 0.00012917 | 0 | 0 | 0.1293 | 0 | Version 1.0
Concrete (in-situ) | Concrete, 40 MPa | >32 MPa to ≤40 MPa | Concrete, 40 MPa, in-situ, no reinforcement, (QE401L100)(Ecopact) (Holcim) (QLD) (Sunshine Coast) | Concrete_40MPa | Concrete_40MPa | 2022-09-12 | 2027-09-12 | Sunshine Coast, QLD | S-P-04663 | Version 1 | EPD Australasia | https://epd-australasia.com/wp-content/uploads/2022/09/SP04663-Holcim-ViroDecs%E2%84%A2-Special_QLD-Sunshine-Coast-ECOPact_Sep22.pdf | m³ | 2400 |  |  |  | 305 | 305 | 0.28 | 0 | 0 | 305.28 | 0 | 0.12708 | 0.12708 | 0.00011667 | 0 | 0 | 0.1272 | 0 | Version 1.0
Concrete (in-situ) | Concrete, 40 MPa | >32 MPa to ≤40 MPa | Concrete, 40 MPa, in-situ, no reinforcement, (Futurecrete® N class GP/GL:Slag 40 MPa) (Adbri) (QLD) | Concrete_40MPa | Concrete_40MPa | 2023-03-31 | 2028-03-31 | QLD | S-P-05518 | Version 1 | EPD Australasia | https://epd-australasia.com/wp-content/uploads/2023/04/SP05518-Adbri-EPD-Concrete_QLD_Mar23.pdf | m³ | 2400 |  |  |  | 268 | 268 | 0.246 | 0 | 0 | 268.246 | 0 | 0.11167 | 0.11167 | 0.0001025 | 0 | 0 | 0.11177 | 0 | Version 1.0
Concrete (in-situ) | Concrete, 40 MPa | >32 MPa to ≤40 MPa | Concrete, 40 MPa, in-situ, no reinforcement, (QE402L100)(Ecopact) (Holcim) (QLD) (Sunshine Coast) | Concrete_40MPa | Concrete_40MPa | 2022-09-12 | 2027-09-12 | Sunshine Coast, QLD | S-P-04663 | Version 1 | EPD Australasia | https://epd-australasia.com/wp-content/uploads/2022/09/SP04663-Holcim-ViroDecs%E2%84%A2-Special_QLD-Sunshine-Coast-ECOPact_Sep22.pdf | m³ | 2400 |  |  |  | 295 | 295 | 0.27 | 0 | 0 | 295.27 | 0 | 0.12292 | 0.12292 | 0.0001125 | 0 | 0 | 0.12303 | 0 | Version 1.0
Concrete (in-situ) | Concrete, 40 MPa | >32 MPa to ≤40 MPa | Concrete, 40 MPa, in-situ, no reinforcement, (QE401L)(Ecopact) (Holcim) (QLD) (Sunshine Coast) | Concrete_40MPa | Concrete_40MPa | 2022-09-12 | 2027-09-12 | Sunshine Coast, QLD | S-P-04663 | Version 1 | EPD Australasia | https://epd-australasia.com/wp-content/uploads/2022/09/SP04663-Holcim-ViroDecs%E2%84%A2-Special_QLD-Sunshine-Coast-ECOPact_Sep22.pdf | m³ | 2400 |  |  |  | 297 | 297 | 0.27 | 0 | 0 | 297.27 | 0 | 0.12375 | 0.12375 | 0.0001125 | 0 | 0 | 0.12386 | 0 | Version 1.0
Concrete (in-situ) | Concrete, 40 MPa | >32 MPa to ≤40 MPa | Concrete, 40 MPa, in-situ, no reinforcement, (NE402E1A1)(Ecopact) (Holcim) (NSW), (Sydney) | Concrete_40MPa | Concrete_40MPa | 2021-04-08 | 2026-04-08 | Sydney, NSW | S-P-02331 | Version 1 | EPD Australasia | https://epd-australasia.com/wp-content/uploads/2021/04/SP02331-Holcim-EPD-ViroDecs-Special-NSW-Sydney-ECOPact-Range-V2_Mar23.pdf | m³ | 2400 |  |  |  | 298 | 298 | 0.27 | 0 | 0 | 298.27 | 0 | 0.12417 | 0.12417 | 0.0001125 | 0 | 0 | 0.12428 | 0 | Version 1.0 | Expired
Concrete (in-situ) | Concrete, 40 MPa | >32 MPa to ≤40 MPa | Concrete, 40 MPa, in-situ, no reinforcement, (QE402L)(Ecopact) (Holcim) (QLD) (Sunshine Coast) | Concrete_40MPa | Concrete_40MPa | 2022-09-12 | 2027-09-12 | Sunshine Coast, QLD | S-P-04663 | Version 1 | EPD Australasia | https://epd-australasia.com/wp-content/uploads/2022/09/SP04663-Holcim-ViroDecs%E2%84%A2-Special_QLD-Sunshine-Coast-ECOPact_Sep22.pdf | m³ | 2400 |  |  |  | 287 | 287 | 0.26 | 0 | 0 | 287.26 | 0 | 0.11958 | 0.11958 | 0.00010833 | 0 | 0 | 0.11969 | 0 | Version 1.0
Concrete (in-situ) | Concrete, 40 MPa | >32 MPa to ≤40 MPa | Concrete, 40 MPa, in-situ, no reinforcement, (40MPa 20MM 3 GST POINTS CONCRETE) (Adbri) (VIC) | Concrete_40MPa | Concrete_40MPa | 2023-03-31 | 2028-03-31 | VIC | S-P-05520 | Version 1 | EPD Australasia | https://epd-australasia.com/wp-content/uploads/2023/04/SP05520-Adbri-EPD-Concrete_VIC_Mar23.pdf | m³ | 2400 |  |  |  | 257 | 257 | 0.22 | 0 | 0 | 257.22 | 0 | 0.10708 | 0.10708 | 9.1667e-05 | 0 | 0 | 0.10718 | 0 | Version 1.0
Concrete (in-situ) | Concrete, 40 MPa | >32 MPa to ≤40 MPa | Concrete, 40 MPa, in-situ, no reinforcement, (NE401E1)(Ecopact) (Holcim) (NSW), (Sydney) | Concrete_40MPa | Concrete_40MPa | 2021-04-08 | 2026-04-08 | Sydney, NSW | S-P-02331 | Version 1 | EPD Australasia | https://epd-australasia.com/wp-content/uploads/2021/04/SP02331-Holcim-EPD-ViroDecs-Special-NSW-Sydney-ECOPact-Range-V2_Mar23.pdf | m³ | 2400 |  |  |  | 202 | 202 | 0.17 | 0 | 0 | 202.17 | 0 | 0.084167 | 0.084167 | 7.0833e-05 | 0 | 0 | 0.084237 | 0 | Version 1.0 | Expired
Concrete (in-situ) | Concrete, 40 MPa | >32 MPa to ≤40 MPa | Concrete, 40 MPa, in-situ, no reinforcement, (40MPa 14MM 150MM SLUMP CONCRETE) (Adbri) (VIC) | Concrete_40MPa | Concrete_40MPa | 2023-03-31 | 2028-03-31 | VIC | S-P-05520 | Version 1 | EPD Australasia | https://epd-australasia.com/wp-content/uploads/2023/04/SP05520-Adbri-EPD-Concrete_VIC_Mar23.pdf | m³ | 2400 |  |  |  | 253 | 253 | 0.21 | 0 | 0 | 253.21 | 0 | 0.10542 | 0.10542 | 8.75e-05 | 0 | 0 | 0.1055 | 0 | Version 1.0
Concrete (in-situ) | Concrete, 40 MPa | >32 MPa to ≤40 MPa | Concrete, 40 MPa, in-situ, no reinforcement, (Futurecrete® N Class GP:GL:Slag 40 MPa - Winnellie) (Adbri) (NT) | Concrete_40MPa | Concrete_40MPa | 2023-03-31 | 2028-03-31 | NT | S-P-05522 | Version 1 | EPD Australasia | https://epd-australasia.com/wp-content/uploads/2023/04/SP05522-Adbri-EPD-Concrete_NT_Mar23.pdf | m³ | 2400 |  |  |  | 298 | 298 | 0.246 | 0 | 0 | 298.246 | 0 | 0.12417 | 0.12417 | 0.0001025 | 0 | 0 | 0.12427 | 0 | Version 1.0
Concrete (in-situ) | Concrete, 40 MPa | >32 MPa to ≤40 MPa | Concrete, 40 MPa, in-situ, no reinforcement, (NE402PTS2)(Ecopact) (Holcim) (NSW), (Sydney) | Concrete_40MPa | Concrete_40MPa | 2021-04-08 | 2026-04-08 | Sydney, NSW | S-P-02331 | Version 1 | EPD Australasia | https://epd-australasia.com/wp-content/uploads/2021/04/SP02331-Holcim-EPD-ViroDecs-Special-NSW-Sydney-ECOPact-Range-V2_Mar23.pdf | m³ | 2400 |  |  |  | 293 | 293 | 0.24 | 0 | 0 | 293.24 | 0 | 0.12208 | 0.12208 | 0.0001 | 0 | 0 | 0.12218 | 0 | Version 1.0 | Expired
Concrete (in-situ) | Concrete, 40 MPa | >32 MPa to ≤40 MPa | Concrete, 40 MPa, in-situ, no reinforcement, (QE401E) (Ecopact) (Holcim) (QLD), Gold Coast | Concrete_40MPa | Concrete_40MPa | 2023-04-22 | 2028-04-22 | QLD | S-P-05496 | Version 1 | EPD Australasia | https://epd-australasia.com/wp-content/uploads/2023/05/SP05496-Holcim-EPD-ViroDecs%E2%84%A2-QLD-GoldCoast-ECOPact_Apr23.pdf | m³ | 2400 |  |  |  | 220 | 220 | 0.18 | 0 | 0 | 220.18 | 0 | 0.091667 | 0.091667 | 7.5e-05 | 0 | 0 | 0.091742 | 0 | Version 1.0
Concrete (in-situ) | Concrete, 40 MPa | >32 MPa to ≤40 MPa | Concrete, 40 MPa, in-situ, no reinforcement, (NE402E1)(Ecopact) (Holcim) (NSW), (Sydney) | Concrete_40MPa | Concrete_40MPa | 2021-04-08 | 2026-04-08 | Sydney, NSW | S-P-02331 | Version 1 | EPD Australasia | https://epd-australasia.com/wp-content/uploads/2021/04/SP02331-Holcim-EPD-ViroDecs-Special-NSW-Sydney-ECOPact-Range-V2_Mar23.pdf | m³ | 2400 |  |  |  | 199 | 199 | 0.16 | 0 | 0 | 199.16 | 0 | 0.082917 | 0.082917 | 6.6667e-05 | 0 | 0 | 0.082983 | 0 | Version 1.0 | Expired
Concrete (in-situ) | Concrete, 40 MPa | >32 MPa to ≤40 MPa | Concrete, 40 MPa, in-situ, no reinforcement, (NE402E5)(Ecopact) (Holcim) (NSW), (Sydney) | Concrete_40MPa | Concrete_40MPa | 2021-04-08 | 2026-04-08 | Sydney, NSW | S-P-02331 | Version 1 | EPD Australasia | https://epd-australasia.com/wp-content/uploads/2021/04/SP02331-Holcim-EPD-ViroDecs-Special-NSW-Sydney-ECOPact-Range-V2_Mar23.pdf | m³ | 2400 |  |  |  | 200 | 200 | 0.16 | 0 | 0 | 200.16 | 0 | 0.083333 | 0.083333 | 6.6667e-05 | 0 | 0 | 0.0834 | 0 | Version 1.0 | Expired
Concrete (in-situ) | Concrete, 40 MPa | >32 MPa to ≤40 MPa | Concrete, 40 MPa, in-situ, no reinforcement, (NE402PT2)(Ecopact) (Holcim) (NSW), (Sydney) | Concrete_40MPa | Concrete_40MPa | 2021-04-08 | 2026-04-08 | Sydney, NSW | S-P-02331 | Version 1 | EPD Australasia | https://epd-australasia.com/wp-content/uploads/2021/04/SP02331-Holcim-EPD-ViroDecs-Special-NSW-Sydney-ECOPact-Range-V2_Mar23.pdf | m³ | 2400 |  |  |  | 288 | 288 | 0.23 | 0 | 0 | 288.23 | 0 | 0.12 | 0.12 | 9.5833e-05 | 0 | 0 | 0.1201 | 0 | Version 1.0 | Expired
Concrete (in-situ) | Concrete, 40 MPa | >32 MPa to ≤40 MPa | Concrete, 40 MPa, in-situ, no reinforcement, (40MPa 20MM FIBRE CONCRETE) (Adbri) (VIC) | Concrete_40MPa | Concrete_40MPa | 2023-03-31 | 2028-03-31 | VIC | S-P-05520 | Version 1 | EPD Australasia | https://epd-australasia.com/wp-content/uploads/2023/04/SP05520-Adbri-EPD-Concrete_VIC_Mar23.pdf | m³ | 2400 |  |  |  | 290 | 290 | 0.23 | 0 | 0 | 290.23 | 0 | 0.12083 | 0.12083 | 9.5833e-05 | 0 | 0 | 0.12093 | 0 | Version 1.0
Concrete (in-situ) | Concrete, 40 MPa | >32 MPa to ≤40 MPa | Concrete, 40 MPa, in-situ, no reinforcement, (Futurecrete® N class GP/GL:FA 40 MPa) (Adbri) (QLD) | Concrete_40MPa | Concrete_40MPa | 2023-03-31 | 2028-03-31 | QLD | S-P-05518 | Version 1 | EPD Australasia | https://epd-australasia.com/wp-content/uploads/2023/04/SP05518-Adbri-EPD-Concrete_QLD_Mar23.pdf | m³ | 2400 |  |  |  | 324 | 324 | 0.256 | 0 | 0 | 324.256 | 0 | 0.135 | 0.135 | 0.00010667 | 0 | 0 | 0.13511 | 0 | Version 1.0
Concrete (in-situ) | Concrete, 40 MPa | >32 MPa to ≤40 MPa | Concrete, 40 MPa, in-situ, no reinforcement, (Adbri concrete N class GP/GL 40 MPa) (Adbri) (QLD) | Concrete_40MPa | Concrete_40MPa | 2023-03-31 | 2028-03-31 | QLD | S-P-05518 | Version 1 | EPD Australasia | https://epd-australasia.com/wp-content/uploads/2023/04/SP05518-Adbri-EPD-Concrete_QLD_Mar23.pdf | m³ | 2400 |  |  |  | 390 | 390 | 0.308 | 0 | 0 | 390.308 | 0 | 0.1625 | 0.1625 | 0.00012833 | 0 | 0 | 0.16263 | 0 | Version 1.0
Concrete (in-situ) | Concrete, 40 MPa | >32 MPa to ≤40 MPa | Concrete, 40 MPa, in-situ, no reinforcement, (40MPa 14MM TREMIE 160 SLUMP) (Adbri) (VIC) | Concrete_40MPa | Concrete_40MPa | 2023-03-31 | 2028-03-31 | VIC | S-P-05520 | Version 1 | EPD Australasia | https://epd-australasia.com/wp-content/uploads/2023/04/SP05520-Adbri-EPD-Concrete_VIC_Mar23.pdf | m³ | 2400 |  |  |  | 317 | 317 | 0.25 | 0 | 0 | 317.25 | 0 | 0.13208 | 0.13208 | 0.00010417 | 0 | 0 | 0.13219 | 0 | Version 1.0
Concrete (in-situ) | Concrete, 40 MPa | >32 MPa to ≤40 MPa | Concrete, 40 MPa, in-situ, no reinforcement, (QE401EEZY) (Ecopact) (Holcim) (QLD), Gold Coast | Concrete_40MPa | Concrete_40MPa | 2023-04-22 | 2028-04-22 | QLD | S-P-05496 | Version 1 | EPD Australasia | https://epd-australasia.com/wp-content/uploads/2023/05/SP05496-Holcim-EPD-ViroDecs%E2%84%A2-QLD-GoldCoast-ECOPact_Apr23.pdf | m³ | 2400 |  |  |  | 241 | 241 | 0.19 | 0 | 0 | 241.19 | 0 | 0.10042 | 0.10042 | 7.9167e-05 | 0 | 0 | 0.1005 | 0 | Version 1.0
Concrete (in-situ) | Concrete, 40 MPa | >32 MPa to ≤40 MPa | Concrete, 40 MPa, in-situ, no reinforcement, (NE401E2)(Ecopact) (Holcim) (NSW), (Sydney) | Concrete_40MPa | Concrete_40MPa | 2021-04-08 | 2026-04-08 | Sydney, NSW | S-P-02331 | Version 1 | EPD Australasia | https://epd-australasia.com/wp-content/uploads/2021/04/SP02331-Holcim-EPD-ViroDecs-Special-NSW-Sydney-ECOPact-Range-V2_Mar23.pdf | m³ | 2400 |  |  |  | 216 | 216 | 0.17 | 0 | 0 | 216.17 | 0 | 0.09 | 0.09 | 7.0833e-05 | 0 | 0 | 0.090071 | 0 | Version 1.0 | Expired
Concrete (in-situ) | Concrete, 40 MPa | >32 MPa to ≤40 MPa | Concrete, 40 MPa, in-situ, no reinforcement, (QE407EBMX) (Ecopact) (Holcim) (QLD), Gold Coast | Concrete_40MPa | Concrete_40MPa | 2023-04-22 | 2028-04-22 | QLD | S-P-05496 | Version 1 | EPD Australasia | https://epd-australasia.com/wp-content/uploads/2023/05/SP05496-Holcim-EPD-ViroDecs%E2%84%A2-QLD-GoldCoast-ECOPact_Apr23.pdf | m³ | 2400 |  |  |  | 258 | 258 | 0.2 | 0 | 0 | 258.2 | 0 | 0.1075 | 0.1075 | 8.3333e-05 | 0 | 0 | 0.10758 | 0 | Version 1.0
Concrete (in-situ) | Concrete, 40 MPa | >32 MPa to ≤40 MPa | Concrete, 40 MPa, in-situ, no reinforcement, (QE401E200) (Ecopact) (Holcim) (QLD) (Brisbane) | Concrete_40MPa | Concrete_40MPa | 2022-01-20 | 2027-01-20 | Brisbane, QLD | S-P-04658 | Version 1 | EPD Australasia | https://epd-australasia.com/wp-content/uploads/2022/01/SP04658_Holcim-ViroDecs-Special-Qld-Brisbane-ECOPact-EPD_-Mar23_v3.0.pdf | m³ | 2400 |  |  |  | 233 | 233 | 0.18 | 0 | 0 | 233.18 | 0 | 0.097083 | 0.097083 | 7.5e-05 | 0 | 0 | 0.097158 | 0 | Version 1.0
Concrete (in-situ) | Concrete, 40 MPa | >32 MPa to ≤40 MPa | Concrete, 40 MPa, in-situ, no reinforcement, (QE401EDUF) (Ecopact) (Holcim) (QLD), Gold Coast | Concrete_40MPa | Concrete_40MPa | 2023-04-22 | 2028-04-22 | QLD | S-P-05496 | Version 1 | EPD Australasia | https://epd-australasia.com/wp-content/uploads/2023/05/SP05496-Holcim-EPD-ViroDecs%E2%84%A2-QLD-GoldCoast-ECOPact_Apr23.pdf | m³ | 2400 |  |  |  | 259 | 259 | 0.2 | 0 | 0 | 259.2 | 0 | 0.10792 | 0.10792 | 8.3333e-05 | 0 | 0 | 0.108 | 0 | Version 1.0
Concrete (in-situ) | Concrete, 40 MPa | >32 MPa to ≤40 MPa | Concrete, 40 MPa, in-situ, no reinforcement, (40MPa 20MM PANEL CONCRETE 30% BL 120 SL) (Adbri) (VIC) | Concrete_40MPa | Concrete_40MPa | 2023-03-31 | 2028-03-31 | VIC | S-P-05520 | Version 1 | EPD Australasia | https://epd-australasia.com/wp-content/uploads/2023/04/SP05520-Adbri-EPD-Concrete_VIC_Mar23.pdf | m³ | 2400 |  |  |  | 259 | 259 | 0.2 | 0 | 0 | 259.2 | 0 | 0.10792 | 0.10792 | 8.3333e-05 | 0 | 0 | 0.108 | 0 | Version 1.0
Concrete (in-situ) | Concrete, 40 MPa | >32 MPa to ≤40 MPa | Concrete, 40 MPa, in-situ, no reinforcement, (QE402E100) (Ecopact) (Holcim) (QLD), Gold Coast | Concrete_40MPa | Concrete_40MPa | 2023-04-22 | 2028-04-22 | QLD | S-P-05496 | Version 1 | EPD Australasia | https://epd-australasia.com/wp-content/uploads/2023/05/SP05496-Holcim-EPD-ViroDecs%E2%84%A2-QLD-GoldCoast-ECOPact_Apr23.pdf | m³ | 2400 |  |  |  | 234 | 234 | 0.18 | 0 | 0 | 234.18 | 0 | 0.0975 | 0.0975 | 7.5e-05 | 0 | 0 | 0.097575 | 0 | Version 1.0
Concrete (in-situ) | Concrete, 40 MPa | >32 MPa to ≤40 MPa | Concrete, 40 MPa, in-situ, no reinforcement, (QE401EEZY) (Ecopact) (Holcim) (QLD) (Brisbane) | Concrete_40MPa | Concrete_40MPa | 2022-01-20 | 2027-01-20 | Brisbane, QLD | S-P-04658 | Version 1 | EPD Australasia | https://epd-australasia.com/wp-content/uploads/2022/01/SP04658_Holcim-ViroDecs-Special-Qld-Brisbane-ECOPact-EPD_-Mar23_v3.0.pdf | m³ | 2400 |  |  |  | 234 | 234 | 0.18 | 0 | 0 | 234.18 | 0 | 0.0975 | 0.0975 | 7.5e-05 | 0 | 0 | 0.097575 | 0 | Version 1.0
Concrete (in-situ) | Concrete, 40 MPa | >32 MPa to ≤40 MPa | Concrete, 40 MPa, in-situ, no reinforcement, (QE402EEZY) (Ecopact) (Holcim) (QLD), Gold Coast | Concrete_40MPa | Concrete_40MPa | 2023-04-22 | 2028-04-22 | QLD | S-P-05496 | Version 1 | EPD Australasia | https://epd-australasia.com/wp-content/uploads/2023/05/SP05496-Holcim-EPD-ViroDecs%E2%84%A2-QLD-GoldCoast-ECOPact_Apr23.pdf | m³ | 2400 |  |  |  | 235 | 235 | 0.18 | 0 | 0 | 235.18 | 0 | 0.097917 | 0.097917 | 7.5e-05 | 0 | 0 | 0.097992 | 0 | Version 1.0
Concrete (in-situ) | Concrete, 40 MPa | >32 MPa to ≤40 MPa | Concrete, 40 MPa, in-situ, no reinforcement, (QE401EL21) (Ecopact) (Holcim) (QLD), Gold Coast | Concrete_40MPa | Concrete_40MPa | 2023-04-22 | 2028-04-22 | QLD | S-P-05496 | Version 1 | EPD Australasia | https://epd-australasia.com/wp-content/uploads/2023/05/SP05496-Holcim-EPD-ViroDecs%E2%84%A2-QLD-GoldCoast-ECOPact_Apr23.pdf | m³ | 2400 |  |  |  | 250 | 250 | 0.19 | 0 | 0 | 250.19 | 0 | 0.10417 | 0.10417 | 7.9167e-05 | 0 | 0 | 0.10425 | 0 | Version 1.0
Concrete (in-situ) | Concrete, 40 MPa | >32 MPa to ≤40 MPa | Concrete, 40 MPa, in-situ, no reinforcement, (QE402E100) (Ecopact) (Holcim) (QLD) (Brisbane) | Concrete_40MPa | Concrete_40MPa | 2022-01-20 | 2027-01-20 | Brisbane, QLD | S-P-04658 | Version 1 | EPD Australasia | https://epd-australasia.com/wp-content/uploads/2022/01/SP04658_Holcim-ViroDecs-Special-Qld-Brisbane-ECOPact-EPD_-Mar23_v3.0.pdf | m³ | 2400 |  |  |  | 224 | 224 | 0.17 | 0 | 0 | 224.17 | 0 | 0.093333 | 0.093333 | 7.0833e-05 | 0 | 0 | 0.093404 | 0 | Version 1.0
Concrete (in-situ) | Concrete, 40 MPa | >32 MPa to ≤40 MPa | Concrete, 40 MPa, in-situ, no reinforcement, (QE402PT2) (Ecopact) (Holcim) (QLD), Gold Coast | Concrete_40MPa | Concrete_40MPa | 2023-04-22 | 2028-04-22 | QLD | S-P-05496 | Version 1 | EPD Australasia | https://epd-australasia.com/wp-content/uploads/2023/05/SP05496-Holcim-EPD-ViroDecs%E2%84%A2-QLD-GoldCoast-ECOPact_Apr23.pdf | m³ | 2400 |  |  |  | 305 | 305 | 0.23 | 0 | 0 | 305.23 | 0 | 0.12708 | 0.12708 | 9.5833e-05 | 0 | 0 | 0.12718 | 0 | Version 1.0
Concrete (in-situ) | Concrete, 40 MPa | >32 MPa to ≤40 MPa | Concrete, 40 MPa, in-situ, no reinforcement, (QE401EL21) (Ecopact) (Holcim) (QLD) (Brisbane) | Concrete_40MPa | Concrete_40MPa | 2022-01-20 | 2027-01-20 | Brisbane, QLD | S-P-04658 | Version 1 | EPD Australasia | https://epd-australasia.com/wp-content/uploads/2022/01/SP04658_Holcim-ViroDecs-Special-Qld-Brisbane-ECOPact-EPD_-Mar23_v3.0.pdf | m³ | 2400 |  |  |  | 239 | 239 | 0.18 | 0 | 0 | 239.18 | 0 | 0.099583 | 0.099583 | 7.5e-05 | 0 | 0 | 0.099658 | 0 | Version 1.0
Concrete (in-situ) | Concrete, 40 MPa | >32 MPa to ≤40 MPa | Concrete, 40 MPa, in-situ, no reinforcement, (QE401EDUF) (Ecopact) (Holcim) (QLD) (Brisbane) | Concrete_40MPa | Concrete_40MPa | 2022-01-20 | 2027-01-20 | Brisbane, QLD | S-P-04658 | Version 1 | EPD Australasia | https://epd-australasia.com/wp-content/uploads/2022/01/SP04658_Holcim-ViroDecs-Special-Qld-Brisbane-ECOPact-EPD_-Mar23_v3.0.pdf | m³ | 2400 |  |  |  | 253 | 253 | 0.19 | 0 | 0 | 253.19 | 0 | 0.10542 | 0.10542 | 7.9167e-05 | 0 | 0 | 0.1055 | 0 | Version 1.0
Concrete (in-situ) | Concrete, 40 MPa | >32 MPa to ≤40 MPa | Concrete, 40 MPa, in-situ, no reinforcement, (QE401E100) (Ecopact) (Holcim) (QLD), Gold Coast | Concrete_40MPa | Concrete_40MPa | 2023-04-22 | 2028-04-22 | QLD | S-P-05496 | Version 1 | EPD Australasia | https://epd-australasia.com/wp-content/uploads/2023/05/SP05496-Holcim-EPD-ViroDecs%E2%84%A2-QLD-GoldCoast-ECOPact_Apr23.pdf | m³ | 2400 |  |  |  | 240 | 240 | 0.18 | 0 | 0 | 240.18 | 0 | 0.1 | 0.1 | 7.5e-05 | 0 | 0 | 0.10007 | 0 | Version 1.0
Concrete (in-situ) | Concrete, 40 MPa | >32 MPa to ≤40 MPa | Concrete, 40 MPa, in-situ, no reinforcement, (Adbri concrete N class GP/GL:FA 40 MPa) (Adbri) (QLD) | Concrete_40MPa | Concrete_40MPa | 2023-03-31 | 2028-03-31 | QLD | S-P-05518 | Version 1 | EPD Australasia | https://epd-australasia.com/wp-content/uploads/2023/04/SP05518-Adbri-EPD-Concrete_QLD_Mar23.pdf | m³ | 2400 |  |  |  | 327 | 327 | 0.245 | 0 | 0 | 327.245 | 0 | 0.13625 | 0.13625 | 0.00010208 | 0 | 0 | 0.13635 | 0 | Version 1.0
Concrete (in-situ) | Concrete, 40 MPa | >32 MPa to ≤40 MPa | Concrete, 40 MPa, in-situ, no reinforcement, (QE402EEZY) (Ecopact) (Holcim) (QLD) (Brisbane) | Concrete_40MPa | Concrete_40MPa | 2022-01-20 | 2027-01-20 | Brisbane, QLD | S-P-04658 | Version 1 | EPD Australasia | https://epd-australasia.com/wp-content/uploads/2022/01/SP04658_Holcim-ViroDecs-Special-Qld-Brisbane-ECOPact-EPD_-Mar23_v3.0.pdf | m³ | 2400 |  |  |  | 227 | 227 | 0.17 | 0 | 0 | 227.17 | 0 | 0.094583 | 0.094583 | 7.0833e-05 | 0 | 0 | 0.094654 | 0 | Version 1.0
Concrete (in-situ) | Concrete, 40 MPa | >32 MPa to ≤40 MPa | Concrete, 40 MPa, in-situ, no reinforcement, (QE402E) (Ecopact) (Holcim) (QLD), Gold Coast | Concrete_40MPa | Concrete_40MPa | 2023-04-22 | 2028-04-22 | QLD | S-P-05496 | Version 1 | EPD Australasia | https://epd-australasia.com/wp-content/uploads/2023/05/SP05496-Holcim-EPD-ViroDecs%E2%84%A2-QLD-GoldCoast-ECOPact_Apr23.pdf | m³ | 2400 |  |  |  | 228 | 228 | 0.17 | 0 | 0 | 228.17 | 0 | 0.095 | 0.095 | 7.0833e-05 | 0 | 0 | 0.095071 | 0 | Version 1.0
Concrete (in-situ) | Concrete, 40 MPa | >32 MPa to ≤40 MPa | Concrete, 40 MPa, in-situ, no reinforcement, (QE401E200) (Ecopact) (Holcim) (QLD), Gold Coast | Concrete_40MPa | Concrete_40MPa | 2023-04-22 | 2028-04-22 | QLD | S-P-05496 | Version 1 | EPD Australasia | https://epd-australasia.com/wp-content/uploads/2023/05/SP05496-Holcim-EPD-ViroDecs%E2%84%A2-QLD-GoldCoast-ECOPact_Apr23.pdf | m³ | 2400 |  |  |  | 242 | 242 | 0.18 | 0 | 0 | 242.18 | 0 | 0.10083 | 0.10083 | 7.5e-05 | 0 | 0 | 0.10091 | 0 | Version 1.0
Concrete (in-situ) | Concrete, 40 MPa | >32 MPa to ≤40 MPa | Concrete, 40 MPa, in-situ, no reinforcement, (40MPa PT 14MM 22 IN 3 DAYS) (Adbri) (VIC) | Concrete_40MPa | Concrete_40MPa | 2023-03-31 | 2028-03-31 | VIC | S-P-05520 | Version 1 | EPD Australasia | https://epd-australasia.com/wp-content/uploads/2023/04/SP05520-Adbri-EPD-Concrete_VIC_Mar23.pdf | m³ | 2400 |  |  |  | 310 | 310 | 0.23 | 0 | 0 | 310.23 | 0 | 0.12917 | 0.12917 | 9.5833e-05 | 0 | 0 | 0.12926 | 0 | Version 1.0
Concrete (in-situ) | Concrete, 40 MPa | >32 MPa to ≤40 MPa | Concrete, 40 MPa, in-situ, no reinforcement, (QE407EBMX) (Ecopact) (Holcim) (QLD) (Brisbane) | Concrete_40MPa | Concrete_40MPa | 2022-01-20 | 2027-01-20 | Brisbane, QLD | S-P-04658 | Version 1 | EPD Australasia | https://epd-australasia.com/wp-content/uploads/2022/01/SP04658_Holcim-ViroDecs-Special-Qld-Brisbane-ECOPact-EPD_-Mar23_v3.0.pdf | m³ | 2400 |  |  |  | 258 | 258 | 0.19 | 0 | 0 | 258.19 | 0 | 0.1075 | 0.1075 | 7.9167e-05 | 0 | 0 | 0.10758 | 0 | Version 1.0
Concrete (in-situ) | Concrete, 40 MPa | >32 MPa to ≤40 MPa | Concrete, 40 MPa, in-situ, no reinforcement, (QE401E100) (Ecopact) (Holcim) (QLD) (Brisbane) | Concrete_40MPa | Concrete_40MPa | 2022-01-20 | 2027-01-20 | Brisbane, QLD | S-P-04658 | Version 1 | EPD Australasia | https://epd-australasia.com/wp-content/uploads/2022/01/SP04658_Holcim-ViroDecs-Special-Qld-Brisbane-ECOPact-EPD_-Mar23_v3.0.pdf | m³ | 2400 |  |  |  | 231 | 231 | 0.17 | 0 | 0 | 231.17 | 0 | 0.09625 | 0.09625 | 7.0833e-05 | 0 | 0 | 0.096321 | 0 | Version 1.0
Concrete (in-situ) | Concrete, 40 MPa | >32 MPa to ≤40 MPa | Concrete, 40 MPa, in-situ, no reinforcement, (QE402E) (Ecopact) (Holcim) (QLD) (Brisbane) | Concrete_40MPa | Concrete_40MPa | 2022-01-20 | 2027-01-20 | Brisbane, QLD | S-P-04658 | Version 1 | EPD Australasia | https://epd-australasia.com/wp-content/uploads/2022/01/SP04658_Holcim-ViroDecs-Special-Qld-Brisbane-ECOPact-EPD_-Mar23_v3.0.pdf | m³ | 2400 |  |  |  | 219 | 219 | 0.16 | 0 | 0 | 219.16 | 0 | 0.09125 | 0.09125 | 6.6667e-05 | 0 | 0 | 0.091317 | 0 | Version 1.0
Concrete (in-situ) | Concrete, 40 MPa | >32 MPa to ≤40 MPa | Concrete, 40 MPa, in-situ, no reinforcement, (CS4020E5)(LH) (BCG) (WA), (Perth) | Concrete_40MPa | Concrete_40MPa | 2022-12-15 | 2027-12-15 | Perth, WA | S-P-05491 | Version 1 | EPD Australasia | https://epd-australasia.com/wp-content/uploads/2022/12/SP05491_BGC-EPD_Concrete_Dec22.pdf | m³ | 2400 |  |  |  | 219 | 217 | 2.16 | 0 | 0 | 219.16 | 0 | 0.09125 | 0.090417 | 0.0009 | 0 | 0 | 0.091317 | 0 | Version 1.0
Concrete (in-situ) | Concrete, 40 MPa | >32 MPa to ≤40 MPa | Concrete, 40 MPa, in-situ, no reinforcement, (40MPa 14MM 20MPa IN 2 DAYS) (Adbri) (VIC) | Concrete_40MPa | Concrete_40MPa | 2023-03-31 | 2028-03-31 | VIC | S-P-05520 | Version 1 | EPD Australasia | https://epd-australasia.com/wp-content/uploads/2023/04/SP05520-Adbri-EPD-Concrete_VIC_Mar23.pdf | m³ | 2400 |  |  |  | 351 | 351 | 0.25 | 0 | 0 | 351.25 | 0 | 0.14625 | 0.14625 | 0.00010417 | 0 | 0 | 0.14635 | 0 | Version 1.0
Concrete (in-situ) | Concrete, 40 MPa | >32 MPa to ≤40 MPa | Concrete, 40 MPa, in-situ, no reinforcement, (QE402PT1) (Ecopact) (Holcim) (QLD), Gold Coast | Concrete_40MPa | Concrete_40MPa | 2023-04-22 | 2028-04-22 | QLD | S-P-05496 | Version 1 | EPD Australasia | https://epd-australasia.com/wp-content/uploads/2023/05/SP05496-Holcim-EPD-ViroDecs%E2%84%A2-QLD-GoldCoast-ECOPact_Apr23.pdf | m³ | 2400 |  |  |  | 312 | 312 | 0.22 | 0 | 0 | 312.22 | 0 | 0.13 | 0.13 | 9.1667e-05 | 0 | 0 | 0.13009 | 0 | Version 1.0
Concrete (in-situ) | Shotcrete | 40 MPa shotcrete | Concrete, 40 MPa, in-situ, no reinforcement, (40MPa 7MM SPRAY CONCRETE (30kg/SF)) (Adbri) (VIC) | Concrete_shotcrete | Concrete_shotcrete | 2023-03-31 | 2028-03-31 | VIC | S-P-05520 | Version 1 | EPD Australasia | https://epd-australasia.com/wp-content/uploads/2023/04/SP05520-Adbri-EPD-Concrete_VIC_Mar23.pdf | m³ | 2400 |  |  |  | 281 | 281 | 0.19 | 0 | 0 | 281.19 | 0 | 0.11708 | 0.11708 | 7.9167e-05 | 0 | 0 | 0.11716 | 0 | Version 1.0
Concrete (in-situ) | Concrete, 40 MPa | >32 MPa to ≤40 MPa | Concrete, 40 MPa, in-situ, no reinforcement, (WE404E1)(Ecopact) (Holcim) (WA), (Perth Metro) | Concrete_40MPa | Concrete_40MPa | 2021-11-25 | 2026-11-25 | Perth Metro, WA | S-P-03716 | Version 1 | EPD Australasia | https://epd-australasia.com/wp-content/uploads/2021/12/SP03716-Holcim-EPD_WAPerth-ECOPact-Range_-v2.0_Apr23.pdf | m³ | 2400 |  |  |  | 270 | 270 | 0.18 | 0 | 0 | 270.18 | 0 | 0.1125 | 0.1125 | 7.5e-05 | 0 | 0 | 0.11258 | 0 | Version 1.0
Concrete (in-situ) | Concrete, 40 MPa | >32 MPa to ≤40 MPa | Concrete, 40 MPa, in-situ, no reinforcement, (WE401E1)(Ecopact) (Holcim) (WA), (Perth Metro) | Concrete_40MPa | Concrete_40MPa | 2021-11-25 | 2026-11-25 | Perth Metro, WA | S-P-03716 | Version 1 | EPD Australasia | https://epd-australasia.com/wp-content/uploads/2021/12/SP03716-Holcim-EPD_WAPerth-ECOPact-Range_-v2.0_Apr23.pdf | m³ | 2400 |  |  |  | 270 | 270 | 0.18 | 0 | 0 | 270.18 | 0 | 0.1125 | 0.1125 | 7.5e-05 | 0 | 0 | 0.11258 | 0 | Version 1.0
Concrete (in-situ) | Concrete, 40 MPa | >32 MPa to ≤40 MPa | Concrete, 40 MPa, in-situ, no reinforcement, (WE404E2)(Ecopact) (Holcim) (WA), (Perth Metro) | Concrete_40MPa | Concrete_40MPa | 2021-11-25 | 2026-11-25 | Perth Metro, WA | S-P-03716 | Version 1 | EPD Australasia | https://epd-australasia.com/wp-content/uploads/2021/12/SP03716-Holcim-EPD_WAPerth-ECOPact-Range_-v2.0_Apr23.pdf | m³ | 2400 |  |  |  | 271 | 271 | 0.18 | 0 | 0 | 271.18 | 0 | 0.11292 | 0.11292 | 7.5e-05 | 0 | 0 | 0.11299 | 0 | Version 1.0
Concrete (in-situ) | Concrete, 40 MPa | >32 MPa to ≤40 MPa | Concrete, 40 MPa, in-situ, no reinforcement, (WE401E2)(Ecopact) (Holcim) (WA), (Perth Metro) | Concrete_40MPa | Concrete_40MPa | 2021-11-25 | 2026-11-25 | Perth Metro, WA | S-P-03716 | Version 1 | EPD Australasia | https://epd-australasia.com/wp-content/uploads/2021/12/SP03716-Holcim-EPD_WAPerth-ECOPact-Range_-v2.0_Apr23.pdf | m³ | 2400 |  |  |  | 271 | 271 | 0.18 | 0 | 0 | 271.18 | 0 | 0.11292 | 0.11292 | 7.5e-05 | 0 | 0 | 0.11299 | 0 | Version 1.0
Concrete (in-situ) | Concrete, 40 MPa | >32 MPa to ≤40 MPa | Concrete, 40 MPa, in-situ, no reinforcement, (WE404E4)(Ecopact) (Holcim) (WA), (Perth Metro) | Concrete_40MPa | Concrete_40MPa | 2021-11-25 | 2026-11-25 | Perth Metro, WA | S-P-03716 | Version 1 | EPD Australasia | https://epd-australasia.com/wp-content/uploads/2021/12/SP03716-Holcim-EPD_WAPerth-ECOPact-Range_-v2.0_Apr23.pdf | m³ | 2400 |  |  |  | 271 | 271 | 0.18 | 0 | 0 | 271.18 | 0 | 0.11292 | 0.11292 | 7.5e-05 | 0 | 0 | 0.11299 | 0 | Version 1.0
Concrete (in-situ) | Concrete, 40 MPa | >32 MPa to ≤40 MPa | Concrete, 40 MPa, in-situ, no reinforcement, (WE401E4)(Ecopact) (Holcim) (WA), (Perth Metro) | Concrete_40MPa | Concrete_40MPa | 2021-11-25 | 2026-11-25 | Perth Metro, WA | S-P-03716 | Version 1 | EPD Australasia | https://epd-australasia.com/wp-content/uploads/2021/12/SP03716-Holcim-EPD_WAPerth-ECOPact-Range_-v2.0_Apr23.pdf | m³ | 2400 |  |  |  | 271 | 271 | 0.18 | 0 | 0 | 271.18 | 0 | 0.11292 | 0.11292 | 7.5e-05 | 0 | 0 | 0.11299 | 0 | Version 1.0
Concrete (in-situ) | Concrete, 40 MPa | >32 MPa to ≤40 MPa | Concrete, 40 MPa, in-situ, no reinforcement, (QE402PT1) (Ecopact) (Holcim) (QLD) (Brisbane) | Concrete_40MPa | Concrete_40MPa | 2022-01-20 | 2027-01-20 | Brisbane, QLD | S-P-04658 | Version 1 | EPD Australasia | https://epd-australasia.com/wp-content/uploads/2022/01/SP04658_Holcim-ViroDecs-Special-Qld-Brisbane-ECOPact-EPD_-Mar23_v3.0.pdf | m³ | 2400 |  |  |  | 293 | 293 | 0.19 | 0 | 0 | 293.19 | 0 | 0.12208 | 0.12208 | 7.9167e-05 | 0 | 0 | 0.12216 | 0 | Version 1.0
Concrete (in-situ) | Concrete, 40 MPa | >32 MPa to ≤40 MPa | Concrete, 40 MPa, in-situ, no reinforcement, (QE402PT2) (Ecopact) (Holcim) (QLD) (Brisbane) | Concrete_40MPa | Concrete_40MPa | 2022-01-20 | 2027-01-20 | Brisbane, QLD | S-P-04658 | Version 1 | EPD Australasia | https://epd-australasia.com/wp-content/uploads/2022/01/SP04658_Holcim-ViroDecs-Special-Qld-Brisbane-ECOPact-EPD_-Mar23_v3.0.pdf | m³ | 2400 |  |  |  | 293 | 293 | 0.19 | 0 | 0 | 293.19 | 0 | 0.12208 | 0.12208 | 7.9167e-05 | 0 | 0 | 0.12216 | 0 | Version 1.0
Concrete (in-situ) | Concrete, 40 MPa | >32 MPa to ≤40 MPa | Concrete, 40 MPa, in-situ, no reinforcement, (WE402E1)(Ecopact) (Holcim) (WA), (Perth Metro) | Concrete_40MPa | Concrete_40MPa | 2021-11-25 | 2026-11-25 | Perth Metro, WA | S-P-03716 | Version 1 | EPD Australasia | https://epd-australasia.com/wp-content/uploads/2021/12/SP03716-Holcim-EPD_WAPerth-ECOPact-Range_-v2.0_Apr23.pdf | m³ | 2400 |  |  |  | 263 | 263 | 0.17 | 0 | 0 | 263.17 | 0 | 0.10958 | 0.10958 | 7.0833e-05 | 0 | 0 | 0.10965 | 0 | Version 1.0
Concrete (in-situ) | Concrete, 40 MPa | >32 MPa to ≤40 MPa | Concrete, 40 MPa, in-situ, no reinforcement, (QE402PT3) (Ecopact) (Holcim) (QLD) (Brisbane) | Concrete_40MPa | Concrete_40MPa | 2022-01-20 | 2027-01-20 | Brisbane, QLD | S-P-04658 | Version 1 | EPD Australasia | https://epd-australasia.com/wp-content/uploads/2022/01/SP04658_Holcim-ViroDecs-Special-Qld-Brisbane-ECOPact-EPD_-Mar23_v3.0.pdf | m³ | 2400 |  |  |  | 294 | 294 | 0.19 | 0 | 0 | 294.19 | 0 | 0.1225 | 0.1225 | 7.9167e-05 | 0 | 0 | 0.12258 | 0 | Version 1.0
Concrete (in-situ) | Concrete, 40 MPa | >32 MPa to ≤40 MPa | Concrete, 40 MPa, in-situ, no reinforcement, (QE401LMO1) (Ecopact) (Holcim) (QLD) (Brisbane) | Concrete_40MPa | Concrete_40MPa | 2022-01-20 | 2027-01-20 | Brisbane, QLD | S-P-04658 | Version 1 | EPD Australasia | https://epd-australasia.com/wp-content/uploads/2022/01/SP04658_Holcim-ViroDecs-Special-Qld-Brisbane-ECOPact-EPD_-Mar23_v3.0.pdf | m³ | 2400 |  |  |  | 310 | 310 | 0.2 | 0 | 0 | 310.2 | 0 | 0.12917 | 0.12917 | 8.3333e-05 | 0 | 0 | 0.12925 | 0 | Version 1.0
Concrete (in-situ) | Concrete, 40 MPa | >32 MPa to ≤40 MPa | Concrete, 40 MPa, in-situ, no reinforcement, (WE402E2)(Ecopact) (Holcim) (WA), (Perth Metro) | Concrete_40MPa | Concrete_40MPa | 2021-11-25 | 2026-11-25 | Perth Metro, WA | S-P-03716 | Version 1 | EPD Australasia | https://epd-australasia.com/wp-content/uploads/2021/12/SP03716-Holcim-EPD_WAPerth-ECOPact-Range_-v2.0_Apr23.pdf | m³ | 2400 |  |  |  | 264 | 264 | 0.17 | 0 | 0 | 264.17 | 0 | 0.11 | 0.11 | 7.0833e-05 | 0 | 0 | 0.11007 | 0 | Version 1.0
Concrete (in-situ) | Concrete, 40 MPa | >32 MPa to ≤40 MPa | Concrete, 40 MPa, in-situ, no reinforcement, (WE402E4)(Ecopact) (Holcim) (WA), (Perth Metro) | Concrete_40MPa | Concrete_40MPa | 2021-11-25 | 2026-11-25 | Perth Metro, WA | S-P-03716 | Version 1 | EPD Australasia | https://epd-australasia.com/wp-content/uploads/2021/12/SP03716-Holcim-EPD_WAPerth-ECOPact-Range_-v2.0_Apr23.pdf | m³ | 2400 |  |  |  | 264 | 264 | 0.17 | 0 | 0 | 264.17 | 0 | 0.11 | 0.11 | 7.0833e-05 | 0 | 0 | 0.11007 | 0 | Version 1.0
Concrete (in-situ) | Concrete, 40 MPa | >32 MPa to ≤40 MPa | Concrete, 40 MPa, in-situ, no reinforcement, (QE4022A31) (Ecopact) (Holcim) (QLD), Gold Coast | Concrete_40MPa | Concrete_40MPa | 2023-04-22 | 2028-04-22 | QLD | S-P-05496 | Version 1 | EPD Australasia | https://epd-australasia.com/wp-content/uploads/2023/05/SP05496-Holcim-EPD-ViroDecs%E2%84%A2-QLD-GoldCoast-ECOPact_Apr23.pdf | m³ | 2400 |  |  |  | 311 | 311 | 0.2 | 0 | 0 | 311.2 | 0 | 0.12958 | 0.12958 | 8.3333e-05 | 0 | 0 | 0.12967 | 0 | Version 1.0
Concrete (in-situ) | Concrete, 40 MPa | >32 MPa to ≤40 MPa | Concrete, 40 MPa, in-situ, no reinforcement, (QE4022A41) (Ecopact) (Holcim) (QLD), Gold Coast | Concrete_40MPa | Concrete_40MPa | 2023-04-22 | 2028-04-22 | QLD | S-P-05496 | Version 1 | EPD Australasia | https://epd-australasia.com/wp-content/uploads/2023/05/SP05496-Holcim-EPD-ViroDecs%E2%84%A2-QLD-GoldCoast-ECOPact_Apr23.pdf | m³ | 2400 |  |  |  | 311 | 311 | 0.2 | 0 | 0 | 311.2 | 0 | 0.12958 | 0.12958 | 8.3333e-05 | 0 | 0 | 0.12967 | 0 | Version 1.0
Concrete (in-situ) | Concrete, 40 MPa | >32 MPa to ≤40 MPa | Concrete, 40 MPa, in-situ, no reinforcement, (QE4022A51) (Ecopact) (Holcim) (QLD), Gold Coast | Concrete_40MPa | Concrete_40MPa | 2023-04-22 | 2028-04-22 | QLD | S-P-05496 | Version 1 | EPD Australasia | https://epd-australasia.com/wp-content/uploads/2023/05/SP05496-Holcim-EPD-ViroDecs%E2%84%A2-QLD-GoldCoast-ECOPact_Apr23.pdf | m³ | 2400 |  |  |  | 311 | 311 | 0.2 | 0 | 0 | 311.2 | 0 | 0.12958 | 0.12958 | 8.3333e-05 | 0 | 0 | 0.12967 | 0 | Version 1.0
Concrete (in-situ) | Concrete, 40 MPa | >32 MPa to ≤40 MPa | Concrete, 40 MPa, in-situ, no reinforcement, (QE401LMO1) (Ecopact) (Holcim) (QLD), Gold Coast | Concrete_40MPa | Concrete_40MPa | 2023-04-22 | 2028-04-22 | QLD | S-P-05496 | Version 1 | EPD Australasia | https://epd-australasia.com/wp-content/uploads/2023/05/SP05496-Holcim-EPD-ViroDecs%E2%84%A2-QLD-GoldCoast-ECOPact_Apr23.pdf | m³ | 2400 |  |  |  | 311 | 311 | 0.2 | 0 | 0 | 311.2 | 0 | 0.12958 | 0.12958 | 8.3333e-05 | 0 | 0 | 0.12967 | 0 | Version 1.0
Concrete (in-situ) | Concrete, 40 MPa | >32 MPa to ≤40 MPa | Concrete, 40 MPa, in-situ, no reinforcement, (QE402PT3) (Ecopact) (Holcim) (QLD), Gold Coast | Concrete_40MPa | Concrete_40MPa | 2023-04-22 | 2028-04-22 | QLD | S-P-05496 | Version 1 | EPD Australasia | https://epd-australasia.com/wp-content/uploads/2023/05/SP05496-Holcim-EPD-ViroDecs%E2%84%A2-QLD-GoldCoast-ECOPact_Apr23.pdf | m³ | 2400 |  |  |  | 312 | 312 | 0.2 | 0 | 0 | 312.2 | 0 | 0.13 | 0.13 | 8.3333e-05 | 0 | 0 | 0.13008 | 0 | Version 1.0
Concrete (in-situ) | Concrete, 40 MPa | >32 MPa to ≤40 MPa | Concrete, 40 MPa, in-situ, no reinforcement, (QE4022A32) (Ecopact) (Holcim) (QLD), Gold Coast | Concrete_40MPa | Concrete_40MPa | 2023-04-22 | 2028-04-22 | QLD | S-P-05496 | Version 1 | EPD Australasia | https://epd-australasia.com/wp-content/uploads/2023/05/SP05496-Holcim-EPD-ViroDecs%E2%84%A2-QLD-GoldCoast-ECOPact_Apr23.pdf | m³ | 2400 |  |  |  | 312 | 312 | 0.2 | 0 | 0 | 312.2 | 0 | 0.13 | 0.13 | 8.3333e-05 | 0 | 0 | 0.13008 | 0 | Version 1.0
Concrete (in-situ) | Concrete, 40 MPa | >32 MPa to ≤40 MPa | Concrete, 40 MPa, in-situ, no reinforcement, (QE4022A42) (Ecopact) (Holcim) (QLD), Gold Coast | Concrete_40MPa | Concrete_40MPa | 2023-04-22 | 2028-04-22 | QLD | S-P-05496 | Version 1 | EPD Australasia | https://epd-australasia.com/wp-content/uploads/2023/05/SP05496-Holcim-EPD-ViroDecs%E2%84%A2-QLD-GoldCoast-ECOPact_Apr23.pdf | m³ | 2400 |  |  |  | 312 | 312 | 0.2 | 0 | 0 | 312.2 | 0 | 0.13 | 0.13 | 8.3333e-05 | 0 | 0 | 0.13008 | 0 | Version 1.0
Concrete (in-situ) | Concrete, 40 MPa | >32 MPa to ≤40 MPa | Concrete, 40 MPa, in-situ, no reinforcement, (QE4022A52) (Ecopact) (Holcim) (QLD), Gold Coast | Concrete_40MPa | Concrete_40MPa | 2023-04-22 | 2028-04-22 | QLD | S-P-05496 | Version 1 | EPD Australasia | https://epd-australasia.com/wp-content/uploads/2023/05/SP05496-Holcim-EPD-ViroDecs%E2%84%A2-QLD-GoldCoast-ECOPact_Apr23.pdf | m³ | 2400 |  |  |  | 312 | 312 | 0.2 | 0 | 0 | 312.2 | 0 | 0.13 | 0.13 | 8.3333e-05 | 0 | 0 | 0.13008 | 0 | Version 1.0
Concrete (in-situ) | Concrete, 40 MPa | >32 MPa to ≤40 MPa | Concrete, 40 MPa, in-situ, no reinforcement, (QE4022A53) (Ecopact) (Holcim) (QLD), Gold Coast | Concrete_40MPa | Concrete_40MPa | 2023-04-22 | 2028-04-22 | QLD | S-P-05496 | Version 1 | EPD Australasia | https://epd-australasia.com/wp-content/uploads/2023/05/SP05496-Holcim-EPD-ViroDecs%E2%84%A2-QLD-GoldCoast-ECOPact_Apr23.pdf | m³ | 2400 |  |  |  | 312 | 312 | 0.2 | 0 | 0 | 312.2 | 0 | 0.13 | 0.13 | 8.3333e-05 | 0 | 0 | 0.13008 | 0 | Version 1.0
Concrete (in-situ) | Concrete, 40 MPa | >32 MPa to ≤40 MPa | Concrete, 40 MPa, in-situ, no reinforcement, (QE402L652) (Ecopact) (Holcim) (QLD), Gold Coast | Concrete_40MPa | Concrete_40MPa | 2023-04-22 | 2028-04-22 | QLD | S-P-05496 | Version 1 | EPD Australasia | https://epd-australasia.com/wp-content/uploads/2023/05/SP05496-Holcim-EPD-ViroDecs%E2%84%A2-QLD-GoldCoast-ECOPact_Apr23.pdf | m³ | 2400 |  |  |  | 312 | 312 | 0.2 | 0 | 0 | 312.2 | 0 | 0.13 | 0.13 | 8.3333e-05 | 0 | 0 | 0.13008 | 0 | Version 1.0
Concrete (in-situ) | Concrete, 40 MPa | >32 MPa to ≤40 MPa | Concrete, 40 MPa, in-situ, no reinforcement, (QE402LMO1) (Ecopact) (Holcim) (QLD) (Brisbane) | Concrete_40MPa | Concrete_40MPa | 2022-01-20 | 2027-01-20 | Brisbane, QLD | S-P-04658 | Version 1 | EPD Australasia | https://epd-australasia.com/wp-content/uploads/2022/01/SP04658_Holcim-ViroDecs-Special-Qld-Brisbane-ECOPact-EPD_-Mar23_v3.0.pdf | m³ | 2400 |  |  |  | 301 | 301 | 0.19 | 0 | 0 | 301.19 | 0 | 0.12542 | 0.12542 | 7.9167e-05 | 0 | 0 | 0.1255 | 0 | Version 1.0
Concrete (in-situ) | Concrete, 40 MPa | >32 MPa to ≤40 MPa | Concrete, 40 MPa, in-situ, no reinforcement, (NE401E1L2)(Ecopact) (Holcim) (NSW), (Sydney) | Concrete_40MPa | Concrete_40MPa | 2021-04-08 | 2026-04-08 | Sydney, NSW | S-P-02331 | Version 1 | EPD Australasia | https://epd-australasia.com/wp-content/uploads/2021/04/SP02331-Holcim-EPD-ViroDecs-Special-NSW-Sydney-ECOPact-Range-V2_Mar23.pdf | m³ | 2400 |  |  |  | 206 | 206 | 0.13 | 0 | 0 | 206.13 | 0 | 0.085833 | 0.085833 | 5.4167e-05 | 0 | 0 | 0.085887 | 0 | Version 1.0 | Expired
Concrete (in-situ) | Concrete, 40 MPa | >32 MPa to ≤40 MPa | Concrete, 40 MPa, in-situ, no reinforcement, (QE402L652) (Ecopact) (Holcim) (QLD) (Brisbane) | Concrete_40MPa | Concrete_40MPa | 2022-01-20 | 2027-01-20 | Brisbane, QLD | S-P-04658 | Version 1 | EPD Australasia | https://epd-australasia.com/wp-content/uploads/2022/01/SP04658_Holcim-ViroDecs-Special-Qld-Brisbane-ECOPact-EPD_-Mar23_v3.0.pdf | m³ | 2400 |  |  |  | 287 | 287 | 0.18 | 0 | 0 | 287.18 | 0 | 0.11958 | 0.11958 | 7.5e-05 | 0 | 0 | 0.11966 | 0 | Version 1.0
Concrete (in-situ) | Concrete, 40 MPa | >32 MPa to ≤40 MPa | Concrete, 40 MPa, in-situ, no reinforcement, (Futurecrete® N class Ternary 40 MPa) (Adbri) (QLD) | Concrete_40MPa | Concrete_40MPa | 2023-03-31 | 2028-03-31 | QLD | S-P-05518 | Version 1 | EPD Australasia | https://epd-australasia.com/wp-content/uploads/2023/04/SP05518-Adbri-EPD-Concrete_QLD_Mar23.pdf | m³ | 2400 |  |  |  | 336 | 336 | 0.209 | 0 | 0 | 336.209 | 0 | 0.14 | 0.14 | 8.7083e-05 | 0 | 0 | 0.14009 | 0 | Version 1.0
Concrete (in-situ) | Concrete, 40 MPa | >32 MPa to ≤40 MPa | Concrete, 40 MPa, in-situ, no reinforcement, (Futurecrete® Special Class GP 40 MPa 22 hours) (Adbri) (NT) | Concrete_40MPa | Concrete_40MPa | 2023-03-31 | 2028-03-31 | NT | S-P-05522 | Version 1 | EPD Australasia | https://epd-australasia.com/wp-content/uploads/2023/04/SP05522-Adbri-EPD-Concrete_NT_Mar23.pdf | m³ | 2400 |  |  |  | 448 | 448 | 0.278 | 0 | 0 | 448.278 | 0 | 0.18667 | 0.18667 | 0.00011583 | 0 | 0 | 0.18678 | 0 | Version 1.0
Concrete (in-situ) | Concrete, 40 MPa | >32 MPa to ≤40 MPa | Concrete, 40 MPa, in-situ, no reinforcement, (QE402LPN2) (Ecopact) (Holcim) (QLD), Gold Coast | Concrete_40MPa | Concrete_40MPa | 2023-04-22 | 2028-04-22 | QLD | S-P-05496 | Version 1 | EPD Australasia | https://epd-australasia.com/wp-content/uploads/2023/05/SP05496-Holcim-EPD-ViroDecs%E2%84%A2-QLD-GoldCoast-ECOPact_Apr23.pdf | m³ | 2400 |  |  |  | 308 | 308 | 0.19 | 0 | 0 | 308.19 | 0 | 0.12833 | 0.12833 | 7.9167e-05 | 0 | 0 | 0.12841 | 0 | Version 1.0
Concrete (in-situ) | Concrete, 40 MPa | >32 MPa to ≤40 MPa | Concrete, 40 MPa, in-situ, no reinforcement, (Adbri Concrete N Class GP/GL 40 MPa) (Adbri) (VIC) | Concrete_40MPa | Concrete_40MPa | 2023-03-31 | 2028-03-31 | VIC | S-P-05520 | Version 1 | EPD Australasia | https://epd-australasia.com/wp-content/uploads/2023/04/SP05520-Adbri-EPD-Concrete_VIC_Mar23.pdf | m³ | 2400 |  |  |  | 318 | 318 | 0.19 | 0 | 0 | 318.19 | 0 | 0.1325 | 0.1325 | 7.9167e-05 | 0 | 0 | 0.13258 | 0 | Version 1.0
Concrete (in-situ) | Concrete, 40 MPa | >32 MPa to ≤40 MPa | Concrete, 40 MPa, in-situ, no reinforcement, (QE401ELCF) (Ecopact) (Holcim) (QLD) (Brisbane) | Concrete_40MPa | Concrete_40MPa | 2022-01-20 | 2027-01-20 | Brisbane, QLD | S-P-04658 | Version 1 | EPD Australasia | https://epd-australasia.com/wp-content/uploads/2022/01/SP04658_Holcim-ViroDecs-Special-Qld-Brisbane-ECOPact-EPD_-Mar23_v3.0.pdf | m³ | 2400 |  |  |  | 289 | 289 | 0.17 | 0 | 0 | 289.17 | 0 | 0.12042 | 0.12042 | 7.0833e-05 | 0 | 0 | 0.12049 | 0 | Version 1.0
Concrete (in-situ) | Concrete, 40 MPa | >32 MPa to ≤40 MPa | Concrete, 40 MPa, in-situ, no reinforcement, (QE401ECFA) (Ecopact) (Holcim) (QLD) (Brisbane) | Concrete_40MPa | Concrete_40MPa | 2022-01-20 | 2027-01-20 | Brisbane, QLD | S-P-04658 | Version 1 | EPD Australasia | https://epd-australasia.com/wp-content/uploads/2022/01/SP04658_Holcim-ViroDecs-Special-Qld-Brisbane-ECOPact-EPD_-Mar23_v3.0.pdf | m³ | 2400 |  |  |  | 289 | 289 | 0.16 | 0 | 0 | 289.16 | 0 | 0.12042 | 0.12042 | 6.6667e-05 | 0 | 0 | 0.12048 | 0 | Version 1.0
Concrete (in-situ) | Concrete, 40 MPa | >32 MPa to ≤40 MPa | Concrete, 40 MPa, in-situ, no reinforcement, (VE404EWC) (Ecopact) (Holcim) (VIC) | Concrete_40MPa | Concrete_40MPa | 2022-01-12 | 2027-09-26 | VIC | S-P-04657 | Version 1 | EPD Australasia | https://epd-australasia.com/wp-content/uploads/2022/01/SP04657-Holcim-ViroDecs%E2%84%A2-Special-VIC-ECOPact-Range-ver2_Sep22.pdf | m³ | 2400 |  |  |  | 241 | 241 | 0.13 | 0 | 0 | 241.13 | 0 | 0.10042 | 0.10042 | 5.4167e-05 | 0 | 0 | 0.10047 | 0 | Version 1.0
Concrete (in-situ) | Concrete, 40 MPa | >32 MPa to ≤40 MPa | Concrete, 40 MPa, in-situ, no reinforcement, (VE402ESW) (Ecopact) (Holcim) (VIC) | Concrete_40MPa | Concrete_40MPa | 2022-01-12 | 2027-09-26 | VIC | S-P-04657 | Version 1 | EPD Australasia | https://epd-australasia.com/wp-content/uploads/2022/01/SP04657-Holcim-ViroDecs%E2%84%A2-Special-VIC-ECOPact-Range-ver2_Sep22.pdf | m³ | 2400 |  |  |  | 241 | 241 | 0.13 | 0 | 0 | 241.13 | 0 | 0.10042 | 0.10042 | 5.4167e-05 | 0 | 0 | 0.10047 | 0 | Version 1.0
Concrete (in-situ) | Concrete, 40 MPa | >32 MPa to ≤40 MPa | Concrete, 40 MPa, in-situ, no reinforcement, (Adbri Concrete N Class GP:GL 40 MPa - Katherine) (Adbri) (NT) | Concrete_40MPa | Concrete_40MPa | 2023-03-31 | 2028-03-31 | NT | S-P-05522 | Version 1 | EPD Australasia | https://epd-australasia.com/wp-content/uploads/2023/04/SP05522-Adbri-EPD-Concrete_NT_Mar23.pdf | m³ | 2400 |  |  |  | 406 | 406 | 0.159 | 0 | 0 | 406.159 | 0 | 0.16917 | 0.16917 | 6.625e-05 | 0 | 0 | 0.16923 | 0 | Version 1.0
Concrete (in-situ) | Concrete, 40 MPa | >32 MPa to ≤40 MPa | Concrete, 40 MPa, in-situ, no reinforcement, (Adbri Concrete N Class GP:GL 40 MPa - Alice Springs) (Adbri) (NT) | Concrete_40MPa | Concrete_40MPa | 2023-03-31 | 2028-03-31 | NT | S-P-05522 | Version 1 | EPD Australasia | https://epd-australasia.com/wp-content/uploads/2023/04/SP05522-Adbri-EPD-Concrete_NT_Mar23.pdf | m³ | 2400 |  |  |  | 545 | 545 | 0.203 | 0 | 0 | 545.203 | 0 | 0.22708 | 0.22708 | 8.4583e-05 | 0 | 0 | 0.22717 | 0 | Version 1.0
Concrete (in-situ) | Concrete, 35 MPa | >32 MPa to ≤40 MPa | Concrete, 35 MPa, in-situ, no reinforcement, (S35MPA S CLASS 20MM R83 MACHINE PLACED) (Adbri) (NSW) | Concrete_40MPa | Concrete_40MPa | 2023-03-31 | 2028-03-31 | NSW | S-P-05519 | Version 1 | EPD Australasia | https://epd-australasia.com/wp-content/uploads/2023/04/SP05519-Adbri-EPD-Concrete_NSW_Mar23.pdf | m³ | 2400 |  |  |  | 356.58 | 356.61 | -0.0408 | 0 | 0 | 356.61 | 0 | 0.14857 | 0.14859 | -1.7e-05 | 0 | 0 | 0.14859 | 0 | Version 1.0
Concrete (in-situ) | Concrete, 35 MPa | >32 MPa to ≤40 MPa | Concrete, 35 MPa, in-situ, no reinforcement, (S35MPA S CLASS 20MM R83 SLIPFORM) (Adbri) (NSW) | Concrete_40MPa | Concrete_40MPa | 2023-03-31 | 2028-03-31 | NSW | S-P-05519 | Version 1 | EPD Australasia | https://epd-australasia.com/wp-content/uploads/2023/04/SP05519-Adbri-EPD-Concrete_NSW_Mar23.pdf | m³ | 2400 |  |  |  | 355.01 | 355.03 | -0.0421 | 0 | 0 | 355.03 | 0 | 0.14792 | 0.14793 | -1.7542e-05 | 0 | 0 | 0.14793 | 0 | Version 1.0
Concrete (in-situ) | Concrete, 40 MPa | >32 MPa to ≤40 MPa | Concrete, 40 MPa, in-situ, no reinforcement, (Futurecrete® S Class GP/GL:FA 40 MPa) (Adbri) (SA) | Concrete_40MPa | Concrete_40MPa | 2023-03-31 | 2028-03-31 | SA | S-P-05521 | Version 1 | EPD Australasia | https://epd-australasia.com/wp-content/uploads/2023/04/SP05521-Adbri-EPD-Concrete_SA_Mar23.pdf | m³ | 2400 |  |  |  | 234.81 | 234.76 | 0.06 | 0 | 0 | 234.82 | 0 | 0.097838 | 0.097817 | 2.5e-05 | 0 | 0 | 0.097842 | 0 | Version 1.0
Concrete (in-situ) | Concrete, 40 MPa | >32 MPa to ≤40 MPa | Concrete, 40 MPa, in-situ, no reinforcement, (S40MPA 22MPA AT 7 DAYS 20MM) (Adbri) (NSW) | Concrete_40MPa | Concrete_40MPa | 2023-03-31 | 2028-03-31 | NSW | S-P-05519 | Version 1 | EPD Australasia | https://epd-australasia.com/wp-content/uploads/2023/04/SP05519-Adbri-EPD-Concrete_NSW_Mar23.pdf | m³ | 2400 |  |  |  | 398.23 | 398.24 | -0.00878 | 0 | 0 | 398.24 | 0 | 0.16593 | 0.16593 | -3.6583e-06 | 0 | 0 | 0.16593 | 0 | Version 1.0
Concrete (in-situ) | Concrete, 40 MPa | >32 MPa to ≤40 MPa | Concrete, 40 MPa, in-situ, no reinforcement, (S40MPA 22MPA AT 5 DAYS 20MM) (Adbri) (NSW) | Concrete_40MPa | Concrete_40MPa | 2023-03-31 | 2028-03-31 | NSW | S-P-05519 | Version 1 | EPD Australasia | https://epd-australasia.com/wp-content/uploads/2023/04/SP05519-Adbri-EPD-Concrete_NSW_Mar23.pdf | m³ | 2400 |  |  |  | 401.05 | 401.06 | -0.00892 | 0 | 0 | 401.06 | 0 | 0.1671 | 0.16711 | -3.7167e-06 | 0 | 0 | 0.16711 | 0 | Version 1.0
Concrete (in-situ) | Concrete, 40 MPa | >32 MPa to ≤40 MPa | Concrete, 40 MPa, in-situ, no reinforcement, (S40MPA 25MPA AT 7 DAYS 20MM) (Adbri) (NSW) | Concrete_40MPa | Concrete_40MPa | 2023-03-31 | 2028-03-31 | NSW | S-P-05519 | Version 1 | EPD Australasia | https://epd-australasia.com/wp-content/uploads/2023/04/SP05519-Adbri-EPD-Concrete_NSW_Mar23.pdf | m³ | 2400 |  |  |  | 401.05 | 401.06 | -0.00892 | 0 | 0 | 401.06 | 0 | 0.1671 | 0.16711 | -3.7167e-06 | 0 | 0 | 0.16711 | 0 | Version 1.0
Concrete (in-situ) | Concrete, 40 MPa | >32 MPa to ≤40 MPa | Concrete, 40 MPa, in-situ, no reinforcement, (S40MPA 22MPA AT 4 DAYS 20MM) (Adbri) (NSW) | Concrete_40MPa | Concrete_40MPa | 2023-03-31 | 2028-03-31 | NSW | S-P-05519 | Version 1 | EPD Australasia | https://epd-australasia.com/wp-content/uploads/2023/04/SP05519-Adbri-EPD-Concrete_NSW_Mar23.pdf | m³ | 2400 |  |  |  | 405.73 | 405.74 | -0.00917 | 0 | 0 | 405.74 | 0 | 0.16905 | 0.16906 | -3.8208e-06 | 0 | 0 | 0.16906 | 0 | Version 1.0
Concrete (in-situ) | Concrete, 40 MPa | >32 MPa to ≤40 MPa | Concrete, 40 MPa, in-situ, no reinforcement, (S40MPA 25MPA AT 5 DAYS 20MM) (Adbri) (NSW) | Concrete_40MPa | Concrete_40MPa | 2023-03-31 | 2028-03-31 | NSW | S-P-05519 | Version 1 | EPD Australasia | https://epd-australasia.com/wp-content/uploads/2023/04/SP05519-Adbri-EPD-Concrete_NSW_Mar23.pdf | m³ | 2400 |  |  |  | 410.44 | 410.45 | -0.0094 | 0 | 0 | 410.45 | 0 | 0.17102 | 0.17102 | -3.9167e-06 | 0 | 0 | 0.17102 | 0 | Version 1.0
Concrete (in-situ) | Concrete, 40 MPa | >32 MPa to ≤40 MPa | Concrete, 40 MPa, in-situ, no reinforcement, (S40MPA 22MPA AT 4 DAYS 20MM 120MM SLUMP) (Adbri) (NSW) | Concrete_40MPa | Concrete_40MPa | 2023-03-31 | 2028-03-31 | NSW | S-P-05519 | Version 1 | EPD Australasia | https://epd-australasia.com/wp-content/uploads/2023/04/SP05519-Adbri-EPD-Concrete_NSW_Mar23.pdf | m³ | 2400 |  |  |  | 424.54 | 424.55 | -0.0101 | 0 | 0 | 424.55 | 0 | 0.17689 | 0.1769 | -4.2083e-06 | 0 | 0 | 0.1769 | 0 | Version 1.0
Concrete (in-situ) | Concrete, 40 MPa | >32 MPa to ≤40 MPa | Concrete, 40 MPa, in-situ, no reinforcement, (S40MPA PT DECK 25MPA AT 3 DAYS 20MM) (Adbri) (NSW) | Concrete_40MPa | Concrete_40MPa | 2023-03-31 | 2028-03-31 | NSW | S-P-05519 | Version 1 | EPD Australasia | https://epd-australasia.com/wp-content/uploads/2023/04/SP05519-Adbri-EPD-Concrete_NSW_Mar23.pdf | m³ | 2400 |  |  |  | 424.54 | 424.55 | -0.0101 | 0 | 0 | 424.55 | 0 | 0.17689 | 0.1769 | -4.2083e-06 | 0 | 0 | 0.1769 | 0 | Version 1.0
Concrete (in-situ) | Concrete, 40 MPa | >32 MPa to ≤40 MPa | Concrete, 40 MPa, in-situ, no reinforcement, (Futurecrete® Ultra N Class GP/ GL:Slag 40 MPa) (Adbri) (NSW) | Concrete_40MPa | Concrete_40MPa | 2023-03-31 | 2028-03-31 | NSW | S-P-05519 | Version 1 | EPD Australasia | https://epd-australasia.com/wp-content/uploads/2023/04/SP05519-Adbri-EPD-Concrete_NSW_Mar23.pdf | m³ | 2400 |  |  |  | 287.01 | 286.97 | 0.0463 | 0 | 0 | 287.0163 | 0 | 0.11959 | 0.11957 | 1.9292e-05 | 0 | 0 | 0.11959 | 0 | Version 1.0
Concrete (in-situ) | Concrete, 40 MPa | >32 MPa to ≤40 MPa | Concrete, 40 MPa, in-situ, no reinforcement, (S40MPA RTA SP40HC 20MM SP [HIGH EARLY]) (Adbri) (NSW) | Concrete_40MPa | Concrete_40MPa | 2023-03-31 | 2028-03-31 | NSW | S-P-05519 | Version 1 | EPD Australasia | https://epd-australasia.com/wp-content/uploads/2023/04/SP05519-Adbri-EPD-Concrete_NSW_Mar23.pdf | m³ | 2400 |  |  |  | 502.88 | 502.89 | -0.0181 | 0 | 0 | 502.89 | 0 | 0.20953 | 0.20954 | -7.5417e-06 | 0 | 0 | 0.20954 | 0 | Version 1.0
Concrete (in-situ) | Concrete, 40 MPa | >32 MPa to ≤40 MPa | Concrete, 40 MPa, in-situ, no reinforcement, (S40MPA 20MM RTA 3201 SP40H) (Adbri) (NSW) | Concrete_40MPa | Concrete_40MPa | 2023-03-31 | 2028-03-31 | NSW | S-P-05519 | Version 1 | EPD Australasia | https://epd-australasia.com/wp-content/uploads/2023/04/SP05519-Adbri-EPD-Concrete_NSW_Mar23.pdf | m³ | 2400 |  |  |  | 513.39 | 513.4 | -0.0141 | 0 | 0 | 513.4 | 0 | 0.21391 | 0.21392 | -5.875e-06 | 0 | 0 | 0.21392 | 0 | Version 1.0
Concrete (in-situ) | Concrete, 40 MPa | >32 MPa to ≤40 MPa | Concrete, 40 MPa, in-situ, no reinforcement, (Futurecrete® Ultra S40MPA 20MM RMS B80 B2 EXPOSURE AP) (Adbri) (NSW) | Concrete_40MPa | Concrete_40MPa | 2023-03-31 | 2028-03-31 | NSW | S-P-05519 | Version 1 | EPD Australasia | https://epd-australasia.com/wp-content/uploads/2023/04/SP05519-Adbri-EPD-Concrete_NSW_Mar23.pdf | m³ | 2400 |  |  |  | 283.18 | 283.14 | 0.0453 | 0 | 0 | 283.1853 | 0 | 0.11799 | 0.11797 | 1.8875e-05 | 0 | 0 | 0.11799 | 0 | Version 1.0
Concrete (in-situ) | Concrete, 40 MPa | >32 MPa to ≤40 MPa | Concrete, 40 MPa, in-situ, no reinforcement, (Futurecrete® S40MPA HY-LINE 2INCH 10MM PUMP ) (Adbri) (NSW) | Concrete_40MPa | Concrete_40MPa | 2023-03-31 | 2028-03-31 | NSW | S-P-05519 | Version 1 | EPD Australasia | https://epd-australasia.com/wp-content/uploads/2023/04/SP05519-Adbri-EPD-Concrete_NSW_Mar23.pdf | m³ | 2400 |  |  |  | 338.58 | 338.56 | 0.0232 | 0 | 0 | 338.5832 | 0 | 0.14108 | 0.14107 | 9.6667e-06 | 0 | 0 | 0.14108 | 0 | Version 1.0
Concrete (in-situ) | Concrete, 40 MPa | >32 MPa to ≤40 MPa | Concrete, 40 MPa, in-situ, no reinforcement, (Adbri Concrete N Class GP/GL:FA 40 MPa) (Adbri) (NSW) | Concrete_40MPa | Concrete_40MPa | 2023-03-31 | 2028-03-31 | NSW | S-P-05519 | Version 1 | EPD Australasia | https://epd-australasia.com/wp-content/uploads/2023/04/SP05519-Adbri-EPD-Concrete_NSW_Mar23.pdf | m³ | 2400 |  |  |  | 366.72 | 366.72 | 0.00216 | 0 | 0 | 366.7222 | 0 | 0.1528 | 0.1528 | 9e-07 | 0 | 0 | 0.1528 | 0 | Version 1.0
Concrete (in-situ) | Concrete, 40 MPa | >32 MPa to ≤40 MPa | Concrete, 40 MPa, in-situ, no reinforcement, (General) (Holcim) (NSW)(ACT) | Concrete_40MPa | Concrete_40MPa | 2019-06-30 | 2024-06-30 | NSW & ACT | S-P-01165 | Version 1 | EPD Australasia | https://epd-australasia.com/wp-content/uploads/2019/07/Holcim-ViroDecs-EPD_-2021-update_v2.pdf | m³ | 2400 |  |  |  | 405 | 405 | 0 | 0 | 0 | 405 | 0 | 0.16875 | 0.16875 | 0 | 0 | 0 | 0.16875 | 0 | Version 1.0 | Expired
Concrete (in-situ) | Concrete, 40 MPa | >32 MPa to ≤40 MPa | Concrete, 40 MPa, in-situ, no reinforcement, (Fly Ash) (Holcim) (NSW)(ACT) | Concrete_40MPa | Concrete_40MPa | 2019-06-30 | 2024-06-30 | NSW & ACT | S-P-01165 | Version 1 | EPD Australasia | https://epd-australasia.com/wp-content/uploads/2019/07/Holcim-ViroDecs-EPD_-2021-update_v2.pdf | m³ | 2400 |  |  |  | 328 | 328 | 0 | 0 | 0 | 328 | 0 | 0.13667 | 0.13667 | 0 | 0 | 0 | 0.13667 | 0 | Version 1.0 | Expired
Concrete (in-situ) | Concrete, 40 MPa | >32 MPa to ≤40 MPa | Concrete, 40 MPa, in-situ, no reinforcement, (GGBS Slag) (Holcim) (NSW)(ACT) | Concrete_40MPa | Concrete_40MPa | 2019-06-30 | 2024-06-30 | NSW & ACT | S-P-01165 | Version 1 | EPD Australasia | https://epd-australasia.com/wp-content/uploads/2019/07/Holcim-ViroDecs-EPD_-2021-update_v2.pdf | m³ | 2400 |  |  |  | 243 | 243 | 0 | 0 | 0 | 243 | 0 | 0.10125 | 0.10125 | 0 | 0 | 0 | 0.10125 | 0 | Version 1.0 | Expired
Concrete (in-situ) | Concrete, 40 MPa | >32 MPa to ≤40 MPa | Concrete, 40 MPa, in-situ, no reinforcement, (Triple Blend) (Holcim) (NSW)(ACT) | Concrete_40MPa | Concrete_40MPa | 2019-06-30 | 2024-06-30 | NSW & ACT | S-P-01165 | Version 1 | EPD Australasia | https://epd-australasia.com/wp-content/uploads/2019/07/Holcim-ViroDecs-EPD_-2021-update_v2.pdf | m³ | 2400 |  |  |  | 219 | 219 | 0 | 0 | 0 | 219 | 0 | 0.09125 | 0.09125 | 0 | 0 | 0 | 0.09125 | 0 | Version 1.0 | Expired
Concrete (in-situ) | Concrete, 40 MPa | >32 MPa to ≤40 MPa | Concrete, 40 MPa, in-situ, no reinforcement,(General) (Holcim) (QLD) | Concrete_40MPa | Concrete_40MPa | 2019-06-30 | 2024-06-30 | QLD | S-P-01165 | Version 1 | EPD Australasia | https://epd-australasia.com/wp-content/uploads/2019/07/Holcim-ViroDecs-EPD_-2021-update_v2.pdf | m³ | 2400 |  |  |  | 355 | 355 | 0 | 0 | 0 | 355 | 0 | 0.14792 | 0.14792 | 0 | 0 | 0 | 0.14792 | 0 | Version 1.0 | Expired
Concrete (in-situ) | Concrete, 40 MPa | >32 MPa to ≤40 MPa | Concrete, 40 MPa, in-situ, no reinforcement,(Fly Ash) (Holcim) (QLD) | Concrete_40MPa | Concrete_40MPa | 2019-06-30 | 2024-06-30 | QLD | S-P-01165 | Version 1 | EPD Australasia | https://epd-australasia.com/wp-content/uploads/2019/07/Holcim-ViroDecs-EPD_-2021-update_v2.pdf | m³ | 2400 |  |  |  | 297 | 297 | 0 | 0 | 0 | 297 | 0 | 0.12375 | 0.12375 | 0 | 0 | 0 | 0.12375 | 0 | Version 1.0 | Expired
Concrete (in-situ) | Concrete, 40 MPa | >32 MPa to ≤40 MPa | Concrete, 40 MPa, in-situ, no reinforcement,(Triple Blend) (Holcim) (QLD) | Concrete_40MPa | Concrete_40MPa | 2019-06-30 | 2024-06-30 | QLD | S-P-01165 | Version 1 | EPD Australasia | https://epd-australasia.com/wp-content/uploads/2019/07/Holcim-ViroDecs-EPD_-2021-update_v2.pdf | m³ | 2400 |  |  |  | 218 | 218 | 0 | 0 | 0 | 218 | 0 | 0.090833 | 0.090833 | 0 | 0 | 0 | 0.090833 | 0 | Version 1.0 | Expired
Concrete (in-situ) | Concrete, 40 MPa | >32 MPa to ≤40 MPa | Concrete, 40 MPa, in-situ, no reinforcement, (General) (Holcim) (VIC) | Concrete_40MPa | Concrete_40MPa | 2019-06-30 | 2024-06-30 | VIC | S-P-01165 | Version 1 | EPD Australasia | https://epd-australasia.com/wp-content/uploads/2019/07/Holcim-ViroDecs-EPD_-2021-update_v2.pdf | m³ | 2400 |  |  |  | 386 | 386 | 0 | 0 | 0 | 386 | 0 | 0.16083 | 0.16083 | 0 | 0 | 0 | 0.16083 | 0 | Version 1.0 | Expired
Concrete (in-situ) | Concrete, 40 MPa | >32 MPa to ≤40 MPa | Concrete, 40 MPa, in-situ, no reinforcement, (Fly Ash) (Holcim) (VIC) | Concrete_40MPa | Concrete_40MPa | 2019-06-30 | 2024-06-30 | VIC | S-P-01165 | Version 1 | EPD Australasia | https://epd-australasia.com/wp-content/uploads/2019/07/Holcim-ViroDecs-EPD_-2021-update_v2.pdf | m³ | 2400 |  |  |  | 302 | 302 | 0 | 0 | 0 | 302 | 0 | 0.12583 | 0.12583 | 0 | 0 | 0 | 0.12583 | 0 | Version 1.0 | Expired
Concrete (in-situ) | Concrete, 40 MPa | >32 MPa to ≤40 MPa | Concrete, 40 MPa, in-situ, no reinforcement, (Triple Blend) (Holcim) (VIC) | Concrete_40MPa | Concrete_40MPa | 2019-06-30 | 2024-06-30 | VIC | S-P-01165 | Version 1 | EPD Australasia | https://epd-australasia.com/wp-content/uploads/2019/07/Holcim-ViroDecs-EPD_-2021-update_v2.pdf | m³ | 2400 |  |  |  | 272 | 272 | 0 | 0 | 0 | 272 | 0 | 0.11333 | 0.11333 | 0 | 0 | 0 | 0.11333 | 0 | Version 1.0 | Expired
Concrete (in-situ) | Concrete, 40 MPa | >32 MPa to ≤40 MPa | Concrete, 40 MPa, in-situ, no reinforcement, (General) (Holcim) (SA) | Concrete_40MPa | Concrete_40MPa | 2019-06-30 | 2024-06-30 | SA | S-P-01165 | Version 1 | EPD Australasia | https://epd-australasia.com/wp-content/uploads/2019/07/Holcim-ViroDecs-EPD_-2021-update_v2.pdf | m³ | 2400 |  |  |  | 413 | 413 | 0 | 0 | 0 | 413 | 0 | 0.17208 | 0.17208 | 0 | 0 | 0 | 0.17208 | 0 | Version 1.0 | Expired
Concrete (in-situ) | Concrete, 40 MPa | >32 MPa to ≤40 MPa | Concrete, MPa, in-situ, no reinforcement, (Fly Ash) (Holcim) (SA) | Concrete_40MPa | Concrete_40MPa | 2019-06-30 | 2024-06-30 | SA | S-P-01165 | Version 1 | EPD Australasia | https://epd-australasia.com/wp-content/uploads/2019/07/Holcim-ViroDecs-EPD_-2021-update_v2.pdf | m³ | 2400 |  |  |  | 308 | 308 | 0 | 0 | 0 | 308 | 0 | 0.12833 | 0.12833 | 0 | 0 | 0 | 0.12833 | 0 | Version 1.0 | Expired
Concrete (in-situ) | Concrete, 40 MPa | >32 MPa to ≤40 MPa | Concrete, MPa, in-situ, no reinforcement, (GGBS Slag) (Holcim) (SA) | Concrete_40MPa | Concrete_40MPa | 2019-06-30 | 2024-06-30 | SA | S-P-01165 | Version 1 | EPD Australasia | https://epd-australasia.com/wp-content/uploads/2019/07/Holcim-ViroDecs-EPD_-2021-update_v2.pdf | m³ | 2400 |  |  |  | 262 | 262 | 0 | 0 | 0 | 262 | 0 | 0.10917 | 0.10917 | 0 | 0 | 0 | 0.10917 | 0 | Version 1.0 | Expired
Concrete (in-situ) | Concrete, 40 MPa | >32 MPa to ≤40 MPa | Concrete, 40 MPa, in-situ, no reinforcement, (General) (Holcim) (WA) | Concrete_40MPa | Concrete_40MPa | 2019-06-30 | 2024-06-30 | WA | S-P-01165 | Version 1 | EPD Australasia | https://epd-australasia.com/wp-content/uploads/2019/07/Holcim-ViroDecs-EPD_-2021-update_v2.pdf | m³ | 2400 |  |  |  | 370 | 370 | 0 | 0 | 0 | 370 | 0 | 0.15417 | 0.15417 | 0 | 0 | 0 | 0.15417 | 0 | Version 1.0 | Expired
Concrete (in-situ) | Concrete, 40 MPa | >32 MPa to ≤40 MPa | Concrete, MPa, in-situ, no reinforcement, (GGBS Slag) (Holcim) (WA) | Concrete_40MPa | Concrete_40MPa | 2019-06-30 | 2024-06-30 | WA | S-P-01165 | Version 1 | EPD Australasia | https://epd-australasia.com/wp-content/uploads/2019/07/Holcim-ViroDecs-EPD_-2021-update_v2.pdf | m³ | 2400 |  |  |  | 267 | 267 | 0 | 0 | 0 | 267 | 0 | 0.11125 | 0.11125 | 0 | 0 | 0 | 0.11125 | 0 | Version 1.0 | Expired
Concrete (in-situ) | Concrete, 40 MPa | >32 MPa to ≤40 MPa | Concrete, 40 MPa, in-situ, no reinforcement, (NE402E151)(Ecopact) (Holcim) (ACT) | Concrete_40MPa | Concrete_40MPa | 2021-10-21 | 2026-10-21 | Canberra, ACT | S-P-03715 | Version 1 | EPD Australasia | https://epd-australasia.com/wp-content/uploads/2021/10/2021-Holcim-ViroDecs%E2%84%A2-Special-ACT-ECOPact-Ver-1.0.pdf | m³ | 2400 |  |  |  | 260.6 | 0 | 0 | 0 | 0 | 260.6 | 0 | 0.10858 | 0 | 0 | 0 | 0 | 0.10858 | 0 | Version 1.0
Concrete (in-situ) | Concrete, 40 MPa | >32 MPa to ≤40 MPa | Concrete, 40 MPa, in-situ, no reinforcement, (NE402E351)(Ecopact) (Holcim) (ACT) | Concrete_40MPa | Concrete_40MPa | 2021-10-21 | 2026-10-21 | Canberra, ACT | S-P-03715 | Version 1 | EPD Australasia | https://epd-australasia.com/wp-content/uploads/2021/10/2021-Holcim-ViroDecs%E2%84%A2-Special-ACT-ECOPact-Ver-1.0.pdf | m³ | 2400 |  |  |  | 263.05 | 0 | 0 | 0 | 0 | 263.05 | 0 | 0.1096 | 0 | 0 | 0 | 0 | 0.1096 | 0 | Version 1.0
Concrete (in-situ) | Concrete, 40 MPa | >32 MPa to ≤40 MPa | Concrete, 40 MPa, in-situ, no reinforcement, (NE401E151)(Ecopact) (Holcim) (ACT) | Concrete_40MPa | Concrete_40MPa | 2021-10-21 | 2026-10-21 | Canberra, ACT | S-P-03715 | Version 1 | EPD Australasia | https://epd-australasia.com/wp-content/uploads/2021/10/2021-Holcim-ViroDecs%E2%84%A2-Special-ACT-ECOPact-Ver-1.0.pdf | m³ | 2400 |  |  |  | 260.86 | 0 | 0 | 0 | 0 | 260.86 | 0 | 0.10869 | 0 | 0 | 0 | 0 | 0.10869 | 0 | Version 1.0
Concrete (in-situ) | Concrete, 40 MPa | >32 MPa to ≤40 MPa | Concrete, 40 MPa, in-situ, no reinforcement, (NE401E351)(Ecopact) (Holcim) (ACT) | Concrete_40MPa | Concrete_40MPa | 2021-10-21 | 2026-10-21 | Canberra, ACT | S-P-03715 | Version 1 | EPD Australasia | https://epd-australasia.com/wp-content/uploads/2021/10/2021-Holcim-ViroDecs%E2%84%A2-Special-ACT-ECOPact-Ver-1.0.pdf | m³ | 2400 |  |  |  | 263.24 | 0 | 0 | 0 | 0 | 263.24 | 0 | 0.10968 | 0 | 0 | 0 | 0 | 0.10968 | 0 | Version 1.0
Concrete (in-situ) | Concrete, 40 MPa | >32 MPa to ≤40 MPa | Concrete, 40 MPa, in-situ, no reinforcement, (VS401O100) (Holcim) (VIC) | Concrete_40MPa | Concrete_40MPa | 2021-08-04 | 2026-08-04 | VIC | S-P-03712 | Version 1 | EPD Australasia | https://epd-australasia.com/wp-content/uploads/2021/08/SP03712-Holcim-ViroDecs%E2%84%A2-Special-Victoria-EPD-V2.0.pdf | m³ | 2400 |  |  |  | 451.63 | 0 | 0 | 0 | 0 | 451.63 | 0 | 0.18818 | 0 | 0 | 0 | 0 | 0.18818 | 0 | Version 1.0
Concrete (in-situ) | Concrete, 40 MPa | >32 MPa to ≤40 MPa | Concrete, 40 MPa, in-situ, no reinforcement, (VS404FSWC) (Holcim) (VIC) | Concrete_40MPa | Concrete_40MPa | 2021-08-04 | 2026-08-04 | VIC | S-P-03712 | Version 1 | EPD Australasia | https://epd-australasia.com/wp-content/uploads/2021/08/SP03712-Holcim-ViroDecs%E2%84%A2-Special-Victoria-EPD-V2.0.pdf | m³ | 2400 |  |  |  | 302.33 | 0 | 0 | 0 | 0 | 302.33 | 0 | 0.12597 | 0 | 0 | 0 | 0 | 0.12597 | 0 | Version 1.0
Concrete (in-situ) | Concrete, 40 MPa | >32 MPa to ≤40 MPa | Concrete, 40 MPa, in-situ, no reinforcement, (VE402ENV) (Holcim) (VIC) | Concrete_40MPa | Concrete_40MPa | 2021-08-04 | 2026-08-04 | VIC | S-P-03712 | Version 1 | EPD Australasia | https://epd-australasia.com/wp-content/uploads/2021/08/SP03712-Holcim-ViroDecs%E2%84%A2-Special-Victoria-EPD-V2.0.pdf | m³ | 2400 |  |  |  | 278.68 | 0 | 0 | 0 | 0 | 278.68 | 0 | 0.11612 | 0 | 0 | 0 | 0 | 0.11612 | 0 | Version 1.0
Concrete (in-situ) | Concrete, 40 MPa | >32 MPa to ≤40 MPa | Concrete, 40 MPa, in-situ, no reinforcement, (VS402FVRT) (Holcim) (VIC) | Concrete_40MPa | Concrete_40MPa | 2021-08-04 | 2026-08-04 | VIC | S-P-03712 | Version 1 | EPD Australasia | https://epd-australasia.com/wp-content/uploads/2021/08/SP03712-Holcim-ViroDecs%E2%84%A2-Special-Victoria-EPD-V2.0.pdf | m³ | 2400 |  |  |  | 254.7 | 0 | 0 | 0 | 0 | 254.7 | 0 | 0.10612 | 0 | 0 | 0 | 0 | 0.10612 | 0 | Version 1.0
Concrete (in-situ) | Concrete, 40 MPa | >32 MPa to ≤40 MPa | Concrete, 40 MPa, in-situ, no reinforcement, (VS401VMWT) (Holcim) (VIC) | Concrete_40MPa | Concrete_40MPa | 2021-08-04 | 2026-08-04 | VIC | S-P-03712 | Version 1 | EPD Australasia | https://epd-australasia.com/wp-content/uploads/2021/08/SP03712-Holcim-ViroDecs%E2%84%A2-Special-Victoria-EPD-V2.0.pdf | m³ | 2400 |  |  |  | 252.32 | 0 | 0 | 0 | 0 | 252.32 | 0 | 0.10513 | 0 | 0 | 0 | 0 | 0.10513 | 0 | Version 1.0
Concrete (in-situ) | Concrete, 40 MPa | >32 MPa to ≤40 MPa | Concrete, 40 MPa, in-situ, no reinforcement, (QS402PR02) (Holcim) (QLD), South East Queensland | Concrete_40MPa | Concrete_40MPa | 2021-04-08 | 2026-04-08 | SE QLD | S-P-02331 | Version 1 | EPD Australasia | https://epd-australasia.com/wp-content/uploads/2021/06/2021-06-03-Holcim-ViroDecs%E2%84%A2-Special-SEQ-Pre-cast-Ready-mix-EPD-v1.0.0.pdf | m³ | 2400 |  |  |  | 424.99 | 424.99 | 0 | 0 | 0 | 424.99 | 0 | 0.17708 | 0.17708 | 0 | 0 | 0 | 0.17708 | 0 | Version 1.0 | Expired
Concrete (in-situ) | Concrete, 40 MPa | >32 MPa to ≤40 MPa | Concrete, 40 MPa, in-situ, no reinforcement, (QS402PR37) (Holcim) (QLD), South East Queensland | Concrete_40MPa | Concrete_40MPa | 2021-04-08 | 2026-04-08 | SE QLD | S-P-02331 | Version 1 | EPD Australasia | https://epd-australasia.com/wp-content/uploads/2021/06/2021-06-03-Holcim-ViroDecs%E2%84%A2-Special-SEQ-Pre-cast-Ready-mix-EPD-v1.0.0.pdf | m³ | 2400 |  |  |  | 426.26 | 426.26 | 0 | 0 | 0 | 426.26 | 0 | 0.17761 | 0.17761 | 0 | 0 | 0 | 0.17761 | 0 | Version 1.0 | Expired
Concrete (in-situ) | Concrete, 40 MPa | >32 MPa to ≤40 MPa | Concrete, 40 MPa, in-situ, no reinforcement, (QS402PR35) (Holcim) (QLD), South East Queensland | Concrete_40MPa | Concrete_40MPa | 2021-04-08 | 2026-04-08 | SE QLD | S-P-02331 | Version 1 | EPD Australasia | https://epd-australasia.com/wp-content/uploads/2021/06/2021-06-03-Holcim-ViroDecs%E2%84%A2-Special-SEQ-Pre-cast-Ready-mix-EPD-v1.0.0.pdf | m³ | 2400 |  |  |  | 407.83 | 407.83 | 0 | 0 | 0 | 407.83 | 0 | 0.16993 | 0.16993 | 0 | 0 | 0 | 0.16993 | 0 | Version 1.0 | Expired
Concrete (in-situ) | Concrete, 40 MPa | >32 MPa to ≤40 MPa | Concrete, 40 MPa, in-situ, no reinforcement, (QS402MRF4) (Holcim) (QLD), South East Queensland | Concrete_40MPa | Concrete_40MPa | 2021-04-08 | 2026-04-08 | SE QLD | S-P-02331 | Version 1 | EPD Australasia | https://epd-australasia.com/wp-content/uploads/2021/06/2021-06-03-Holcim-ViroDecs%E2%84%A2-Special-SEQ-Pre-cast-Ready-mix-EPD-v1.0.0.pdf | m³ | 2400 |  |  |  | 379.5 | 379.5 | 0 | 0 | 0 | 379.5 | 0 | 0.15812 | 0.15812 | 0 | 0 | 0 | 0.15812 | 0 | Version 1.0 | Expired
Concrete (in-situ) | Concrete, 40 MPa | >32 MPa to ≤40 MPa | Concrete, 40 MPa, in-situ, no reinforcement, (QE402E)(Holcim) (QLD), (North QLD) | Concrete_40MPa | Concrete_40MPa | 2021-12-09 | 2026-12-09 | North QLD | S-P-03717 | Version 1 | EPD Australasia | https://epd-australasia.com/wp-content/uploads/2021/12/2021-Holcim-ViroDecs%E2%84%A2-Special-QLD-NQ-ECOPact-v-1.0.pdf | m³ | 2400 |  |  |  | 286.14 | 286.14 | 0 | 0 | 0 | 286.14 | 0 | 0.11922 | 0.11922 | 0 | 0 | 0 | 0.11922 | 0 | Version 1.0
Concrete (in-situ) | Concrete, 40 MPa | >32 MPa to ≤40 MPa | Concrete, 40 MPa, in-situ, no reinforcement, (QE402E1)(Holcim) (QLD), (North QLD) | Concrete_40MPa | Concrete_40MPa | 2021-12-09 | 2026-12-09 | North QLD | S-P-03717 | Version 1 | EPD Australasia | https://epd-australasia.com/wp-content/uploads/2021/12/2021-Holcim-ViroDecs%E2%84%A2-Special-QLD-NQ-ECOPact-v-1.0.pdf | m³ | 2400 |  |  |  | 286.95 | 286.95 | 0 | 0 | 0 | 286.95 | 0 | 0.11956 | 0.11956 | 0 | 0 | 0 | 0.11956 | 0 | Version 1.0
Concrete (in-situ) | Concrete, 40 MPa | >32 MPa to ≤40 MPa | Concrete, 40 MPa, in-situ, no reinforcement, (QE401E)(Holcim) (QLD), (North QLD) | Concrete_40MPa | Concrete_40MPa | 2021-12-09 | 2026-12-09 | North QLD | S-P-03717 | Version 1 | EPD Australasia | https://epd-australasia.com/wp-content/uploads/2021/12/2021-Holcim-ViroDecs%E2%84%A2-Special-QLD-NQ-ECOPact-v-1.0.pdf | m³ | 2400 |  |  |  | 292.06 | 292.06 | 0 | 0 | 0 | 292.06 | 0 | 0.12169 | 0.12169 | 0 | 0 | 0 | 0.12169 | 0 | Version 1.0
Concrete (in-situ) | Concrete, 40 MPa | >32 MPa to ≤40 MPa | Concrete, 40 MPa, in-situ, no reinforcement, (QE401E1)(Holcim) (QLD), (North QLD) | Concrete_40MPa | Concrete_40MPa | 2021-12-09 | 2026-12-09 | North QLD | S-P-03717 | Version 1 | EPD Australasia | https://epd-australasia.com/wp-content/uploads/2021/12/2021-Holcim-ViroDecs%E2%84%A2-Special-QLD-NQ-ECOPact-v-1.0.pdf | m³ | 2400 |  |  |  | 292.68 | 292.68 | 0 | 0 | 0 | 292.68 | 0 | 0.12195 | 0.12195 | 0 | 0 | 0 | 0.12195 | 0 | Version 1.0
Concrete (in-situ) | Concrete, 40 MPa | >32 MPa to ≤40 MPa | Concrete, 40 MPa, in-situ, no reinforcement, (Futurecrete® N Class GP/GL:Slag 40 MPa) (Adbri) (SA) | Concrete_40MPa | Concrete_40MPa | 2023-03-31 | 2028-03-31 | SA | S-P-05521 | Version 1 | EPD Australasia | https://epd-australasia.com/wp-content/uploads/2023/04/SP05521-Adbri-EPD-Concrete_SA_Mar23.pdf | m³ | 2400 |  |  |  | 227.06 | 226.99 | 0.07 | 0 | 0 | 227.06 | 0 | 0.094608 | 0.094579 | 2.9167e-05 | 0 | 0 | 0.094608 | 0 | Version 1.0
Concrete (in-situ) | Concrete, 40 MPa | >32 MPa to ≤40 MPa | Concrete, 40 MPa, in-situ, no reinforcement, (Futurecrete® N Class GP/GL:FA 40 MPa) (Adbri) (SA) | Concrete_40MPa | Concrete_40MPa | 2023-03-31 | 2028-03-31 | SA | S-P-05521 | Version 1 | EPD Australasia | https://epd-australasia.com/wp-content/uploads/2023/04/SP05521-Adbri-EPD-Concrete_SA_Mar23.pdf | m³ | 2400 |  |  |  | 233.63 | 233.57 | 0.06 | 0 | 0 | 233.63 | 0 | 0.097346 | 0.097321 | 2.5e-05 | 0 | 0 | 0.097346 | 0 | Version 1.0
Concrete (in-situ) | Concrete, 40 MPa | >32 MPa to ≤40 MPa | Concrete, 40 MPa, in-situ, no reinforcement, (Futurecrete® S Class GP/GL:Slag 40 MPa) (Adbri) (SA) | Concrete_40MPa | Concrete_40MPa | 2023-03-31 | 2028-03-31 | SA | S-P-05521 | Version 1 | EPD Australasia | https://epd-australasia.com/wp-content/uploads/2023/04/SP05521-Adbri-EPD-Concrete_SA_Mar23.pdf | m³ | 2400 |  |  |  | 225.98 | 225.92 | 0.06 | 0 | 0 | 225.98 | 0 | 0.094158 | 0.094133 | 2.5e-05 | 0 | 0 | 0.094158 | 0 | Version 1.0
Concrete (in-situ) | Concrete, 35 MPa | >32 MPa to ≤40 MPa | Concrete, 35 MPa, in-situ, no reinforcement, (S35MPA S CLASS 20MM R83 FIBRE) (Adbri) (NSW) | Concrete_40MPa | Concrete_40MPa | 2023-03-31 | 2028-03-31 | NSW | S-P-05519 | Version 1 | EPD Australasia | https://epd-australasia.com/wp-content/uploads/2023/04/SP05519-Adbri-EPD-Concrete_NSW_Mar23.pdf | m³ | 2400 |  |  |  | 338.84 | 338.84 | -0.00442 | 0 | 0 | 338.84 | 0 | 0.14118 | 0.14118 | -1.8417e-06 | 0 | 0 | 0.14118 | 0 | Version 1.0
Concrete (in-situ) | Concrete, 40 MPa | >32 MPa to ≤40 MPa | Concrete, 40 MPa, in-situ, no reinforcement, (S40MPA 20MM RMS B80 B1 EXPOSURE AP) (Adbri) (NSW) | Concrete_40MPa | Concrete_40MPa | 2023-03-31 | 2028-03-31 | NSW | S-P-05519 | Version 1 | EPD Australasia | https://epd-australasia.com/wp-content/uploads/2023/04/SP05519-Adbri-EPD-Concrete_NSW_Mar23.pdf | m³ | 2400 |  |  |  | 360.88 | 360.88 | -0.00723 | 0 | 0 | 360.88 | 0 | 0.15037 | 0.15037 | -3.0125e-06 | 0 | 0 | 0.15037 | 0 | Version 1.0
Concrete (in-situ) | Concrete, 40 MPa | >32 MPa to ≤40 MPa | Concrete, 40 MPa, in-situ, no reinforcement, (S40MPA 22MPA AT 3 DAYS 20MM) (Adbri) (NSW) | Concrete_40MPa | Concrete_40MPa | 2023-03-31 | 2028-03-31 | NSW | S-P-05519 | Version 1 | EPD Australasia | https://epd-australasia.com/wp-content/uploads/2023/04/SP05519-Adbri-EPD-Concrete_NSW_Mar23.pdf | m³ | 2400 |  |  |  | 415.12 | 415.12 | -0.00965 | 0 | 0 | 415.12 | 0 | 0.17297 | 0.17297 | -4.0208e-06 | 0 | 0 | 0.17297 | 0 | Version 1.0
Concrete (in-situ) | Concrete, 40 MPa | >32 MPa to ≤40 MPa | Concrete, 40 MPa, in-situ, no reinforcement, (S40MPA PT DECK 25MPA AT 4 DAYS 20MM) (Adbri) (NSW) | Concrete_40MPa | Concrete_40MPa | 2023-03-31 | 2028-03-31 | NSW | S-P-05519 | Version 1 | EPD Australasia | https://epd-australasia.com/wp-content/uploads/2023/04/SP05519-Adbri-EPD-Concrete_NSW_Mar23.pdf | m³ | 2400 |  |  |  | 415.12 | 415.12 | -0.00965 | 0 | 0 | 415.12 | 0 | 0.17297 | 0.17297 | -4.0208e-06 | 0 | 0 | 0.17297 | 0 | Version 1.0
Concrete (in-situ) | Concrete, 40 MPa | >32 MPa to ≤40 MPa | Concrete, 40 MPa, in-situ, no reinforcement, Pre-mix Concrete Normal Class GP blend (Boral) (ACT), (Canberra) Normal Class GP blend 40MPa | Concrete_40MPa | Concrete_40MPa | 2022-08-15 | 2026-04-01 | Canberra, ACT | S-P-02336 | Version 1.2 | EPD Australasia | https://epd-australasia.com/wp-content/uploads/2021/04/SP02336_Boral-EPD_NSW-ACT_Aug22_V1.2.pdf | m³ | 2400 |  |  |  | 358 | 0 | 0 | 0 | 0 | 358 | 0 | 0.14917 | 0 | 0 | 0 | 0 | 0.14917 | 0 | Version 1.0 | Expired
Concrete (in-situ) | Concrete, 40 MPa | >32 MPa to ≤40 MPa | Concrete, 40 MPa, in-situ, no reinforcement, Pre-mix Concrete Normal Class GP/FA blend (Boral) (ACT), (Canberra) Normal Class GP/FA blend 40 MPa | Concrete_40MPa | Concrete_40MPa | 2022-08-15 | 2026-04-01 | Canberra, ACT | S-P-02336 | Version 1.2 | EPD Australasia | https://epd-australasia.com/wp-content/uploads/2021/04/SP02336_Boral-EPD_NSW-ACT_Aug22_V1.2.pdf | m³ | 2400 |  |  |  | 336 | 0 | 0 | 0 | 0 | 336 | 0 | 0.14 | 0 | 0 | 0 | 0 | 0.14 | 0 | Version 1.0 | Expired
Concrete (in-situ) | Concrete, 40 MPa | >32 MPa to ≤40 MPa | Concrete, 40 MPa, in-situ, no reinforcement, Pre-mix Concrete Normal Class GP/GGBFS blend (Boral) (ACT), (Canberra) Normal Class GP/GGBFS blend 40 MPa | Concrete_40MPa | Concrete_40MPa | 2022-08-15 | 2026-04-01 | Canberra, ACT | S-P-02336 | Version 1.2 | EPD Australasia | https://epd-australasia.com/wp-content/uploads/2021/04/SP02336_Boral-EPD_NSW-ACT_Aug22_V1.2.pdf | m³ | 2400 |  |  |  | 254 | 0 | 0 | 0 | 0 | 254 | 0 | 0.10583 | 0 | 0 | 0 | 0 | 0.10583 | 0 | Version 1.0 | Expired
Concrete (in-situ) | Concrete, 40 MPa | >32 MPa to ≤40 MPa | Concrete, 40 MPa, in-situ, no reinforcement, Pre-mix Concrete ENVIROCRETE 30% (Boral) (ACT), (Canberra) ENVIROCRETE 30% 40 MPa | Concrete_40MPa | Concrete_40MPa | 2022-08-15 | 2026-04-01 | Canberra, ACT | S-P-02336 | Version 1.2 | EPD Australasia | https://epd-australasia.com/wp-content/uploads/2021/04/SP02336_Boral-EPD_NSW-ACT_Aug22_V1.2.pdf | m³ | 2400 |  |  |  | 316 | 0 | 0 | 0 | 0 | 316 | 0 | 0.13167 | 0 | 0 | 0 | 0 | 0.13167 | 0 | Version 1.0 | Expired
Concrete (in-situ) | Concrete, 40 MPa | >32 MPa to ≤40 MPa | Concrete, 40 MPa, in-situ, no reinforcement, Pre-mix Concrete POST TENSIONED (Boral) (ACT), (Canberra) POST TENSIONED 40MPa 22@3 | Concrete_40MPa | Concrete_40MPa | 2022-08-15 | 2026-04-01 | Canberra, ACT | S-P-02336 | Version 1.2 | EPD Australasia | https://epd-australasia.com/wp-content/uploads/2021/04/SP02336_Boral-EPD_NSW-ACT_Aug22_V1.2.pdf | m³ | 2400 |  |  |  | 373 | 0 | 0 | 0 | 0 | 373 | 0 | 0.15542 | 0 | 0 | 0 | 0 | 0.15542 | 0 | Version 1.0 | Expired
Concrete (in-situ) | Concrete, 40 MPa | >32 MPa to ≤40 MPa | Concrete, 40 MPa, in-situ, no reinforcement, Pre-mix Concrete ENVIROCRETE 40% (Boral) (ACT), (Canberra) ENVIROCRETE 40% 40 MPa | Concrete_40MPa | Concrete_40MPa | 2022-08-15 | 2026-04-01 | Canberra, ACT | S-P-02336 | Version 1.2 | EPD Australasia | https://epd-australasia.com/wp-content/uploads/2021/04/SP02336_Boral-EPD_NSW-ACT_Aug22_V1.2.pdf | m³ | 2400 |  |  |  | 286 | 0 | 0 | 0 | 0 | 286 | 0 | 0.11917 | 0 | 0 | 0 | 0 | 0.11917 | 0 | Version 1.0 | Expired
Concrete (in-situ) | Concrete, 40 MPa | >32 MPa to ≤40 MPa | Concrete, 40 MPa, in-situ, no reinforcement, Pre-mix Concrete ENVIROCRETE PLUS (Boral) (ACT), (Canberra) ENVIROCRETE PLUS 40MPa | Concrete_40MPa | Concrete_40MPa | 2022-08-15 | 2026-04-01 | Canberra, ACT | S-P-02336 | Version 1.2 | EPD Australasia | https://epd-australasia.com/wp-content/uploads/2021/04/SP02336_Boral-EPD_NSW-ACT_Aug22_V1.2.pdf | m³ | 2400 |  |  |  | 271 | 0 | 0 | 0 | 0 | 271 | 0 | 0.11292 | 0 | 0 | 0 | 0 | 0.11292 | 0 | Version 1.0 | Expired
Concrete (in-situ) | Concrete, 40 MPa | >32 MPa to ≤40 MPa | Concrete, 40 MPa, in-situ, no reinforcement, Pre-mix Concrete POST TENSIONED (Boral) (ACT), (Canberra) POST TENSIONED 40MPa 22@4 | Concrete_40MPa | Concrete_40MPa | 2022-08-15 | 2026-04-01 | Canberra, ACT | S-P-02336 | Version 1.2 | EPD Australasia | https://epd-australasia.com/wp-content/uploads/2021/04/SP02336_Boral-EPD_NSW-ACT_Aug22_V1.2.pdf | m³ | 2400 |  |  |  | 371 | 0 | 0 | 0 | 0 | 371 | 0 | 0.15458 | 0 | 0 | 0 | 0 | 0.15458 | 0 | Version 1.0 | Expired
Concrete (in-situ) | Concrete, 40 MPa | >32 MPa to ≤40 MPa | Concrete, 40 MPa, in-situ, no reinforcement, Pre-mix Concrete POST TENSIONED (Boral) (ACT), (Canberra) POST TENSIONED 40MPa 22@5 | Concrete_40MPa | Concrete_40MPa | 2022-08-15 | 2026-04-01 | Canberra, ACT | S-P-02336 | Version 1.2 | EPD Australasia | https://epd-australasia.com/wp-content/uploads/2021/04/SP02336_Boral-EPD_NSW-ACT_Aug22_V1.2.pdf | m³ | 2400 |  |  |  | 372 | 0 | 0 | 0 | 0 | 372 | 0 | 0.155 | 0 | 0 | 0 | 0 | 0.155 | 0 | Version 1.0 | Expired
Concrete (in-situ) | Concrete, 40 MPa | >32 MPa to ≤40 MPa | Concrete, 40 MPa, in-situ, no reinforcement, Pre-mix Concrete ENVISIA (Boral) (ACT), (Canberra) ENVISIA 40MPa | Concrete_40MPa | Concrete_40MPa | 2022-08-15 | 2026-04-01 | Canberra, ACT | S-P-02336 | Version 1.2 | EPD Australasia | https://epd-australasia.com/wp-content/uploads/2021/04/SP02336_Boral-EPD_NSW-ACT_Aug22_V1.2.pdf | m³ | 2400 |  |  |  | 251 | 0 | 0 | 0 | 0 | 251 | 0 | 0.10458 | 0 | 0 | 0 | 0 | 0.10458 | 0 | Version 1.0 | Expired
Concrete (in-situ) | Concrete, 40 MPa | >32 MPa to ≤40 MPa | Concrete, 40 MPa, in-situ, no reinforcement, Pre-mix Concrete TREMIE (Boral) (ACT), (Canberra) TREMIE 40MPa | Concrete_40MPa | Concrete_40MPa | 2022-08-15 | 2026-04-01 | Canberra, ACT | S-P-02336 | Version 1.2 | EPD Australasia | https://epd-australasia.com/wp-content/uploads/2021/04/SP02336_Boral-EPD_NSW-ACT_Aug22_V1.2.pdf | m³ | 2400 |  |  |  | 314 | 0 | 0 | 0 | 0 | 314 | 0 | 0.13083 | 0 | 0 | 0 | 0 | 0.13083 | 0 | Version 1.0 | Expired
Concrete (in-situ) | Shotcrete | 40 MPa shotcrete | Concrete, 40 MPa, in-situ, no reinforcement, Pre-mix Concrete SHOTCRETE (Boral) (ACT), (Canberra) SHOTCRETE 40MPa 10MM | Concrete_shotcrete | Concrete_shotcrete | 2022-08-15 | 2026-04-01 | Canberra, ACT | S-P-02336 | Version 1.2 | EPD Australasia | https://epd-australasia.com/wp-content/uploads/2021/04/SP02336_Boral-EPD_NSW-ACT_Aug22_V1.2.pdf | m³ | 2400 |  |  |  | 363 | 0 | 0 | 0 | 0 | 363 | 0 | 0.15125 | 0 | 0 | 0 | 0 | 0.15125 | 0 | Version 1.0 | Expired
Concrete (in-situ) | Concrete, 40 MPa | >32 MPa to ≤40 MPa | Concrete, 40 MPa, in-situ, no reinforcement, Pre-mix Concrete TfNSW B80 (Boral) (ACT), (Canberra) TfNSW B80 40MPa 20MM PUMP B1 EXPOSURE | Concrete_40MPa | Concrete_40MPa | 2022-08-15 | 2026-04-01 | Canberra, ACT | S-P-02336 | Version 1.2 | EPD Australasia | https://epd-australasia.com/wp-content/uploads/2021/04/SP02336_Boral-EPD_NSW-ACT_Aug22_V1.2.pdf | m³ | 2400 |  |  |  | 320 | 0 | 0 | 0 | 0 | 320 | 0 | 0.13333 | 0 | 0 | 0 | 0 | 0.13333 | 0 | Version 1.0 | Expired
Concrete (in-situ) | Concrete, 40 MPa | >32 MPa to ≤40 MPa | Concrete, 40 MPa, in-situ, no reinforcement, Pre-mix Concrete TfNSW B80 (Boral) (ACT), (Canberra) TfNSW B80 40MPa 20MM PUMP B2 EXPOSURE | Concrete_40MPa | Concrete_40MPa | 2022-08-15 | 2026-04-01 | Canberra, ACT | S-P-02336 | Version 1.2 | EPD Australasia | https://epd-australasia.com/wp-content/uploads/2021/04/SP02336_Boral-EPD_NSW-ACT_Aug22_V1.2.pdf | m³ | 2400 |  |  |  | 327 | 0 | 0 | 0 | 0 | 327 | 0 | 0.13625 | 0 | 0 | 0 | 0 | 0.13625 | 0 | Version 1.0 | Expired
Concrete (in-situ) | Concrete, 40 MPa | >32 MPa to ≤40 MPa | Concrete, 40 MPa, in-situ, no reinforcement, Pre-mix Concrete TfNSW B80 (Boral) (ACT), (Canberra) TfNSW B80 40MPa 20MM TREMIE B2 EXPOSURE | Concrete_40MPa | Concrete_40MPa | 2022-08-15 | 2026-04-01 | Canberra, ACT | S-P-02336 | Version 1.2 | EPD Australasia | https://epd-australasia.com/wp-content/uploads/2021/04/SP02336_Boral-EPD_NSW-ACT_Aug22_V1.2.pdf | m³ | 2400 |  |  |  | 336 | 0 | 0 | 0 | 0 | 336 | 0 | 0.14 | 0 | 0 | 0 | 0 | 0.14 | 0 | Version 1.0 | Expired
Concrete (in-situ) | Concrete, 35 MPa | >32 MPa to ≤40 MPa | Concrete, 35 MPa, in-situ, no reinforcement, Pre-mix Concrete TfNSW R83 (Boral) (ACT), (Canberra) TfNSW R83 35MPa 20MM HAND/MACHINE PLACED | Concrete_40MPa | Concrete_40MPa | 2022-08-15 | 2026-04-01 | Canberra, ACT | S-P-02336 | Version 1.2 | EPD Australasia | https://epd-australasia.com/wp-content/uploads/2021/04/SP02336_Boral-EPD_NSW-ACT_Aug22_V1.2.pdf | m³ | 2400 |  |  |  | 294 | 0 | 0 | 0 | 0 | 294 | 0 | 0.1225 | 0 | 0 | 0 | 0 | 0.1225 | 0 | Version 1.0 | Expired
Concrete (in-situ) | Concrete, 40 MPa | >32 MPa to ≤40 MPa | Concrete, 40 MPa, in-situ, no reinforcement, Pre-mix Concrete Normal Class GP blend (Boral) (NSW), (Newcastle) Normal Class GP blend 40MPa | Concrete_40MPa | Concrete_40MPa | 2022-08-15 | 2026-04-01 | Newcastle, NSW | S-P-02336 | Version 1.2 | EPD Australasia | https://epd-australasia.com/wp-content/uploads/2021/04/SP02336_Boral-EPD_NSW-ACT_Aug22_V1.2.pdf | m³ | 2400 |  |  |  | 349 | 0 | 0 | 0 | 0 | 349 | 0 | 0.14542 | 0 | 0 | 0 | 0 | 0.14542 | 0 | Version 1.0 | Expired
Concrete (in-situ) | Concrete, 40 MPa | >32 MPa to ≤40 MPa | Concrete, 40 MPa, in-situ, no reinforcement, Pre-mix Concrete Normal Class GP/FA blend (Boral) (NSW), (Newcastle) Normal Class GP/FA blend 40 MPa | Concrete_40MPa | Concrete_40MPa | 2022-08-15 | 2026-04-01 | Newcastle, NSW | S-P-02336 | Version 1.2 | EPD Australasia | https://epd-australasia.com/wp-content/uploads/2021/04/SP02336_Boral-EPD_NSW-ACT_Aug22_V1.2.pdf | m³ | 2400 |  |  |  | 324 | 0 | 0 | 0 | 0 | 324 | 0 | 0.135 | 0 | 0 | 0 | 0 | 0.135 | 0 | Version 1.0 | Expired
Concrete (in-situ) | Concrete, 40 MPa | >32 MPa to ≤40 MPa | Concrete, 40 MPa, in-situ, no reinforcement, Pre-mix Concrete ENVIROCRETE 30% (Boral) (NSW), (Newcastle) ENVIROCRETE 30% 40 MPa | Concrete_40MPa | Concrete_40MPa | 2022-08-15 | 2026-04-01 | Newcastle, NSW | S-P-02336 | Version 1.2 | EPD Australasia | https://epd-australasia.com/wp-content/uploads/2021/04/SP02336_Boral-EPD_NSW-ACT_Aug22_V1.2.pdf | m³ | 2400 |  |  |  | 304 | 0 | 0 | 0 | 0 | 304 | 0 | 0.12667 | 0 | 0 | 0 | 0 | 0.12667 | 0 | Version 1.0 | Expired
Concrete (in-situ) | Concrete, 40 MPa | >32 MPa to ≤40 MPa | Concrete, 40 MPa, in-situ, no reinforcement, Pre-mix Concrete ENVIROCRETE 40% (Boral) (NSW), (Newcastle) ENVIROCRETE 40% 40 MPa | Concrete_40MPa | Concrete_40MPa | 2022-08-15 | 2026-04-01 | Newcastle, NSW | S-P-02336 | Version 1.2 | EPD Australasia | https://epd-australasia.com/wp-content/uploads/2021/04/SP02336_Boral-EPD_NSW-ACT_Aug22_V1.2.pdf | m³ | 2400 |  |  |  | 276 | 0 | 0 | 0 | 0 | 276 | 0 | 0.115 | 0 | 0 | 0 | 0 | 0.115 | 0 | Version 1.0 | Expired
Concrete (in-situ) | Concrete, 40 MPa | >32 MPa to ≤40 MPa | Concrete, 40 MPa, in-situ, no reinforcement, Pre-mix Concrete ENVIROCRETE PLUS (Boral) (NSW), (Newcastle) ENVIROCRETE PLUS 40MPa | Concrete_40MPa | Concrete_40MPa | 2022-08-15 | 2026-04-01 | Newcastle, NSW | S-P-02336 | Version 1.2 | EPD Australasia | https://epd-australasia.com/wp-content/uploads/2021/04/SP02336_Boral-EPD_NSW-ACT_Aug22_V1.2.pdf | m³ | 2400 |  |  |  | 265 | 0 | 0 | 0 | 0 | 265 | 0 | 0.11042 | 0 | 0 | 0 | 0 | 0.11042 | 0 | Version 1.0 | Expired
Concrete (in-situ) | Concrete, 40 MPa | >32 MPa to ≤40 MPa | Concrete, 40 MPa, in-situ, no reinforcement, Pre-mix Concrete ENVISIA (Boral) (NSW), (Newcastle) ENVISIA 40MPa | Concrete_40MPa | Concrete_40MPa | 2022-08-15 | 2026-04-01 | Newcastle, NSW | S-P-02336 | Version 1.2 | EPD Australasia | https://epd-australasia.com/wp-content/uploads/2021/04/SP02336_Boral-EPD_NSW-ACT_Aug22_V1.2.pdf | m³ | 2400 |  |  |  | 249 | 0 | 0 | 0 | 0 | 249 | 0 | 0.10375 | 0 | 0 | 0 | 0 | 0.10375 | 0 | Version 1.0 | Expired
Concrete (in-situ) | Concrete, 40 MPa | >32 MPa to ≤40 MPa | Concrete, 40 MPa, in-situ, no reinforcement, Pre-mix Concrete POST TENSIONED (Boral) (NSW), (Newcastle) POST TENSIONED 40MPa 22@3 | Concrete_40MPa | Concrete_40MPa | 2022-08-15 | 2026-04-01 | Newcastle, NSW | S-P-02336 | Version 1.2 | EPD Australasia | https://epd-australasia.com/wp-content/uploads/2021/04/SP02336_Boral-EPD_NSW-ACT_Aug22_V1.2.pdf | m³ | 2400 |  |  |  | 335 | 0 | 0 | 0 | 0 | 335 | 0 | 0.13958 | 0 | 0 | 0 | 0 | 0.13958 | 0 | Version 1.0 | Expired
Concrete (in-situ) | Concrete, 40 MPa | >32 MPa to ≤40 MPa | Concrete, 40 MPa, in-situ, no reinforcement, Pre-mix Concrete POST TENSIONED (Boral) (NSW), (Newcastle) POST TENSIONED 40MPa 22@4 | Concrete_40MPa | Concrete_40MPa | 2022-08-15 | 2026-04-01 | Newcastle, NSW | S-P-02336 | Version 1.2 | EPD Australasia | https://epd-australasia.com/wp-content/uploads/2021/04/SP02336_Boral-EPD_NSW-ACT_Aug22_V1.2.pdf | m³ | 2400 |  |  |  | 323 | 0 | 0 | 0 | 0 | 323 | 0 | 0.13458 | 0 | 0 | 0 | 0 | 0.13458 | 0 | Version 1.0 | Expired
Concrete (in-situ) | Concrete, 40 MPa | >32 MPa to ≤40 MPa | Concrete, 40 MPa, in-situ, no reinforcement, Pre-mix Concrete POST TENSIONED (Boral) (NSW), (Newcastle) POST TENSIONED 40MPa 22@5 | Concrete_40MPa | Concrete_40MPa | 2022-08-15 | 2026-04-01 | Newcastle, NSW | S-P-02336 | Version 1.2 | EPD Australasia | https://epd-australasia.com/wp-content/uploads/2021/04/SP02336_Boral-EPD_NSW-ACT_Aug22_V1.2.pdf | m³ | 2400 |  |  |  | 315 | 0 | 0 | 0 | 0 | 315 | 0 | 0.13125 | 0 | 0 | 0 | 0 | 0.13125 | 0 | Version 1.0 | Expired
Concrete (in-situ) | Concrete, 40 MPa | >32 MPa to ≤40 MPa | Concrete, 40 MPa, in-situ, no reinforcement, Pre-mix Concrete TREMIE (Boral) (NSW), (Newcastle) TREMIE 40MPa | Concrete_40MPa | Concrete_40MPa | 2022-08-15 | 2026-04-01 | Newcastle, NSW | S-P-02336 | Version 1.2 | EPD Australasia | https://epd-australasia.com/wp-content/uploads/2021/04/SP02336_Boral-EPD_NSW-ACT_Aug22_V1.2.pdf | m³ | 2400 |  |  |  | 258 | 0 | 0 | 0 | 0 | 258 | 0 | 0.1075 | 0 | 0 | 0 | 0 | 0.1075 | 0 | Version 1.0 | Expired
Concrete (in-situ) | Shotcrete | 40 MPa shotcrete | Concrete, 40 MPa, in-situ, no reinforcement, Pre-mix Concrete SHOTCRETE (Boral) (NSW), (Newcastle) SHOTCRETE 40MPa 10MM | Concrete_shotcrete | Concrete_shotcrete | 2022-08-15 | 2026-04-01 | Newcastle, NSW | S-P-02336 | Version 1.2 | EPD Australasia | https://epd-australasia.com/wp-content/uploads/2021/04/SP02336_Boral-EPD_NSW-ACT_Aug22_V1.2.pdf | m³ | 2400 |  |  |  | 309 | 0 | 0 | 0 | 0 | 309 | 0 | 0.12875 | 0 | 0 | 0 | 0 | 0.12875 | 0 | Version 1.0 | Expired
Concrete (in-situ) | Concrete, 40 MPa | >32 MPa to ≤40 MPa | Concrete, 40 MPa, in-situ, no reinforcement, Pre-mix Concrete Normal Class GP/GGBFS blend (Boral) (NSW), (Newcastle) Normal Class GP/GGBFS blend 40 MPa | Concrete_40MPa | Concrete_40MPa | 2022-08-15 | 2026-04-01 | Newcastle, NSW | S-P-02336 | Version 1.2 | EPD Australasia | https://epd-australasia.com/wp-content/uploads/2021/04/SP02336_Boral-EPD_NSW-ACT_Aug22_V1.2.pdf | m³ | 2400 |  |  |  | 247 | 0 | 0 | 0 | 0 | 247 | 0 | 0.10292 | 0 | 0 | 0 | 0 | 0.10292 | 0 | Version 1.0 | Expired
Concrete (in-situ) | Concrete, 40 MPa | >32 MPa to ≤40 MPa | Concrete, 40 MPa, in-situ, no reinforcement, Pre-mix Concrete TfNSW B80 (Boral) (NSW), (Newcastle) TfNSW B80 40MPa 20MM PUMP B1 EXPOSURE | Concrete_40MPa | Concrete_40MPa | 2022-08-15 | 2026-04-01 | Newcastle, NSW | S-P-02336 | Version 1.2 | EPD Australasia | https://epd-australasia.com/wp-content/uploads/2021/04/SP02336_Boral-EPD_NSW-ACT_Aug22_V1.2.pdf | m³ | 2400 |  |  |  | 308 | 0 | 0 | 0 | 0 | 308 | 0 | 0.12833 | 0 | 0 | 0 | 0 | 0.12833 | 0 | Version 1.0 | Expired
Concrete (in-situ) | Concrete, 40 MPa | >32 MPa to ≤40 MPa | Concrete, 40 MPa, in-situ, no reinforcement, Pre-mix Concrete TfNSW B80 (Boral) (NSW), (Newcastle) TfNSW B80 40MPa 20MM PUMP B2 EXPOSURE | Concrete_40MPa | Concrete_40MPa | 2022-08-15 | 2026-04-01 | Newcastle, NSW | S-P-02336 | Version 1.2 | EPD Australasia | https://epd-australasia.com/wp-content/uploads/2021/04/SP02336_Boral-EPD_NSW-ACT_Aug22_V1.2.pdf | m³ | 2400 |  |  |  | 314 | 0 | 0 | 0 | 0 | 314 | 0 | 0.13083 | 0 | 0 | 0 | 0 | 0.13083 | 0 | Version 1.0 | Expired
Concrete (in-situ) | Concrete, 40 MPa | >32 MPa to ≤40 MPa | Concrete, 40 MPa, in-situ, no reinforcement, Pre-mix Concrete TfNSW B80 (Boral) (NSW), (Newcastle) TfNSW B80 40MPa 20MM TREMIE B2 EXPOSURE | Concrete_40MPa | Concrete_40MPa | 2022-08-15 | 2026-04-01 | Newcastle, NSW | S-P-02336 | Version 1.2 | EPD Australasia | https://epd-australasia.com/wp-content/uploads/2021/04/SP02336_Boral-EPD_NSW-ACT_Aug22_V1.2.pdf | m³ | 2400 |  |  |  | 322 | 0 | 0 | 0 | 0 | 322 | 0 | 0.13417 | 0 | 0 | 0 | 0 | 0.13417 | 0 | Version 1.0 | Expired
Concrete (in-situ) | Concrete, 40 MPa | >32 MPa to ≤40 MPa | Concrete, 40 MPa, in-situ, no reinforcement, Pre-mix Concrete Normal Class GP blend (Boral) (NSW), (Sydney) Normal Class GP blend 40MPa | Concrete_40MPa | Concrete_40MPa | 2022-08-15 | 2026-04-01 | Sydney, NSW | S-P-02336 | Version 1.2 | EPD Australasia | https://epd-australasia.com/wp-content/uploads/2021/04/SP02336_Boral-EPD_NSW-ACT_Aug22_V1.2.pdf | m³ | 2400 |  |  |  | 357 | 0 | 0 | 0 | 0 | 357 | 0 | 0.14875 | 0 | 0 | 0 | 0 | 0.14875 | 0 | Version 1.0 | Expired
Concrete (in-situ) | Concrete, 40 MPa | >32 MPa to ≤40 MPa | Concrete, 40 MPa, in-situ, no reinforcement, Pre-mix Concrete Normal Class GP/FA blend (Boral) (NSW), (Sydney) Normal Class GP/FA blend 40 MPa | Concrete_40MPa | Concrete_40MPa | 2022-08-15 | 2026-04-01 | Sydney, NSW | S-P-02336 | Version 1.2 | EPD Australasia | https://epd-australasia.com/wp-content/uploads/2021/04/SP02336_Boral-EPD_NSW-ACT_Aug22_V1.2.pdf | m³ | 2400 |  |  |  | 333 | 0 | 0 | 0 | 0 | 333 | 0 | 0.13875 | 0 | 0 | 0 | 0 | 0.13875 | 0 | Version 1.0 | Expired
Concrete (in-situ) | Concrete, 40 MPa | >32 MPa to ≤40 MPa | Concrete, 40 MPa, in-situ, no reinforcement, Pre-mix Concrete Normal Class GP/GGBFS blend (Boral) (NSW), (Sydney) Normal Class GP/GGBFS blend 40 MPa | Concrete_40MPa | Concrete_40MPa | 2022-08-15 | 2026-04-01 | Sydney, NSW | S-P-02336 | Version 1.2 | EPD Australasia | https://epd-australasia.com/wp-content/uploads/2021/04/SP02336_Boral-EPD_NSW-ACT_Aug22_V1.2.pdf | m³ | 2400 |  |  |  | 250 | 0 | 0 | 0 | 0 | 250 | 0 | 0.10417 | 0 | 0 | 0 | 0 | 0.10417 | 0 | Version 1.0 | Expired
Concrete (in-situ) | Concrete, 40 MPa | >32 MPa to ≤40 MPa | Concrete, 40 MPa, in-situ, no reinforcement, Pre-mix Concrete Normal Class GP/GGBFS /FA blend (Boral) (NSW), (Sydney) Normal Class GP/GGBFS /FA blend 40 MPa | Concrete_40MPa | Concrete_40MPa | 2022-08-15 | 2026-04-01 | Sydney, NSW | S-P-02336 | Version 1.2 | EPD Australasia | https://epd-australasia.com/wp-content/uploads/2021/04/SP02336_Boral-EPD_NSW-ACT_Aug22_V1.2.pdf | m³ | 2400 |  |  |  | 246 | 0 | 0 | 0 | 0 | 246 | 0 | 0.1025 | 0 | 0 | 0 | 0 | 0.1025 | 0 | Version 1.0 | Expired
Concrete (in-situ) | Concrete, 40 MPa | >32 MPa to ≤40 MPa | Concrete, 40 MPa, in-situ, no reinforcement, Pre-mix Concrete ENVIROCRETE 30% (Boral) (NSW), (Sydney) ENVIROCRETE 30% 40 MPa | Concrete_40MPa | Concrete_40MPa | 2022-08-15 | 2026-04-01 | Sydney, NSW | S-P-02336 | Version 1.2 | EPD Australasia | https://epd-australasia.com/wp-content/uploads/2021/04/SP02336_Boral-EPD_NSW-ACT_Aug22_V1.2.pdf | m³ | 2400 |  |  |  | 312 | 0 | 0 | 0 | 0 | 312 | 0 | 0.13 | 0 | 0 | 0 | 0 | 0.13 | 0 | Version 1.0 | Expired
Concrete (in-situ) | Concrete, 40 MPa | >32 MPa to ≤40 MPa | Concrete, 40 MPa, in-situ, no reinforcement, Pre-mix Concrete ENVIROCRETE 40% (Boral) (NSW), (Sydney) ENVIROCRETE 40% 40 MPa | Concrete_40MPa | Concrete_40MPa | 2022-08-15 | 2026-04-01 | Sydney, NSW | S-P-02336 | Version 1.2 | EPD Australasia | https://epd-australasia.com/wp-content/uploads/2021/04/SP02336_Boral-EPD_NSW-ACT_Aug22_V1.2.pdf | m³ | 2400 |  |  |  | 282 | 0 | 0 | 0 | 0 | 282 | 0 | 0.1175 | 0 | 0 | 0 | 0 | 0.1175 | 0 | Version 1.0 | Expired
Concrete (in-situ) | Concrete, 40 MPa | >32 MPa to ≤40 MPa | Concrete, 40 MPa, in-situ, no reinforcement, Pre-mix Concrete ENVIROCRETE PLUS (Boral) (NSW), (Sydney) ENVIROCRETE PLUS 40MPa | Concrete_40MPa | Concrete_40MPa | 2022-08-15 | 2026-04-01 | Sydney, NSW | S-P-02336 | Version 1.2 | EPD Australasia | https://epd-australasia.com/wp-content/uploads/2021/04/SP02336_Boral-EPD_NSW-ACT_Aug22_V1.2.pdf | m³ | 2400 |  |  |  | 272 | 0 | 0 | 0 | 0 | 272 | 0 | 0.11333 | 0 | 0 | 0 | 0 | 0.11333 | 0 | Version 1.0 | Expired
Concrete (in-situ) | Concrete, 40 MPa | >32 MPa to ≤40 MPa | Concrete, 40 MPa, in-situ, no reinforcement, Pre-mix Concrete TREMIE (Boral) (NSW), (Sydney) TREMIE 40MPa | Concrete_40MPa | Concrete_40MPa | 2022-08-15 | 2026-04-01 | Sydney, NSW | S-P-02336 | Version 1.2 | EPD Australasia | https://epd-australasia.com/wp-content/uploads/2021/04/SP02336_Boral-EPD_NSW-ACT_Aug22_V1.2.pdf | m³ | 2400 |  |  |  | 258 | 0 | 0 | 0 | 0 | 258 | 0 | 0.1075 | 0 | 0 | 0 | 0 | 0.1075 | 0 | Version 1.0 | Expired
Concrete (in-situ) | Concrete, 40 MPa | >32 MPa to ≤40 MPa | Concrete, 40 MPa, in-situ, no reinforcement, Pre-mix Concrete ENVISIA (Boral) (NSW), (Sydney) ENVISIA 40MPa | Concrete_40MPa | Concrete_40MPa | 2022-08-15 | 2026-04-01 | Sydney, NSW | S-P-02336 | Version 1.2 | EPD Australasia | https://epd-australasia.com/wp-content/uploads/2021/04/SP02336_Boral-EPD_NSW-ACT_Aug22_V1.2.pdf | m³ | 2400 |  |  |  | 249 | 0 | 0 | 0 | 0 | 249 | 0 | 0.10375 | 0 | 0 | 0 | 0 | 0.10375 | 0 | Version 1.0 | Expired
Concrete (in-situ) | Shotcrete | 40 MPa shotcrete | Concrete, 40 MPa, in-situ, no reinforcement, Pre-mix Concrete SHOTCRETE (Boral) (NSW), (Sydney) SHOTCRETE 40MPa 10MM | Concrete_shotcrete | Concrete_shotcrete | 2022-08-15 | 2026-04-01 | Sydney, NSW | S-P-02336 | Version 1.2 | EPD Australasia | https://epd-australasia.com/wp-content/uploads/2021/04/SP02336_Boral-EPD_NSW-ACT_Aug22_V1.2.pdf | m³ | 2400 |  |  |  | 309 | 0 | 0 | 0 | 0 | 309 | 0 | 0.12875 | 0 | 0 | 0 | 0 | 0.12875 | 0 | Version 1.0 | Expired
Concrete (in-situ) | Concrete, 40 MPa | >32 MPa to ≤40 MPa | Concrete, 40 MPa, in-situ, no reinforcement, Pre-mix Concrete POST TENSIONED (Boral) (NSW), (Sydney) POST TENSIONED 40MPa 22@3 | Concrete_40MPa | Concrete_40MPa | 2022-08-15 | 2026-04-01 | Sydney, NSW | S-P-02336 | Version 1.2 | EPD Australasia | https://epd-australasia.com/wp-content/uploads/2021/04/SP02336_Boral-EPD_NSW-ACT_Aug22_V1.2.pdf | m³ | 2400 |  |  |  | 342 | 0 | 0 | 0 | 0 | 342 | 0 | 0.1425 | 0 | 0 | 0 | 0 | 0.1425 | 0 | Version 1.0 | Expired
Concrete (in-situ) | Concrete, 40 MPa | >32 MPa to ≤40 MPa | Concrete, 40 MPa, in-situ, no reinforcement, Pre-mix Concrete POST TENSIONED (Boral) (NSW), (Sydney) POST TENSIONED 40MPa 22@4 | Concrete_40MPa | Concrete_40MPa | 2022-08-15 | 2026-04-01 | Sydney, NSW | S-P-02336 | Version 1.2 | EPD Australasia | https://epd-australasia.com/wp-content/uploads/2021/04/SP02336_Boral-EPD_NSW-ACT_Aug22_V1.2.pdf | m³ | 2400 |  |  |  | 335 | 0 | 0 | 0 | 0 | 335 | 0 | 0.13958 | 0 | 0 | 0 | 0 | 0.13958 | 0 | Version 1.0 | Expired
Concrete (in-situ) | Concrete, 40 MPa | >32 MPa to ≤40 MPa | Concrete, 40 MPa, in-situ, no reinforcement, Pre-mix Concrete POST TENSIONED (Boral) (NSW), (Sydney) POST TENSIONED 40MPa 22@5 | Concrete_40MPa | Concrete_40MPa | 2022-08-15 | 2026-04-01 | Sydney, NSW | S-P-02336 | Version 1.2 | EPD Australasia | https://epd-australasia.com/wp-content/uploads/2021/04/SP02336_Boral-EPD_NSW-ACT_Aug22_V1.2.pdf | m³ | 2400 |  |  |  | 325 | 0 | 0 | 0 | 0 | 325 | 0 | 0.13542 | 0 | 0 | 0 | 0 | 0.13542 | 0 | Version 1.0 | Expired
Concrete (in-situ) | Concrete, 40 MPa | >32 MPa to ≤40 MPa | Concrete, 40 MPa, in-situ, no reinforcement, Pre-mix Concrete TfNSW B80 (Boral) (NSW), (Sydney) TfNSW B80 40MPa 20MM TREMIE B2 EXPOSURE | Concrete_40MPa | Concrete_40MPa | 2022-08-15 | 2026-04-01 | Sydney, NSW | S-P-02336 | Version 1.2 | EPD Australasia | https://epd-australasia.com/wp-content/uploads/2021/04/SP02336_Boral-EPD_NSW-ACT_Aug22_V1.2.pdf | m³ | 2400 |  |  |  | 235 | 0 | 0 | 0 | 0 | 235 | 0 | 0.097917 | 0 | 0 | 0 | 0 | 0.097917 | 0 | Version 1.0 | Expired
Concrete (in-situ) | Concrete, 35 MPa | >32 MPa to ≤40 MPa | Concrete, 35 MPa, in-situ, no reinforcement, Pre-mix Concrete TfNSW R83 (Boral) (NSW), (Sydney) TfNSW R83 35MPa 20MM HAND/MACHINE PLACED | Concrete_40MPa | Concrete_40MPa | 2022-08-15 | 2026-04-01 | Sydney, NSW | S-P-02336 | Version 1.2 | EPD Australasia | https://epd-australasia.com/wp-content/uploads/2021/04/SP02336_Boral-EPD_NSW-ACT_Aug22_V1.2.pdf | m³ | 2400 |  |  |  | 289 | 0 | 0 | 0 | 0 | 289 | 0 | 0.12042 | 0 | 0 | 0 | 0 | 0.12042 | 0 | Version 1.0 | Expired
Concrete (in-situ) | Concrete, 40 MPa | >32 MPa to ≤40 MPa | Concrete, 40 MPa, in-situ, no reinforcement, Pre-mix Concrete TfNSW B80 (Boral) (NSW), (Sydney) TfNSW B80 40MPa 20MM PUMP B1 EXPOSURE | Concrete_40MPa | Concrete_40MPa | 2022-08-15 | 2026-04-01 | Sydney, NSW | S-P-02336 | Version 1.2 | EPD Australasia | https://epd-australasia.com/wp-content/uploads/2021/04/SP02336_Boral-EPD_NSW-ACT_Aug22_V1.2.pdf | m³ | 2400 |  |  |  | 313 | 0 | 0 | 0 | 0 | 313 | 0 | 0.13042 | 0 | 0 | 0 | 0 | 0.13042 | 0 | Version 1.0 | Expired
Concrete (in-situ) | Concrete, 40 MPa | >32 MPa to ≤40 MPa | Concrete, 40 MPa, in-situ, no reinforcement, Pre-mix Concrete TfNSW B80 (Boral) (NSW), (Sydney) TfNSW B80 40MPa 20MM PUMP B2 EXPOSURE | Concrete_40MPa | Concrete_40MPa | 2022-08-15 | 2026-04-01 | Sydney, NSW | S-P-02336 | Version 1.2 | EPD Australasia | https://epd-australasia.com/wp-content/uploads/2021/04/SP02336_Boral-EPD_NSW-ACT_Aug22_V1.2.pdf | m³ | 2400 |  |  |  | 231 | 0 | 0 | 0 | 0 | 231 | 0 | 0.09625 | 0 | 0 | 0 | 0 | 0.09625 | 0 | Version 1.0 | Expired
Concrete (in-situ) | Concrete, 40 MPa | >32 MPa to ≤40 MPa | Concrete, 40 MPa, in-situ, no reinforcement, Pre-mix Concrete Normal Class GP blend (Boral) (NSW), (Wollongong) Normal Class GP blend 40MPa | Concrete_40MPa | Concrete_40MPa | 2022-08-15 | 2026-04-01 | Wollongong, NSW | S-P-02336 | Version 1.2 | EPD Australasia | https://epd-australasia.com/wp-content/uploads/2021/04/SP02336_Boral-EPD_NSW-ACT_Aug22_V1.2.pdf | m³ | 2400 |  |  |  | 354 | 0 | 0 | 0 | 0 | 354 | 0 | 0.1475 | 0 | 0 | 0 | 0 | 0.1475 | 0 | Version 1.0 | Expired
Concrete (in-situ) | Concrete, 40 MPa | >32 MPa to ≤40 MPa | Concrete, 40 MPa, in-situ, no reinforcement, Pre-mix Concrete Normal Class GP/FA blend (Boral) (NSW), (Wollongong) Normal Class GP/FA blend 40 MPa | Concrete_40MPa | Concrete_40MPa | 2022-08-15 | 2026-04-01 | Wollongong, NSW | S-P-02336 | Version 1.2 | EPD Australasia | https://epd-australasia.com/wp-content/uploads/2021/04/SP02336_Boral-EPD_NSW-ACT_Aug22_V1.2.pdf | m³ | 2400 |  |  |  | 330 | 0 | 0 | 0 | 0 | 330 | 0 | 0.1375 | 0 | 0 | 0 | 0 | 0.1375 | 0 | Version 1.0 | Expired
Concrete (in-situ) | Concrete, 40 MPa | >32 MPa to ≤40 MPa | Concrete, 40 MPa, in-situ, no reinforcement, Pre-mix Concrete Normal Class GP/GGBFS blend (Boral) (NSW), (Wollongong) Normal Class GP/GGBFS blend 40 MPa | Concrete_40MPa | Concrete_40MPa | 2022-08-15 | 2026-04-01 | Wollongong, NSW | S-P-02336 | Version 1.2 | EPD Australasia | https://epd-australasia.com/wp-content/uploads/2021/04/SP02336_Boral-EPD_NSW-ACT_Aug22_V1.2.pdf | m³ | 2400 |  |  |  | 245 | 0 | 0 | 0 | 0 | 245 | 0 | 0.10208 | 0 | 0 | 0 | 0 | 0.10208 | 0 | Version 1.0 | Expired
Concrete (in-situ) | Concrete, 40 MPa | >32 MPa to ≤40 MPa | Concrete, 40 MPa, in-situ, no reinforcement, Pre-mix Concrete TfNSW B80 (Boral) (NSW), (Wollongong) TfNSW B80 40MPa 20MM PUMP B1 EXPOSURE | Concrete_40MPa | Concrete_40MPa | 2022-08-15 | 2026-04-01 | Wollongong, NSW | S-P-02336 | Version 1.2 | EPD Australasia | https://epd-australasia.com/wp-content/uploads/2021/04/SP02336_Boral-EPD_NSW-ACT_Aug22_V1.2.pdf | m³ | 2400 |  |  |  | 313 | 0 | 0 | 0 | 0 | 313 | 0 | 0.13042 | 0 | 0 | 0 | 0 | 0.13042 | 0 | Version 1.0 | Expired
Concrete (in-situ) | Concrete, 40 MPa | >32 MPa to ≤40 MPa | Concrete, 40 MPa, in-situ, no reinforcement, Pre-mix Concrete Normal Class GP/GGBFS /FA blend (Boral) (NSW), (Wollongong) Normal Class GP/GGBFS /FA blend 40 MPa | Concrete_40MPa | Concrete_40MPa | 2022-08-15 | 2026-04-01 | Wollongong, NSW | S-P-02336 | Version 1.2 | EPD Australasia | https://epd-australasia.com/wp-content/uploads/2021/04/SP02336_Boral-EPD_NSW-ACT_Aug22_V1.2.pdf | m³ | 2400 |  |  |  | 256 | 0 | 0 | 0 | 0 | 256 | 0 | 0.10667 | 0 | 0 | 0 | 0 | 0.10667 | 0 | Version 1.0 | Expired
Concrete (in-situ) | Concrete, 40 MPa | >32 MPa to ≤40 MPa | Concrete, 40 MPa, in-situ, no reinforcement, Pre-mix Concrete TfNSW B80 (Boral) (NSW), (Wollongong) TfNSW B80 40MPa 20MM PUMP B2 EXPOSURE | Concrete_40MPa | Concrete_40MPa | 2022-08-15 | 2026-04-01 | Wollongong, NSW | S-P-02336 | Version 1.2 | EPD Australasia | https://epd-australasia.com/wp-content/uploads/2021/04/SP02336_Boral-EPD_NSW-ACT_Aug22_V1.2.pdf | m³ | 2400 |  |  |  | 320 | 0 | 0 | 0 | 0 | 320 | 0 | 0.13333 | 0 | 0 | 0 | 0 | 0.13333 | 0 | Version 1.0 | Expired
Concrete (in-situ) | Concrete, 40 MPa | >32 MPa to ≤40 MPa | Concrete, 40 MPa, in-situ, no reinforcement, Pre-mix Concrete TfNSW B80 (Boral) (NSW), (Wollongong) TfNSW B80 40MPa 20MM TREMIE B2 EXPOSURE | Concrete_40MPa | Concrete_40MPa | 2022-08-15 | 2026-04-01 | Wollongong, NSW | S-P-02336 | Version 1.2 | EPD Australasia | https://epd-australasia.com/wp-content/uploads/2021/04/SP02336_Boral-EPD_NSW-ACT_Aug22_V1.2.pdf | m³ | 2400 |  |  |  | 329 | 0 | 0 | 0 | 0 | 329 | 0 | 0.13708 | 0 | 0 | 0 | 0 | 0.13708 | 0 | Version 1.0 | Expired
Concrete (in-situ) | Concrete, 35 MPa | >32 MPa to ≤40 MPa | Concrete, 35 MPa, in-situ, no reinforcement, Pre-mix Concrete TfNSW R83 (Boral) (NSW), (Wollongong) TfNSW R83 35MPa 20MM HAND/MACHINE PLACED | Concrete_40MPa | Concrete_40MPa | 2022-08-15 | 2026-04-01 | Wollongong, NSW | S-P-02336 | Version 1.2 | EPD Australasia | https://epd-australasia.com/wp-content/uploads/2021/04/SP02336_Boral-EPD_NSW-ACT_Aug22_V1.2.pdf | m³ | 2400 |  |  |  | 287 | 0 | 0 | 0 | 0 | 287 | 0 | 0.11958 | 0 | 0 | 0 | 0 | 0.11958 | 0 | Version 1.0 | Expired
Concrete (in-situ) | Concrete, 40 MPa | >32 MPa to ≤40 MPa | Concrete, 40 MPa, in-situ, no reinforcement, Pre-mix Concrete ENVIROCRETE 30% (Boral) (NSW), (Wollongong) ENVIROCRETE 30% 40 MPa | Concrete_40MPa | Concrete_40MPa | 2022-08-15 | 2026-04-01 | Wollongong, NSW | S-P-02336 | Version 1.2 | EPD Australasia | https://epd-australasia.com/wp-content/uploads/2021/04/SP02336_Boral-EPD_NSW-ACT_Aug22_V1.2.pdf | m³ | 2400 |  |  |  | 310 | 0 | 0 | 0 | 0 | 310 | 0 | 0.12917 | 0 | 0 | 0 | 0 | 0.12917 | 0 | Version 1.0 | Expired
Concrete (in-situ) | Concrete, 40 MPa | >32 MPa to ≤40 MPa | Concrete, 40 MPa, in-situ, no reinforcement, Pre-mix Concrete ENVIROCRETE 40% (Boral) (NSW), (Wollongong) ENVIROCRETE 40% 40 MPa | Concrete_40MPa | Concrete_40MPa | 2022-08-15 | 2026-04-01 | Wollongong, NSW | S-P-02336 | Version 1.2 | EPD Australasia | https://epd-australasia.com/wp-content/uploads/2021/04/SP02336_Boral-EPD_NSW-ACT_Aug22_V1.2.pdf | m³ | 2400 |  |  |  | 278 | 0 | 0 | 0 | 0 | 278 | 0 | 0.11583 | 0 | 0 | 0 | 0 | 0.11583 | 0 | Version 1.0 | Expired
Concrete (in-situ) | Concrete, 40 MPa | >32 MPa to ≤40 MPa | Concrete, 40 MPa, in-situ, no reinforcement, Pre-mix Concrete ENVIROCRETE PLUS (Boral) (NSW), (Wollongong) ENVIROCRETE PLUS 40MPa | Concrete_40MPa | Concrete_40MPa | 2022-08-15 | 2026-04-01 | Wollongong, NSW | S-P-02336 | Version 1.2 | EPD Australasia | https://epd-australasia.com/wp-content/uploads/2021/04/SP02336_Boral-EPD_NSW-ACT_Aug22_V1.2.pdf | m³ | 2400 |  |  |  | 268 | 0 | 0 | 0 | 0 | 268 | 0 | 0.11167 | 0 | 0 | 0 | 0 | 0.11167 | 0 | Version 1.0 | Expired
Concrete (in-situ) | Concrete, 40 MPa | >32 MPa to ≤40 MPa | Concrete, 40 MPa, in-situ, no reinforcement, Pre-mix Concrete ENVISIA (Boral) (NSW), (Wollongong) ENVISIA 40MPa | Concrete_40MPa | Concrete_40MPa | 2022-08-15 | 2026-04-01 | Wollongong, NSW | S-P-02336 | Version 1.2 | EPD Australasia | https://epd-australasia.com/wp-content/uploads/2021/04/SP02336_Boral-EPD_NSW-ACT_Aug22_V1.2.pdf | m³ | 2400 |  |  |  | 247 | 0 | 0 | 0 | 0 | 247 | 0 | 0.10292 | 0 | 0 | 0 | 0 | 0.10292 | 0 | Version 1.0 | Expired
Concrete (in-situ) | Concrete, 40 MPa | >32 MPa to ≤40 MPa | Concrete, 40 MPa, in-situ, no reinforcement, Pre-mix Concrete POST TENSIONED (Boral) (NSW), (Wollongong) POST TENSIONED 40MPa 22@3 | Concrete_40MPa | Concrete_40MPa | 2022-08-15 | 2026-04-01 | Wollongong, NSW | S-P-02336 | Version 1.2 | EPD Australasia | https://epd-australasia.com/wp-content/uploads/2021/04/SP02336_Boral-EPD_NSW-ACT_Aug22_V1.2.pdf | m³ | 2400 |  |  |  | 339 | 0 | 0 | 0 | 0 | 339 | 0 | 0.14125 | 0 | 0 | 0 | 0 | 0.14125 | 0 | Version 1.0 | Expired
Concrete (in-situ) | Concrete, 40 MPa | >32 MPa to ≤40 MPa | Concrete, 40 MPa, in-situ, no reinforcement, Pre-mix Concrete POST TENSIONED (Boral) (NSW), (Wollongong) POST TENSIONED 40MPa 22@4 | Concrete_40MPa | Concrete_40MPa | 2022-08-15 | 2026-04-01 | Wollongong, NSW | S-P-02336 | Version 1.2 | EPD Australasia | https://epd-australasia.com/wp-content/uploads/2021/04/SP02336_Boral-EPD_NSW-ACT_Aug22_V1.2.pdf | m³ | 2400 |  |  |  | 330 | 0 | 0 | 0 | 0 | 330 | 0 | 0.1375 | 0 | 0 | 0 | 0 | 0.1375 | 0 | Version 1.0 | Expired
Concrete (in-situ) | Concrete, 40 MPa | >32 MPa to ≤40 MPa | Concrete, 40 MPa, in-situ, no reinforcement, Pre-mix Concrete POST TENSIONED (Boral) (NSW), (Wollongong) POST TENSIONED 40MPa 22@5 | Concrete_40MPa | Concrete_40MPa | 2022-08-15 | 2026-04-01 | Wollongong, NSW | S-P-02336 | Version 1.2 | EPD Australasia | https://epd-australasia.com/wp-content/uploads/2021/04/SP02336_Boral-EPD_NSW-ACT_Aug22_V1.2.pdf | m³ | 2400 |  |  |  | 321 | 0 | 0 | 0 | 0 | 321 | 0 | 0.13375 | 0 | 0 | 0 | 0 | 0.13375 | 0 | Version 1.0 | Expired
Concrete (in-situ) | Concrete, 40 MPa | >32 MPa to ≤40 MPa | Concrete, 40 MPa, in-situ, no reinforcement, Pre-mix Concrete TREMIE (Boral) (NSW), (Wollongong) TREMIE 40MPa | Concrete_40MPa | Concrete_40MPa | 2022-08-15 | 2026-04-01 | Wollongong, NSW | S-P-02336 | Version 1.2 | EPD Australasia | https://epd-australasia.com/wp-content/uploads/2021/04/SP02336_Boral-EPD_NSW-ACT_Aug22_V1.2.pdf | m³ | 2400 |  |  |  | 309 | 0 | 0 | 0 | 0 | 309 | 0 | 0.12875 | 0 | 0 | 0 | 0 | 0.12875 | 0 | Version 1.0 | Expired
Concrete (in-situ) | Shotcrete | 40 MPa shotcrete | Concrete, 40 MPa, in-situ, no reinforcement, Pre-mix Concrete SHOTCRETE (Boral) (NSW), (Wollongong) SHOTCRETE 40MPa 10MM | Concrete_shotcrete | Concrete_shotcrete | 2022-08-15 | 2026-04-01 | Wollongong, NSW | S-P-02336 | Version 1.2 | EPD Australasia | https://epd-australasia.com/wp-content/uploads/2021/04/SP02336_Boral-EPD_NSW-ACT_Aug22_V1.2.pdf | m³ | 2400 |  |  |  | 374 | 0 | 0 | 0 | 0 | 374 | 0 | 0.15583 | 0 | 0 | 0 | 0 | 0.15583 | 0 | Version 1.0 | Expired
Concrete (in-situ) | Concrete, 40 MPa | >32 MPa to ≤40 MPa | Concrete, 40 MPa, in-situ, no reinforcement, Pre-mix Concrete Normal Class GP blend (Boral) (TAS), (Hobart) Normal Class GP blend 40MPa | Concrete_40MPa | Concrete_40MPa | 2021-10-15 | 2026-05-01 | Hobart, TAS | S-P-02337 |  | EPD Australasia | https://epd-australasia.com/wp-content/uploads/2021/05/BoralConcrete_EPDv1.1_2021_Tasmania_hr.pdf | m³ | 2400 |  |  |  | 382 | 0 | 0 | 0 | 0 | 382 | 0 | 0.15917 | 0 | 0 | 0 | 0 | 0.15917 | 0 | Version 1.0 | Expired
Concrete (in-situ) | Concrete, 40 MPa | >32 MPa to ≤40 MPa | Concrete, 40 MPa, in-situ, no reinforcement, Pre-mix Concrete ENVISIA (Boral) (TAS), (Hobart) ENVISIA 40 MPa | Concrete_40MPa | Concrete_40MPa | 2021-10-15 | 2026-05-01 | Hobart, TAS | S-P-02337 |  | EPD Australasia | https://epd-australasia.com/wp-content/uploads/2021/05/BoralConcrete_EPDv1.1_2021_Tasmania_hr.pdf | m³ | 2400 |  |  |  | 340 | 0 | 0 | 0 | 0 | 340 | 0 | 0.14167 | 0 | 0 | 0 | 0 | 0.14167 | 0 | Version 1.0 | Expired
Concrete (in-situ) | Concrete, 40 MPa | >32 MPa to ≤40 MPa | Concrete, 40 MPa, in-situ, no reinforcement, Pre-mix Concrete Normal Class GP blend (Boral) (TAS), (Launceston) Normal Class GP blend 40MPa | Concrete_40MPa | Concrete_40MPa | 2021-10-15 | 2026-05-01 | Launceston, TAS | S-P-02337 |  | EPD Australasia | https://epd-australasia.com/wp-content/uploads/2021/05/BoralConcrete_EPDv1.1_2021_Tasmania_hr.pdf | m³ | 2400 |  |  |  | 372 | 0 | 0 | 0 | 0 | 372 | 0 | 0.155 | 0 | 0 | 0 | 0 | 0.155 | 0 | Version 1.0 | Expired
Concrete (in-situ) | Concrete, 40 MPa | >32 MPa to ≤40 MPa | Concrete, 40 MPa, in-situ, no reinforcement, Pre-mix Concrete ENVISIA (Boral) (TAS), (Launceston) ENVISIA 40 MPa | Concrete_40MPa | Concrete_40MPa | 2021-10-15 | 2026-05-01 | Launceston, TAS | S-P-02337 |  | EPD Australasia | https://epd-australasia.com/wp-content/uploads/2021/05/BoralConcrete_EPDv1.1_2021_Tasmania_hr.pdf | m³ | 2400 |  |  |  | 330 | 0 | 0 | 0 | 0 | 330 | 0 | 0.1375 | 0 | 0 | 0 | 0 | 0.1375 | 0 | Version 1.0 | Expired
Concrete (in-situ) | Concrete, 40 MPa | >32 MPa to ≤40 MPa | Concrete, 40 MPa, in-situ, no reinforcement, GP, Normal Class (WA Premix) (WA), (Perth) | Concrete_40MPa | Concrete_40MPa | 2022-02-28 | 2027-02-28 | Perth, WA | S-P-05479 |  | EPD Australasia | https://epd-australasia.com/wp-content/uploads/2022/07/SP-05479_WA-Premix-Ready-Mix-Concrete-EPD-v1.0.pdf | m³ | 2400 |  |  |  | 434 | 0 | 0 | 0 | 0 | 434 | 0 | 0.18083 | 0 | 0 | 0 | 0 | 0.18083 | 0 | Version 1.0
Concrete (in-situ) | Concrete, 40 MPa | >32 MPa to ≤40 MPa | Concrete, 40 MPa, in-situ, no reinforcement, Blend, Normal Class (WA Premix) (WA), (Perth) | Concrete_40MPa | Concrete_40MPa | 2022-02-28 | 2027-02-28 | Perth, WA | S-P-05479 |  | EPD Australasia | https://epd-australasia.com/wp-content/uploads/2022/07/SP-05479_WA-Premix-Ready-Mix-Concrete-EPD-v1.0.pdf | m³ | 2400 |  |  |  | 239 | 0 | 0 | 0 | 0 | 239 | 0 | 0.099583 | 0 | 0 | 0 | 0 | 0.099583 | 0 | Version 1.0
Concrete (in-situ) | Concrete, 40 MPa | >32 MPa to ≤40 MPa | Concrete, 40 MPa, in-situ, no reinforcement, Blend, Normal Class (WA Premix) (WA), (Perth) | Concrete_40MPa | Concrete_40MPa | 2022-02-28 | 2027-02-28 | Perth, WA | S-P-05479 |  | EPD Australasia | https://epd-australasia.com/wp-content/uploads/2022/07/SP-05479_WA-Premix-Ready-Mix-Concrete-EPD-v1.0.pdf | m³ | 2400 |  |  |  | 262 | 0 | 0 | 0 | 0 | 262 | 0 | 0.10917 | 0 | 0 | 0 | 0 | 0.10917 | 0 | Version 1.0
Concrete (in-situ) | Concrete, 40 MPa | >32 MPa to ≤40 MPa | Concrete, 40 MPa, in-situ, no reinforcement, Blend, Normal Class (WA Premix) (WA), (Perth) | Concrete_40MPa | Concrete_40MPa | 2022-02-28 | 2027-02-28 | Perth, WA | S-P-05479 |  | EPD Australasia | https://epd-australasia.com/wp-content/uploads/2022/07/SP-05479_WA-Premix-Ready-Mix-Concrete-EPD-v1.0.pdf | m³ | 2400 |  |  |  | 409 | 0 | 0 | 0 | 0 | 409 | 0 | 0.17042 | 0 | 0 | 0 | 0 | 0.17042 | 0 | Version 1.0
Concrete (in-situ) | Concrete, 40 MPa | >32 MPa to ≤40 MPa | Concrete, 40 MPa, in-situ, no reinforcement, AH6395, Special Class (WA Premix) (WA), (Perth) | Concrete_40MPa | Concrete_40MPa | 2022-02-28 | 2027-02-28 | Perth, WA | S-P-05479 |  | EPD Australasia | https://epd-australasia.com/wp-content/uploads/2022/07/SP-05479_WA-Premix-Ready-Mix-Concrete-EPD-v1.0.pdf | m³ | 2400 |  |  |  | 215 | 0 | 0 | 0 | 0 | 215 | 0 | 0.089583 | 0 | 0 | 0 | 0 | 0.089583 | 0 | Version 1.0
Concrete (in-situ) | Concrete, 40 MPa | >32 MPa to ≤40 MPa | Concrete, 40 MPa, in-situ, no reinforcement, AH6415, Special Class (WA Premix) (WA), (Perth) | Concrete_40MPa | Concrete_40MPa | 2022-02-28 | 2027-02-28 | Perth, WA | S-P-05479 |  | EPD Australasia | https://epd-australasia.com/wp-content/uploads/2022/07/SP-05479_WA-Premix-Ready-Mix-Concrete-EPD-v1.0.pdf | m³ | 2400 |  |  |  | 237 | 0 | 0 | 0 | 0 | 237 | 0 | 0.09875 | 0 | 0 | 0 | 0 | 0.09875 | 0 | Version 1.0
Concrete (in-situ) | Concrete, 40 MPa | >32 MPa to ≤40 MPa | Concrete, 40 MPa, in-situ, no reinforcement, AH6416, Special Class (WA Premix) (WA), (Perth) | Concrete_40MPa | Concrete_40MPa | 2022-02-28 | 2027-02-28 | Perth, WA | S-P-05479 |  | EPD Australasia | https://epd-australasia.com/wp-content/uploads/2022/07/SP-05479_WA-Premix-Ready-Mix-Concrete-EPD-v1.0.pdf | m³ | 2400 |  |  |  | 238 | 0 | 0 | 0 | 0 | 238 | 0 | 0.099167 | 0 | 0 | 0 | 0 | 0.099167 | 0 | Version 1.0
Concrete (in-situ) | Concrete, 40 MPa | >32 MPa to ≤40 MPa | Concrete, 40 MPa, in-situ, no reinforcement, BH6395, Special Class (WA Premix) (WA), (Perth) | Concrete_40MPa | Concrete_40MPa | 2022-02-28 | 2027-02-28 | Perth, WA | S-P-05479 |  | EPD Australasia | https://epd-australasia.com/wp-content/uploads/2022/07/SP-05479_WA-Premix-Ready-Mix-Concrete-EPD-v1.0.pdf | m³ | 2400 |  |  |  | 215 | 0 | 0 | 0 | 0 | 215 | 0 | 0.089583 | 0 | 0 | 0 | 0 | 0.089583 | 0 | Version 1.0
Concrete (in-situ) | Concrete, 40 MPa | >32 MPa to ≤40 MPa | Concrete, 40 MPa, in-situ, no reinforcement, CH1420, Special Class (WA Premix) (WA), (Perth) | Concrete_40MPa | Concrete_40MPa | 2022-02-28 | 2027-02-28 | Perth, WA | S-P-05479 |  | EPD Australasia | https://epd-australasia.com/wp-content/uploads/2022/07/SP-05479_WA-Premix-Ready-Mix-Concrete-EPD-v1.0.pdf | m³ | 2400 |  |  |  | 483 | 0 | 0 | 0 | 0 | 483 | 0 | 0.20125 | 0 | 0 | 0 | 0 | 0.20125 | 0 | Version 1.0
Concrete (in-situ) | Concrete, 40 MPa | >32 MPa to ≤40 MPa | Concrete, 40 MPa, in-situ, no reinforcement, CH6422, Special Class (WA Premix) (WA), (Perth) | Concrete_40MPa | Concrete_40MPa | 2022-02-28 | 2027-02-28 | Perth, WA | S-P-05479 |  | EPD Australasia | https://epd-australasia.com/wp-content/uploads/2022/07/SP-05479_WA-Premix-Ready-Mix-Concrete-EPD-v1.0.pdf | m³ | 2400 |  |  |  | 240 | 0 | 0 | 0 | 0 | 240 | 0 | 0.1 | 0 | 0 | 0 | 0 | 0.1 | 0 | Version 1.0
Concrete (in-situ) | Concrete, 40 MPa | >32 MPa to ≤40 MPa | Concrete, 40 MPa, in-situ, no reinforcement, BP6418, Special Class (WA Premix) (WA), (Perth) | Concrete_40MPa | Concrete_40MPa | 2022-02-28 | 2027-02-28 | Perth, WA | S-P-05479 |  | EPD Australasia | https://epd-australasia.com/wp-content/uploads/2022/07/SP-05479_WA-Premix-Ready-Mix-Concrete-EPD-v1.0.pdf | m³ | 2400 |  |  |  | 242 | 0 | 0 | 0 | 0 | 242 | 0 | 0.10083 | 0 | 0 | 0 | 0 | 0.10083 | 0 | Version 1.0
Concrete (in-situ) | Concrete, 40 MPa | >32 MPa to ≤40 MPa | Concrete, 40 MPa, in-situ, no reinforcement, BP8418, Special Class (WA Premix) (WA), (Perth) | Concrete_40MPa | Concrete_40MPa | 2022-02-28 | 2027-02-28 | Perth, WA | S-P-05479 |  | EPD Australasia | https://epd-australasia.com/wp-content/uploads/2022/07/SP-05479_WA-Premix-Ready-Mix-Concrete-EPD-v1.0.pdf | m³ | 2400 |  |  |  | 254 | 0 | 0 | 0 | 0 | 254 | 0 | 0.10583 | 0 | 0 | 0 | 0 | 0.10583 | 0 | Version 1.0
Concrete (in-situ) | Concrete, 40 MPa | >32 MPa to ≤40 MPa | Concrete, 40 MPa, in-situ, no reinforcement, AH1395, Special Class (WA Premix) (WA), (Perth) | Concrete_40MPa | Concrete_40MPa | 2022-02-28 | 2027-02-28 | Perth, WA | S-P-05479 |  | EPD Australasia | https://epd-australasia.com/wp-content/uploads/2022/07/SP-05479_WA-Premix-Ready-Mix-Concrete-EPD-v1.0.pdf | m³ | 2400 |  |  |  | 460 | 0 | 0 | 0 | 0 | 460 | 0 | 0.19167 | 0 | 0 | 0 | 0 | 0.19167 | 0 | Version 1.0
Concrete (in-situ) | Concrete, 40 MPa | >32 MPa to ≤40 MPa | Concrete, 40 MPa, in-situ, no reinforcement, AH1404, Special Class (WA Premix) (WA), (Perth) | Concrete_40MPa | Concrete_40MPa | 2022-02-28 | 2027-02-28 | Perth, WA | S-P-05479 |  | EPD Australasia | https://epd-australasia.com/wp-content/uploads/2022/07/SP-05479_WA-Premix-Ready-Mix-Concrete-EPD-v1.0.pdf | m³ | 2400 |  |  |  | 470 | 0 | 0 | 0 | 0 | 470 | 0 | 0.19583 | 0 | 0 | 0 | 0 | 0.19583 | 0 | Version 1.0
Concrete (in-situ) | Concrete, 40 MPa | >32 MPa to ≤40 MPa | Concrete, 40 MPa, in-situ, no reinforcement, BH1395, Special Class (WA Premix) (WA), (Perth) | Concrete_40MPa | Concrete_40MPa | 2022-02-28 | 2027-02-28 | Perth, WA | S-P-05479 |  | EPD Australasia | https://epd-australasia.com/wp-content/uploads/2022/07/SP-05479_WA-Premix-Ready-Mix-Concrete-EPD-v1.0.pdf | m³ | 2400 |  |  |  | 460 | 0 | 0 | 0 | 0 | 460 | 0 | 0.19167 | 0 | 0 | 0 | 0 | 0.19167 | 0 | Version 1.0
Concrete (in-situ) | Concrete, 40 MPa | >32 MPa to ≤40 MPa | Concrete, 40 MPa, in-situ, no reinforcement, BKA410, Special Class (WA Premix) (WA), (Perth) | Concrete_40MPa | Concrete_40MPa | 2022-02-28 | 2027-02-28 | Perth, WA | S-P-05479 |  | EPD Australasia | https://epd-australasia.com/wp-content/uploads/2022/07/SP-05479_WA-Premix-Ready-Mix-Concrete-EPD-v1.0.pdf | m³ | 2400 |  |  |  | 367 | 0 | 0 | 0 | 0 | 367 | 0 | 0.15292 | 0 | 0 | 0 | 0 | 0.15292 | 0 | Version 1.0
Concrete (in-situ) | Concrete, 40 MPa | >32 MPa to ≤40 MPa | Concrete, 40 MPa, in-situ, no reinforcement, CK9439, Special Class (WA Premix) (WA), (Perth) | Concrete_40MPa | Concrete_40MPa | 2022-02-28 | 2027-02-28 | Perth, WA | S-P-05479 |  | EPD Australasia | https://epd-australasia.com/wp-content/uploads/2022/07/SP-05479_WA-Premix-Ready-Mix-Concrete-EPD-v1.0.pdf | m³ | 2400 |  |  |  | 499 | 0 | 0 | 0 | 0 | 499 | 0 | 0.20792 | 0 | 0 | 0 | 0 | 0.20792 | 0 | Version 1.0
Concrete (in-situ) | Concrete, 40 MPa | >32 MPa to ≤40 MPa | Concrete, 40 MPa, in-situ, no reinforcement, CC1421, Special Class (WA Premix) (WA), (Perth) | Concrete_40MPa | Concrete_40MPa | 2022-02-28 | 2027-02-28 | Perth, WA | S-P-05479 |  | EPD Australasia | https://epd-australasia.com/wp-content/uploads/2022/07/SP-05479_WA-Premix-Ready-Mix-Concrete-EPD-v1.0.pdf | m³ | 2400 |  |  |  | 485 | 0 | 0 | 0 | 0 | 485 | 0 | 0.20208 | 0 | 0 | 0 | 0 | 0.20208 | 0 | Version 1.0
Concrete (in-situ) | Concrete, 40 MPa | >32 MPa to ≤40 MPa | Concrete, 40 MPa, in-situ, no reinforcement, Ready-Mix Concrete (LC)50 (Concrite) (NSW) (Sydney Region, NSW) | Concrete_40MPa | Concrete_40MPa | 2022-02-28 | 2027-02-28 | Sydney Region, NSW | S-P-05479 |  | EPD Australasia | https://epd-australasia.com/wp-content/uploads/2022/02/17765_Concrite_EPD_2022_SP02335.pdf | m³ | 2400 |  |  |  | 219 | 0 | 0 | 0 | 0 | 219 | 0 | 0.09125 | 0 | 0 | 0 | 0 | 0.09125 | 0 | Version 1.0
Concrete (in-situ) | Concrete, 40 MPa | >32 MPa to ≤40 MPa | Concrete, 40 MPa, in-situ, no reinforcement, Ready-Mix Concrete (LC)40 (Concrite) (NSW) (Sydney Region, NSW) | Concrete_40MPa | Concrete_40MPa | 2022-02-28 | 2027-02-28 | Sydney Region, NSW | S-P-05479 |  | EPD Australasia | https://epd-australasia.com/wp-content/uploads/2022/02/17765_Concrite_EPD_2022_SP02335.pdf | m³ | 2400 |  |  |  | 253 | 0 | 0 | 0 | 0 | 253 | 0 | 0.10542 | 0 | 0 | 0 | 0 | 0.10542 | 0 | Version 1.0
Concrete (in-situ) | Concrete, 40 MPa | >32 MPa to ≤40 MPa | Concrete, 40 MPa, in-situ, no reinforcement, Ready-Mix Concrete (LC)30 (Concrite) (NSW) (Sydney Region, NSW) | Concrete_40MPa | Concrete_40MPa | 2022-02-28 | 2027-02-28 | Sydney Region, NSW | S-P-05479 |  | EPD Australasia | https://epd-australasia.com/wp-content/uploads/2022/02/17765_Concrite_EPD_2022_SP02335.pdf | m³ | 2400 |  |  |  | 326 | 0 | 0 | 0 | 0 | 326 | 0 | 0.13583 | 0 | 0 | 0 | 0 | 0.13583 | 0 | Version 1.0
Concrete (in-situ) | Concrete, 40 MPa | >32 MPa to ≤40 MPa | Concrete, 40 MPa, in-situ, no reinforcement, Ready-Mix Concrete (LCHP) (Concrite) (NSW) (Sydney Region, NSW) | Concrete_40MPa | Concrete_40MPa | 2022-02-28 | 2027-02-28 | Sydney Region, NSW | S-P-05479 |  | EPD Australasia | https://epd-australasia.com/wp-content/uploads/2022/02/17765_Concrite_EPD_2022_SP02335.pdf | m³ | 2400 |  |  |  | 267 | 0 | 0 | 0 | 0 | 267 | 0 | 0.11125 | 0 | 0 | 0 | 0 | 0.11125 | 0 | Version 1.0
Concrete (in-situ) | Concrete, 40 MPa | >32 MPa to ≤40 MPa | Concrete, 40 MPa, in-situ, no reinforcement, Ready-Mix Concrete (LCP) (Concrite) (NSW) (Sydney Region, NSW) | Concrete_40MPa | Concrete_40MPa | 2022-02-28 | 2027-02-28 | Sydney Region, NSW | S-P-05479 |  | EPD Australasia | https://epd-australasia.com/wp-content/uploads/2022/02/17765_Concrite_EPD_2022_SP02335.pdf | m³ | 2400 |  |  |  | 280 | 0 | 0 | 0 | 0 | 280 | 0 | 0.11667 | 0 | 0 | 0 | 0 | 0.11667 | 0 | Version 1.0
Concrete (in-situ) | Concrete, 40 MPa | >32 MPa to ≤40 MPa | Concrete, 40 MPa, in-situ, no reinforcement, Ready-Mix Concrete Normal class GP blend (Concrite) (NSW) (Sydney Region, NSW) | Concrete_40MPa | Concrete_40MPa | 2022-02-28 | 2027-02-28 | Sydney Region, NSW | S-P-05479 |  | EPD Australasia | https://epd-australasia.com/wp-content/uploads/2022/02/17765_Concrite_EPD_2022_SP02335.pdf | m³ | 2400 |  |  |  | 341 | 0 | 0 | 0 | 0 | 341 | 0 | 0.14208 | 0 | 0 | 0 | 0 | 0.14208 | 0 | Version 1.0
Concrete (in-situ) | Concrete, 40 MPa | >32 MPa to ≤40 MPa | Concrete, 40 MPa, in-situ, no reinforcement, Ready-Mix Concrete POST TENSIONED (Concrite) (NSW) (Sydney Region, NSW) | Concrete_40MPa | Concrete_40MPa | 2022-02-28 | 2027-02-28 | Sydney Region, NSW | S-P-05479 |  | EPD Australasia | https://epd-australasia.com/wp-content/uploads/2022/02/17765_Concrite_EPD_2022_SP02335.pdf | m³ | 2400 |  |  |  | 325 | 0 | 0 | 0 | 0 | 325 | 0 | 0.13542 | 0 | 0 | 0 | 0 | 0.13542 | 0 | Version 1.0
Concrete (in-situ) | Concrete, 40 MPa | >32 MPa to ≤40 MPa | Concrete, 40 MPa, in-situ, no reinforcement, Ready-Mix Concrete POST TENSIONED (Concrite) (NSW) (Sydney Region, NSW) | Concrete_40MPa | Concrete_40MPa | 2022-02-28 | 2027-02-28 | Sydney Region, NSW | S-P-05479 |  | EPD Australasia | https://epd-australasia.com/wp-content/uploads/2022/02/17765_Concrite_EPD_2022_SP02335.pdf | m³ | 2400 |  |  |  | 314 | 0 | 0 | 0 | 0 | 314 | 0 | 0.13083 | 0 | 0 | 0 | 0 | 0.13083 | 0 | Version 1.0
Concrete (in-situ) | Concrete, 40 MPa | >32 MPa to ≤40 MPa | Concrete, 40 MPa, in-situ, no reinforcement, Ready-Mix Concrete POST TENSIONED (Concrite) (NSW) (Sydney Region, NSW) | Concrete_40MPa | Concrete_40MPa | 2022-02-28 | 2027-02-28 | Sydney Region, NSW | S-P-05479 |  | EPD Australasia | https://epd-australasia.com/wp-content/uploads/2022/02/17765_Concrite_EPD_2022_SP02335.pdf | m³ | 2400 |  |  |  | 297 | 0 | 0 | 0 | 0 | 297 | 0 | 0.12375 | 0 | 0 | 0 | 0 | 0.12375 | 0 | Version 1.0
Concrete (in-situ) | Concrete, 40 MPa | >32 MPa to ≤40 MPa | Concrete, 40 MPa, in-situ, no reinforcement, Ready-Mix Concrete TREMIE 40MPa (Concrite) (NSW) (Sydney Region, NSW) | Concrete_40MPa | Concrete_40MPa | 2022-02-28 | 2027-02-28 | Sydney Region, NSW | S-P-05479 |  | EPD Australasia | https://epd-australasia.com/wp-content/uploads/2022/02/17765_Concrite_EPD_2022_SP02335.pdf | m³ | 2400 |  |  |  | 317 | 0 | 0 | 0 | 0 | 317 | 0 | 0.13208 | 0 | 0 | 0 | 0 | 0.13208 | 0 | Version 1.0
Concrete (in-situ) | Concrete, 40 MPa | >32 MPa to ≤40 MPa | Concrete, 40 MPa, in-situ, no reinforcement, Ready-Mix Concrete TfNSW B80 20MM PUMP B1 EXPOSURE (Concrite) (NSW) (Sydney Region, NSW) | Concrete_40MPa | Concrete_40MPa | 2022-02-28 | 2027-02-28 | Sydney Region, NSW | S-P-05479 |  | EPD Australasia | https://epd-australasia.com/wp-content/uploads/2022/02/17765_Concrite_EPD_2022_SP02335.pdf | m³ | 2400 |  |  |  | 317 | 0 | 0 | 0 | 0 | 317 | 0 | 0.13208 | 0 | 0 | 0 | 0 | 0.13208 | 0 | Version 1.0
Concrete (in-situ) | Concrete, 40 MPa | >32 MPa to ≤40 MPa | Concrete, 40 MPa, in-situ, no reinforcement, Ready-Mix Concrete TfNSW B80 20MM PUMP B2 EXPOSURE (Concrite) (NSW) (Sydney Region, NSW) | Concrete_40MPa | Concrete_40MPa | 2022-02-28 | 2027-02-28 | Sydney Region, NSW | S-P-05479 |  | EPD Australasia | https://epd-australasia.com/wp-content/uploads/2022/02/17765_Concrite_EPD_2022_SP02335.pdf | m³ | 2400 |  |  |  | 248 | 0 | 0 | 0 | 0 | 248 | 0 | 0.10333 | 0 | 0 | 0 | 0 | 0.10333 | 0 | Version 1.0
Concrete (in-situ) | Concrete, 40 MPa | >32 MPa to ≤40 MPa | Concrete, 40 MPa, in-situ, no reinforcement, Ready-Mix Concrete SLAG AGG CONCRETE MIX, (LC)50 (Concrite) (NSW) (Sydney Region, NSW) | Concrete_40MPa | Concrete_40MPa | 2022-02-28 | 2027-02-28 | Sydney Region, NSW | S-P-05479 |  | EPD Australasia | https://epd-australasia.com/wp-content/uploads/2022/02/17765_Concrite_EPD_2022_SP02335.pdf | m³ | 2400 |  |  |  | 233 | 0 | 0 | 0 | 0 | 233 | 0 | 0.097083 | 0 | 0 | 0 | 0 | 0.097083 | 0 | Version 1.0
Concrete (in-situ) | Concrete, 40 MPa | >32 MPa to ≤40 MPa | Concrete, 40 MPa, in-situ, no reinforcement, Ready-Mix Concrete SLAG AGG CONCRETE MIX, (LC)40 (Concrite) (NSW) (Sydney Region, NSW) | Concrete_40MPa | Concrete_40MPa | 2022-02-28 | 2027-02-28 | Sydney Region, NSW | S-P-05479 |  | EPD Australasia | https://epd-australasia.com/wp-content/uploads/2022/02/17765_Concrite_EPD_2022_SP02335.pdf | m³ | 2400 |  |  |  | 262 | 0 | 0 | 0 | 0 | 262 | 0 | 0.10917 | 0 | 0 | 0 | 0 | 0.10917 | 0 | Version 1.0
Concrete (in-situ) | Concrete, 40 MPa | >32 MPa to ≤40 MPa | Concrete, 40 MPa, in-situ, no reinforcement, Ready-Mix Concrete SLAG AGG CONCRETE MIX, (LC)30 (Concrite) (NSW) (Sydney Region, NSW) | Concrete_40MPa | Concrete_40MPa | 2022-02-28 | 2027-02-28 | Sydney Region, NSW | S-P-05479 |  | EPD Australasia | https://epd-australasia.com/wp-content/uploads/2022/02/17765_Concrite_EPD_2022_SP02335.pdf | m³ | 2400 |  |  |  | 306 | 0 | 0 | 0 | 0 | 306 | 0 | 0.1275 | 0 | 0 | 0 | 0 | 0.1275 | 0 | Version 1.0
Concrete (in-situ) | Concrete, 40 MPa | >32 MPa to ≤40 MPa | Concrete, 40 MPa, in-situ, no reinforcement, Ready-Mix Concrete (LC)30 40MPa (Concrite) (NSW) (Southern Highlands, NSW) | Concrete_40MPa | Concrete_40MPa | 2022-02-28 | 2027-02-28 | Southern Highlands, NSW | S-P-05479 |  | EPD Australasia | https://epd-australasia.com/wp-content/uploads/2022/02/17765_Concrite_EPD_2022_SP02335.pdf | m³ | 2400 |  |  |  | 320 | 0 | 0 | 0 | 0 | 320 | 0 | 0.13333 | 0 | 0 | 0 | 0 | 0.13333 | 0 | Version 1.0
Concrete (in-situ) | Concrete, 40 MPa | >32 MPa to ≤40 MPa | Concrete, 40 MPa, in-situ, no reinforcement, Ready-Mix Concrete NORMAL CLASS GP BLEND (Concrite) (NSW) (Southern Highlands, NSW) | Concrete_40MPa | Concrete_40MPa | 2022-02-28 | 2027-02-28 | Southern Highlands, NSW | S-P-05479 |  | EPD Australasia | https://epd-australasia.com/wp-content/uploads/2022/02/17765_Concrite_EPD_2022_SP02335.pdf | m³ | 2400 |  |  |  | 369 | 0 | 0 | 0 | 0 | 369 | 0 | 0.15375 | 0 | 0 | 0 | 0 | 0.15375 | 0 | Version 1.0
Concrete (in-situ) | Concrete, 40 MPa | >32 MPa to ≤40 MPa | Concrete, 40 MPa, in-situ, no reinforcement, Ready-Mix Concrete POST TENSIONED 40MPa 22@4 (Concrite) (NSW) (Southern Highlands, NSW) | Concrete_40MPa | Concrete_40MPa | 2022-02-28 | 2027-02-28 | Southern Highlands, NSW | S-P-05479 |  | EPD Australasia | https://epd-australasia.com/wp-content/uploads/2022/02/17765_Concrite_EPD_2022_SP02335.pdf | m³ | 2400 |  |  |  | 371 | 0 | 0 | 0 | 0 | 371 | 0 | 0.15458 | 0 | 0 | 0 | 0 | 0.15458 | 0 | Version 1.0
Concrete (in-situ) | Concrete, 40 MPa | >32 MPa to ≤40 MPa | Concrete, 40 MPa, in-situ, no reinforcement, Ready-Mix Concrete LC30 40MPa (Concrite) (ACT) (Canberra, ACT) | Concrete_40MPa | Concrete_40MPa | 2022-02-28 | 2027-02-28 | Canberra, ACT | S-P-05479 |  | EPD Australasia | https://epd-australasia.com/wp-content/uploads/2022/02/17765_Concrite_EPD_2022_SP02335.pdf | m³ | 2400 |  |  |  | 330 | 0 | 0 | 0 | 0 | 330 | 0 | 0.1375 | 0 | 0 | 0 | 0 | 0.1375 | 0 | Version 1.0
Concrete (in-situ) | Concrete, 40 MPa | >32 MPa to ≤40 MPa | Concrete, 40 MPa, in-situ, no reinforcement, Ready-Mix Concrete NORMAL CLASS GP BLEND (Concrite) (ACT) (Canberra, ACT) | Concrete_40MPa | Concrete_40MPa | 2022-02-28 | 2027-02-28 | Canberra, ACT | S-P-05479 |  | EPD Australasia | https://epd-australasia.com/wp-content/uploads/2022/02/17765_Concrite_EPD_2022_SP02335.pdf | m³ | 2400 |  |  |  | 367 | 0 | 0 | 0 | 0 | 367 | 0 | 0.15292 | 0 | 0 | 0 | 0 | 0.15292 | 0 | Version 1.0
Concrete (in-situ) | Concrete, 40 MPa | >32 MPa to ≤40 MPa | Concrete, 40 MPa, in-situ, no reinforcement, Ready-Mix Concrete POST TENSIONED 40MPa 22@5 (Concrite) (ACT) (Canberra, ACT) | Concrete_40MPa | Concrete_40MPa | 2022-02-28 | 2027-02-28 | Canberra, ACT | S-P-05479 |  | EPD Australasia | https://epd-australasia.com/wp-content/uploads/2022/02/17765_Concrite_EPD_2022_SP02335.pdf | m³ | 2400 |  |  |  | 313 | 0 | 0 | 0 | 0 | 313 | 0 | 0.13042 | 0 | 0 | 0 | 0 | 0.13042 | 0 | Version 1.0
Concrete (in-situ) | Shotcrete | 40 MPa shotcrete | Concrete, 40 MPa, in-situ, no reinforcement, Ready-Mix Concrete SHOTCRETE 40MPa 10MM (Concrite) (ACT) (Canberra, ACT) | Concrete_shotcrete | Concrete_shotcrete | 2022-02-28 | 2027-02-28 | Canberra, ACT | S-P-05479 |  | EPD Australasia | https://epd-australasia.com/wp-content/uploads/2022/02/17765_Concrite_EPD_2022_SP02335.pdf | m³ | 2400 |  |  |  | 363 | 0 | 0 | 0 | 0 | 363 | 0 | 0.15125 | 0 | 0 | 0 | 0 | 0.15125 | 0 | Version 1.0
Concrete (in-situ) | Concrete, 40 MPa | >32 MPa to ≤40 MPa | Concrete, 40 MPa, in-situ, no reinforcement, Ready-Mix Concrete TFNSW B80 20MM PUMP B1 EXPOSURE (Concrite) (ACT) (Canberra, ACT) | Concrete_40MPa | Concrete_40MPa | 2022-02-28 | 2027-02-28 | Canberra, ACT | S-P-05479 |  | EPD Australasia | https://epd-australasia.com/wp-content/uploads/2022/02/17765_Concrite_EPD_2022_SP02335.pdf | m³ | 2400 |  |  |  | 322 | 0 | 0 | 0 | 0 | 322 | 0 | 0.13417 | 0 | 0 | 0 | 0 | 0.13417 | 0 | Version 1.0
Concrete (in-situ) | Concrete, 40 MPa | >32 MPa to ≤40 MPa | Concrete, 40 MPa, in-situ, no reinforcement, Ready-Mix Concrete TFNSW B80 20MM TREMIE B2 EXPOSURE (Concrite) (ACT) (Canberra, ACT) | Concrete_40MPa | Concrete_40MPa | 2022-02-28 | 2027-02-28 | Canberra, ACT | S-P-05479 |  | EPD Australasia | https://epd-australasia.com/wp-content/uploads/2022/02/17765_Concrite_EPD_2022_SP02335.pdf | m³ | 2400 |  |  |  | 366 | 0 | 0 | 0 | 0 | 366 | 0 | 0.1525 | 0 | 0 | 0 | 0 | 0.1525 | 0 | Version 1.0
Concrete (in-situ) | Concrete, 40 MPa | >32 MPa to ≤40 MPa | Concrete, 40 MPa, in-situ, no reinforcement, (Futurecrete® S40MPA JUMP/ SLIP/COLUMNS 10MM SP) (Adbri) (NSW) | Concrete_40MPa | Concrete_40MPa | 2023-03-31 | 2028-03-31 | NSW | S-P-05519 | Version 1 | EPD Australasia | https://epd-australasia.com/wp-content/uploads/2023/04/SP05519-Adbri-EPD-Concrete_NSW_Mar23.pdf | m³ | 2400 |  |  |  | 324.89 | 324.87 | 0.0186 | 0 | 0 | 324.8886 | 0 | 0.13537 | 0.13536 | 7.75e-06 | 0 | 0 | 0.13537 | 0 | Version 1.0
Concrete (in-situ) | Concrete, 40 MPa | >32 MPa to ≤40 MPa | Concrete, 40 MPa, in-situ, no reinforcement, (Futurecrete® Ultra N Class Ternary 40 MPa) (Adbri) (NSW) | Concrete_40MPa | Concrete_40MPa | 2023-03-31 | 2028-03-31 | NSW | S-P-05519 | Version 1 | EPD Australasia | https://epd-australasia.com/wp-content/uploads/2023/04/SP05519-Adbri-EPD-Concrete_NSW_Mar23.pdf | m³ | 2400 |  |  |  | 301.25 | 301.22 | 0.0264 | 0 | 0 | 301.2464 | 0 | 0.12552 | 0.12551 | 1.1e-05 | 0 | 0 | 0.12552 | 0 | Version 1.0
Concrete (in-situ) | Concrete, 40 MPa | >32 MPa to ≤40 MPa | Concrete, 40 MPa, in-situ, no reinforcement, (Futurecrete® Ultra S40 10MM RMS B80 B2 HWC) (Adbri) (NSW) | Concrete_40MPa | Concrete_40MPa | 2023-03-31 | 2028-03-31 | NSW | S-P-05519 | Version 1 | EPD Australasia | https://epd-australasia.com/wp-content/uploads/2023/04/SP05519-Adbri-EPD-Concrete_NSW_Mar23.pdf | m³ | 2400 |  |  |  | 283.53 | 283.48 | 0.046 | 0 | 0 | 283.526 | 0 | 0.11814 | 0.11812 | 1.9167e-05 | 0 | 0 | 0.11814 | 0 | Version 1.0
Concrete (in-situ) | Concrete, 40 MPa | >32 MPa to ≤40 MPa | Concrete, 40 MPa, in-situ, no reinforcement, (Futurecrete® Ultra S40MPA BLOCKFILL 10MM 230MM SLUMP SP) (Adbri) (NSW) | Concrete_40MPa | Concrete_40MPa | 2023-03-31 | 2028-03-31 | NSW | S-P-05519 | Version 1 | EPD Australasia | https://epd-australasia.com/wp-content/uploads/2023/04/SP05519-Adbri-EPD-Concrete_NSW_Mar23.pdf | m³ | 2400 |  |  |  | 282.87 | 282.83 | 0.036 | 0 | 0 | 282.866 | 0 | 0.11786 | 0.11785 | 1.5e-05 | 0 | 0 | 0.11786 | 0 | Version 1.0
Concrete (in-situ) | Concrete, 40 MPa | >32 MPa to ≤40 MPa | Concrete, 40 MPa, in-situ, no reinforcement, (Futurecrete® Ultra S40MPA BLOCKFILL 10MM) (Adbri) (NSW) | Concrete_40MPa | Concrete_40MPa | 2023-03-31 | 2028-03-31 | NSW | S-P-05519 | Version 1 | EPD Australasia | https://epd-australasia.com/wp-content/uploads/2023/04/SP05519-Adbri-EPD-Concrete_NSW_Mar23.pdf | m³ | 2400 |  |  |  | 280.51 | 280.47 | 0.0356 | 0 | 0 | 280.5056 | 0 | 0.11688 | 0.11686 | 1.4833e-05 | 0 | 0 | 0.11688 | 0 | Version 1.0
Concrete (in-situ) | Concrete, 40 MPa | >32 MPa to ≤40 MPa | Concrete, 40 MPa, in-situ, no reinforcement, (Futurecrete® Ultra S40MPA PILE/ TREMIE 10MM SP) (Adbri) (NSW) | Concrete_40MPa | Concrete_40MPa | 2023-03-31 | 2028-03-31 | NSW | S-P-05519 | Version 1 | EPD Australasia | https://epd-australasia.com/wp-content/uploads/2023/04/SP05519-Adbri-EPD-Concrete_NSW_Mar23.pdf | m³ | 2400 |  |  |  | 280.47 | 280.43 | 0.0356 | 0 | 0 | 280.4656 | 0 | 0.11686 | 0.11685 | 1.4833e-05 | 0 | 0 | 0.11686 | 0 | Version 1.0
Concrete (in-situ) | Concrete, 40 MPa | >32 MPa to ≤40 MPa | Concrete, 40 MPa, in-situ, no reinforcement, (Futurecrete® Ultra S40MPA 10MM RITEK SYSTEM) (Adbri) (NSW) | Concrete_40MPa | Concrete_40MPa | 2023-03-31 | 2028-03-31 | NSW | S-P-05519 | Version 1 | EPD Australasia | https://epd-australasia.com/wp-content/uploads/2023/04/SP05519-Adbri-EPD-Concrete_NSW_Mar23.pdf | m³ | 2400 |  |  |  | 278.09 | 278.05 | 0.0353 | 0 | 0 | 278.0853 | 0 | 0.11587 | 0.11585 | 1.4708e-05 | 0 | 0 | 0.11587 | 0 | Version 1.0
Concrete (in-situ) | Concrete, 40 MPa | >32 MPa to ≤40 MPa | Concrete, 40 MPa, in-situ, no reinforcement, (Futurecrete® Ultra S40MPA 10MM AFS WALL SYSTEM) (Adbri) (NSW) | Concrete_40MPa | Concrete_40MPa | 2023-03-31 | 2028-03-31 | NSW | S-P-05519 | Version 1 | EPD Australasia | https://epd-australasia.com/wp-content/uploads/2023/04/SP05519-Adbri-EPD-Concrete_NSW_Mar23.pdf | m³ | 2400 |  |  |  | 275.74 | 275.7 | 0.0349 | 0 | 0 | 275.7349 | 0 | 0.11489 | 0.11487 | 1.4542e-05 | 0 | 0 | 0.11489 | 0 | Version 1.0
Concrete (in-situ) | Concrete, 40 MPa | >32 MPa to ≤40 MPa | Concrete, 40 MPa, in-situ, no reinforcement, (Futurecrete® S Class GP/GL 40 MPa) (Adbri) (SA) | Concrete_40MPa | Concrete_40MPa | 2023-03-31 | 2028-03-31 | SA | S-P-05521 | Version 1 | EPD Australasia | https://epd-australasia.com/wp-content/uploads/2023/04/SP05521-Adbri-EPD-Concrete_SA_Mar23.pdf | m³ | 2400 |  |  |  | 305.82 | 305.74 | 0.07 | 0 | 0 | 305.81 | 0 | 0.12743 | 0.12739 | 2.9167e-05 | 0 | 0 | 0.12742 | 0 | Version 1.0
Concrete (in-situ) | Concrete, 40 MPa | >32 MPa to ≤40 MPa | Concrete, 40 MPa, in-situ, no reinforcement, (Adbri N Class GP/GL 40 MPa) (Adbri) (SA) | Concrete_40MPa | Concrete_40MPa | 2023-03-31 | 2028-03-31 | SA | S-P-05521 | Version 1 | EPD Australasia | https://epd-australasia.com/wp-content/uploads/2023/04/SP05521-Adbri-EPD-Concrete_SA_Mar23.pdf | m³ | 2400 |  |  |  | 291 | 290.93 | 0.06 | 0 | 0 | 290.99 | 0 | 0.12125 | 0.12122 | 2.5e-05 | 0 | 0 | 0.12125 | 0 | Version 1.0
Concrete (in-situ) | Concrete, 35 MPa | >32 MPa to ≤40 MPa | Concrete, 35 MPa, in-situ, no reinforcement, (Futurecrete® S35MPA S CLASS 20MM R83 HAND PLACE) (Adbri) (NSW) | Concrete_40MPa | Concrete_40MPa | 2023-03-31 | 2028-03-31 | NSW | S-P-05519 | Version 1 | EPD Australasia | https://epd-australasia.com/wp-content/uploads/2023/04/SP05519-Adbri-EPD-Concrete_NSW_Mar23.pdf | m³ | 2400 |  |  |  | 279.33 | 279.29 | 0.0302 | 0 | 0 | 279.3202 | 0 | 0.11639 | 0.11637 | 1.2583e-05 | 0 | 0 | 0.11638 | 0 | Version 1.0
Concrete (in-situ) | Concrete, 40 MPa | >32 MPa to ≤40 MPa | Concrete, 40 MPa, in-situ, no reinforcement, (R4020B)(GB) (BCG) (WA), (Perth) | Concrete_40MPa | Concrete_40MPa | 2022-12-15 | 2027-12-15 | Perth, WA | S-P-05491 | Version 1 | EPD Australasia | https://epd-australasia.com/wp-content/uploads/2022/12/SP05491_BGC-EPD_Concrete_Dec22.pdf | m³ | 2400 |  |  |  | 322 | 318 | 3.8 | 0 | 0 | 321.8 | 0 | 0.13417 | 0.1325 | 0.0015833 | 0 | 0 | 0.13408 | 0 | Version 1.0
Concrete (in-situ) | Concrete, 40 MPa | >32 MPa to ≤40 MPa | Concrete, 40 MPa, in-situ, no reinforcement, (Futurecrete® Special GP/GL:Slag 40 MPa 4D 85/60) (Adbri) (SA) | Concrete_40MPa | Concrete_40MPa | 2023-03-31 | 2028-03-31 | SA | S-P-05521 | Version 1 | EPD Australasia | https://epd-australasia.com/wp-content/uploads/2023/04/SP05521-Adbri-EPD-Concrete_SA_Mar23.pdf | m³ | 2400 |  |  |  | 227.21 | 226.9 | 0.16 | 0 | 0 | 227.06 | 0 | 0.094671 | 0.094542 | 6.6667e-05 | 0 | 0 | 0.094608 | 0 | Version 1.0
Concrete (in-situ) | Concrete, 40 MPa | >32 MPa to ≤40 MPa | Concrete, 40 MPa, in-situ, no reinforcement, (QE407LSPR) (Ecopact) (Holcim) (QLD), Gold Coast | Concrete_40MPa | Concrete_40MPa | 2023-04-22 | 2028-04-22 | QLD | S-P-05496 | Version 1 | EPD Australasia | https://epd-australasia.com/wp-content/uploads/2023/05/SP05496-Holcim-EPD-ViroDecs%E2%84%A2-QLD-GoldCoast-ECOPact_Apr23.pdf | m³ | 2400 |  |  |  | 296 | 295 | 0.67 | 0 | 0 | 295.67 | 0 | 0.12333 | 0.12292 | 0.00027917 | 0 | 0 | 0.1232 | 0 | Version 1.0
Concrete (in-situ) | Concrete, 40 MPa | >32 MPa to ≤40 MPa | Concrete, 40 MPa, in-situ, no reinforcement, (R4020A)(GP) (BCG) (WA), (Perth) | Concrete_40MPa | Concrete_40MPa | 2022-12-15 | 2027-12-15 | Perth, WA | S-P-05491 | Version 1 | EPD Australasia | https://epd-australasia.com/wp-content/uploads/2022/12/SP05491_BGC-EPD_Concrete_Dec22.pdf | m³ | 2400 |  |  |  | 433 | 427 | 5.5 | 0 | 0 | 432.5 | 0 | 0.18042 | 0.17792 | 0.0022917 | 0 | 0 | 0.18021 | 0 | Version 1.0
Concrete (in-situ) | Concrete, 40 MPa | >32 MPa to ≤40 MPa | Concrete, 40 MPa, in-situ, no reinforcement, (WE404EQ01)(Ecopact) (Holcim) (WA), (Perth Metro) | Concrete_40MPa | Concrete_40MPa | 2021-11-25 | 2026-11-25 | Perth Metro, WA | S-P-03716 | Version 1 | EPD Australasia | https://epd-australasia.com/wp-content/uploads/2021/12/SP03716-Holcim-EPD_WAPerth-ECOPact-Range_-v2.0_Apr23.pdf | m³ | 2400 |  |  |  | 226 | 225 | 0.73 | 0 | 0 | 225.73 | 0 | 0.094167 | 0.09375 | 0.00030417 | 0 | 0 | 0.094054 | 0 | Version 1.0
Concrete (in-situ) | Concrete, 40 MPa | >32 MPa to ≤40 MPa | Concrete, 40 MPa, in-situ, no reinforcement, (TR4010E1)(LH) (BCG) (WA), (Perth) | Concrete_40MPa | Concrete_40MPa | 2022-12-15 | 2027-12-15 | Perth, WA | S-P-05491 | Version 1 | EPD Australasia | https://epd-australasia.com/wp-content/uploads/2022/12/SP05491_BGC-EPD_Concrete_Dec22.pdf | m³ | 2400 |  |  |  | 244 | 241 | 2.66 | 0 | 0 | 243.66 | 0 | 0.10167 | 0.10042 | 0.0011083 | 0 | 0 | 0.10153 | 0 | Version 1.0
Concrete (in-situ) | Concrete, 40 MPa | >32 MPa to ≤40 MPa | Concrete, 40 MPa, in-situ, no reinforcement, (Adbri Concrete N Class GP:GL 40 MPa- Winnellie) (Adbri) (NT) | Concrete_40MPa | Concrete_40MPa | 2023-03-31 | 2028-03-31 | NT | S-P-05522 | Version 1 | EPD Australasia | https://epd-australasia.com/wp-content/uploads/2023/04/SP05522-Adbri-EPD-Concrete_NT_Mar23.pdf | m³ | 2400 |  |  |  | 404 | 403 | 0.256 | 0 | 0 | 403.256 | 0 | 0.16833 | 0.16792 | 0.00010667 | 0 | 0 | 0.16802 | 0 | Version 1.0
Concrete (in-situ) | Concrete, 40 MPa | >32 MPa to ≤40 MPa | Concrete, 40 MPa, in-situ, no reinforcement, (VE402EF2) (Ecopact) (Holcim) (VIC) | Concrete_40MPa | Concrete_40MPa | 2022-01-12 | 2027-09-26 | VIC | S-P-04657 | Version 1 | EPD Australasia | https://epd-australasia.com/wp-content/uploads/2022/01/SP04657-Holcim-ViroDecs%E2%84%A2-Special-VIC-ECOPact-Range-ver2_Sep22.pdf | m³ | 2400 |  |  |  | 287 | 286 | 0.46 | 0 | 0 | 286.46 | 0 | 0.11958 | 0.11917 | 0.00019167 | 0 | 0 | 0.11936 | 0 | Version 1.0
Concrete (in-situ) | Concrete, 40 MPa | >32 MPa to ≤40 MPa | Concrete, 40 MPa, in-situ, no reinforcement, (QE402EBF1) (Ecopact) (Holcim) (QLD) (Brisbane) | Concrete_40MPa | Concrete_40MPa | 2022-01-20 | 2027-01-20 | Brisbane, QLD | S-P-04658 | Version 1 | EPD Australasia | https://epd-australasia.com/wp-content/uploads/2022/01/SP04658_Holcim-ViroDecs-Special-Qld-Brisbane-ECOPact-EPD_-Mar23_v3.0.pdf | m³ | 2400 |  |  |  | 334 | 333 | 0.34 | 0 | 0 | 333.34 | 0 | 0.13917 | 0.13875 | 0.00014167 | 0 | 0 | 0.13889 | 0 | Version 1.0
Concrete (in-situ) | Concrete, 40 MPa | >32 MPa to ≤40 MPa | Concrete, 40 MPa, in-situ, no reinforcement, (SE401EAV6) (Ecopact) (Holcim) (SA) (Adelaide) | Concrete_40MPa | Concrete_40MPa | 2022-01-27 | 2027-01-27 | SA | S-P-04660 | Version 1 | EPD Australasia | https://epd-australasia.com/wp-content/uploads/2022/02/SP04660-Holcim-EPD-ViroDecs-Special-SA-Adelaide-ECOPact-Range-V2_Mar23.pdf | m³ | 2400 |  |  |  | 295 | 294 | 0.37 | 0 | 0 | 294.37 | 0 | 0.12292 | 0.1225 | 0.00015417 | 0 | 0 | 0.12265 | 0 | Version 1.0
Concrete (in-situ) | Concrete, 40 MPa | >32 MPa to ≤40 MPa | Concrete, 40 MPa, in-situ, no reinforcement, (CS4020A9)(GP) (BCG) (WA), (Perth) | Concrete_40MPa | Concrete_40MPa | 2022-12-15 | 2027-12-15 | Perth, WA | S-P-05491 | Version 1 | EPD Australasia | https://epd-australasia.com/wp-content/uploads/2022/12/SP05491_BGC-EPD_Concrete_Dec22.pdf | m³ | 2400 |  |  |  | 467 | 460 | 5.94 | 0 | 0 | 465.94 | 0 | 0.19458 | 0.19167 | 0.002475 | 0 | 0 | 0.19414 | 0 | Version 1.0
Concrete (in-situ) | Concrete, 40 MPa | >32 MPa to ≤40 MPa | Concrete, 40 MPa, in-situ, no reinforcement, (VE401EAP) (Ecopact) (Holcim) (VIC) | Concrete_40MPa | Concrete_40MPa | 2022-01-12 | 2027-09-26 | VIC | S-P-04657 | Version 1 | EPD Australasia | https://epd-australasia.com/wp-content/uploads/2022/01/SP04657-Holcim-ViroDecs%E2%84%A2-Special-VIC-ECOPact-Range-ver2_Sep22.pdf | m³ | 2400 |  |  |  | 294 | 293 | 0.32 | 0 | 0 | 293.32 | 0 | 0.1225 | 0.12208 | 0.00013333 | 0 | 0 | 0.12222 | 0 | Version 1.0
Concrete (in-situ) | Concrete, 40 MPa | >32 MPa to ≤40 MPa | Concrete, 40 MPa, in-situ, no reinforcement, (40MPa 7MM BLOCKMIX) (Adbri) (QLD) | Concrete_40MPa | Concrete_40MPa | 2023-03-31 | 2028-03-31 | QLD | S-P-05518 | Version 1 | EPD Australasia | https://epd-australasia.com/wp-content/uploads/2023/04/SP05518-Adbri-EPD-Concrete_QLD_Mar23.pdf | m³ | 2400 |  |  |  | 293 | 292 | 0.318 | 0 | 0 | 292.318 | 0 | 0.12208 | 0.12167 | 0.0001325 | 0 | 0 | 0.1218 | 0 | Version 1.0
Concrete (in-situ) | Concrete, 40 MPa | >32 MPa to ≤40 MPa | Concrete, 40 MPa, in-situ, no reinforcement, (CS4020BGS)(B) (BCG) (WA), (Perth) | Concrete_40MPa | Concrete_40MPa | 2022-12-15 | 2027-12-15 | Perth, WA | S-P-05491 | Version 1 | EPD Australasia | https://epd-australasia.com/wp-content/uploads/2022/12/SP05491_BGC-EPD_Concrete_Dec22.pdf | m³ | 2400 |  |  |  | 289 | 285 | 3.28 | 0 | 0 | 288.28 | 0 | 0.12042 | 0.11875 | 0.0013667 | 0 | 0 | 0.12012 | 0 | Version 1.0
Concrete (in-situ) | Concrete, 40 MPa | >32 MPa to ≤40 MPa | Concrete, 40 MPa, in-situ, no reinforcement, (SE401E3) (Ecopact) (Holcim) (SA) (Adelaide) | Concrete_40MPa | Concrete_40MPa | 2022-01-27 | 2027-01-27 | SA | S-P-04660 | Version 1 | EPD Australasia | https://epd-australasia.com/wp-content/uploads/2022/02/SP04660-Holcim-EPD-ViroDecs-Special-SA-Adelaide-ECOPact-Range-V2_Mar23.pdf | m³ | 2400 |  |  |  | 272 | 271 | 0.31 | 0 | 0 | 271.31 | 0 | 0.11333 | 0.11292 | 0.00012917 | 0 | 0 | 0.11305 | 0 | Version 1.0
Concrete (in-situ) | Concrete, 40 MPa | >32 MPa to ≤40 MPa | Concrete, 40 MPa, in-situ, no reinforcement, (SE402E3) (Ecopact) (Holcim) (SA) (Adelaide) | Concrete_40MPa | Concrete_40MPa | 2022-01-27 | 2027-01-27 | SA | S-P-04660 | Version 1 | EPD Australasia | https://epd-australasia.com/wp-content/uploads/2022/02/SP04660-Holcim-EPD-ViroDecs-Special-SA-Adelaide-ECOPact-Range-V2_Mar23.pdf | m³ | 2400 |  |  |  | 265 | 264 | 0.31 | 0 | 0 | 264.31 | 0 | 0.11042 | 0.11 | 0.00012917 | 0 | 0 | 0.11013 | 0 | Version 1.0
Concrete (in-situ) | Concrete, 40 MPa | >32 MPa to ≤40 MPa | Concrete, 40 MPa, in-situ, no reinforcement, (QE402EBR2) (Ecopact) (Holcim) (QLD) (Brisbane) | Concrete_40MPa | Concrete_40MPa | 2022-01-20 | 2027-01-20 | Brisbane, QLD | S-P-04658 | Version 1 | EPD Australasia | https://epd-australasia.com/wp-content/uploads/2022/01/SP04658_Holcim-ViroDecs-Special-Qld-Brisbane-ECOPact-EPD_-Mar23_v3.0.pdf | m³ | 2400 |  |  |  | 304 | 303 | 0.2 | 0 | 0 | 303.2 | 0 | 0.12667 | 0.12625 | 8.3333e-05 | 0 | 0 | 0.12633 | 0 | Version 1.0
Concrete (in-situ) | Concrete, 40 MPa | >32 MPa to ≤40 MPa | Concrete, 40 MPa, in-situ, no reinforcement, (QE402EBR1) (Ecopact) (Holcim) (QLD) (Brisbane) | Concrete_40MPa | Concrete_40MPa | 2022-01-20 | 2027-01-20 | Brisbane, QLD | S-P-04658 | Version 1 | EPD Australasia | https://epd-australasia.com/wp-content/uploads/2022/01/SP04658_Holcim-ViroDecs-Special-Qld-Brisbane-ECOPact-EPD_-Mar23_v3.0.pdf | m³ | 2400 |  |  |  | 297 | 296 | 0.19 | 0 | 0 | 296.19 | 0 | 0.12375 | 0.12333 | 7.9167e-05 | 0 | 0 | 0.12341 | 0 | Version 1.0
Concrete (in-situ) | Concrete, 40 MPa | >32 MPa to ≤40 MPa | Concrete, 40 MPa, in-situ, no reinforcement, (QE402EXT1) (Ecopact) (Holcim) (QLD) (Brisbane) | Concrete_40MPa | Concrete_40MPa | 2022-01-20 | 2027-01-20 | Brisbane, QLD | S-P-04658 | Version 1 | EPD Australasia | https://epd-australasia.com/wp-content/uploads/2022/01/SP04658_Holcim-ViroDecs-Special-Qld-Brisbane-ECOPact-EPD_-Mar23_v3.0.pdf | m³ | 2400 |  |  |  | 297 | 296 | 0.19 | 0 | 0 | 296.19 | 0 | 0.12375 | 0.12333 | 7.9167e-05 | 0 | 0 | 0.12341 | 0 | Version 1.0
Concrete (in-situ) | Concrete, 40 MPa | >32 MPa to ≤40 MPa | Concrete, 40 MPa, in-situ, no reinforcement, (QE402LPN2) (Ecopact) (Holcim) (QLD) (Brisbane) | Concrete_40MPa | Concrete_40MPa | 2022-01-20 | 2027-01-20 | Brisbane, QLD | S-P-04658 | Version 1 | EPD Australasia | https://epd-australasia.com/wp-content/uploads/2022/01/SP04658_Holcim-ViroDecs-Special-Qld-Brisbane-ECOPact-EPD_-Mar23_v3.0.pdf | m³ | 2400 |  |  |  | 290 | 289 | 0.18 | 0 | 0 | 289.18 | 0 | 0.12083 | 0.12042 | 7.5e-05 | 0 | 0 | 0.12049 | 0 | Version 1.0
Concrete (in-situ) | Concrete, 40 MPa | >32 MPa to ≤40 MPa | Concrete, 40 MPa, in-situ, no reinforcement, (VE402EVR2) (Ecopact) (Holcim) (VIC) | Concrete_40MPa | Concrete_40MPa | 2022-01-12 | 2027-09-26 | VIC | S-P-04657 | Version 1 | EPD Australasia | https://epd-australasia.com/wp-content/uploads/2022/01/SP04657-Holcim-ViroDecs%E2%84%A2-Special-VIC-ECOPact-Range-ver2_Sep22.pdf | m³ | 2400 |  |  |  | 248 | 247 | 0.27 | 0 | 0 | 247.27 | 0 | 0.10333 | 0.10292 | 0.0001125 | 0 | 0 | 0.10303 | 0 | Version 1.0
Concrete (in-situ) | Concrete, 40 MPa | >32 MPa to ≤40 MPa | Concrete, 40 MPa, in-situ, no reinforcement, (Futurecrete® N Class GP/GL:Slag 40 MPa) (Adbri) (VIC) | Concrete_40MPa | Concrete_40MPa | 2023-03-31 | 2028-03-31 | VIC | S-P-05520 | Version 1 | EPD Australasia | https://epd-australasia.com/wp-content/uploads/2023/04/SP05520-Adbri-EPD-Concrete_VIC_Mar23.pdf | m³ | 2400 |  |  |  | 254 | 253 | 0.19 | 0 | 0 | 253.19 | 0 | 0.10583 | 0.10542 | 7.9167e-05 | 0 | 0 | 0.1055 | 0 | Version 1.0
Concrete (in-situ) | Concrete, 40 MPa | >32 MPa to ≤40 MPa | Concrete, 40 MPa, in-situ, no reinforcement, (QE401E100)(Ecopact) (Holcim) (QLD) (Sunshine Coast) | Concrete_40MPa | Concrete_40MPa | 2022-09-12 | 2027-09-12 | Sunshine Coast, QLD | S-P-04663 | Version 1 | EPD Australasia | https://epd-australasia.com/wp-content/uploads/2022/09/SP04663-Holcim-ViroDecs%E2%84%A2-Special_QLD-Sunshine-Coast-ECOPact_Sep22.pdf | m³ | 2400 |  |  |  | 226 | 225 | 0.25 | 0 | 0 | 225.25 | 0 | 0.094167 | 0.09375 | 0.00010417 | 0 | 0 | 0.093854 | 0 | Version 1.0
Concrete (in-situ) | Concrete, 40 MPa | >32 MPa to ≤40 MPa | Concrete, 40 MPa, in-situ, no reinforcement, (QE402E)(Ecopact) (Holcim) (QLD) (Sunshine Coast) | Concrete_40MPa | Concrete_40MPa | 2022-09-12 | 2027-09-12 | Sunshine Coast, QLD | S-P-04663 | Version 1 | EPD Australasia | https://epd-australasia.com/wp-content/uploads/2022/09/SP04663-Holcim-ViroDecs%E2%84%A2-Special_QLD-Sunshine-Coast-ECOPact_Sep22.pdf | m³ | 2400 |  |  |  | 216 | 215 | 0.23 | 0 | 0 | 215.23 | 0 | 0.09 | 0.089583 | 9.5833e-05 | 0 | 0 | 0.089679 | 0 | Version 1.0
Concrete (in-situ) | Concrete, 40 MPa | >32 MPa to ≤40 MPa | Concrete, 40 MPa, in-situ, no reinforcement, (Futurecrete® Ultra N Class GP/GL:Slag 40 MPa) (Adbri) (VIC) | Concrete_40MPa | Concrete_40MPa | 2023-03-31 | 2028-03-31 | VIC | S-P-05520 | Version 1 | EPD Australasia | https://epd-australasia.com/wp-content/uploads/2023/04/SP05520-Adbri-EPD-Concrete_VIC_Mar23.pdf | m³ | 2400 |  |  |  | 211 | 210 | 0.19 | 0 | 0 | 210.19 | 0 | 0.087917 | 0.0875 | 7.9167e-05 | 0 | 0 | 0.087579 | 0 | Version 1.0
Concrete (in-situ) | Concrete, 40 MPa | >32 MPa to ≤40 MPa | Concrete, 40 MPa, in-situ, no reinforcement, (NE401E5)(Ecopact) (Holcim) (NSW), (Sydney) | Concrete_40MPa | Concrete_40MPa | 2021-04-08 | 2026-04-08 | Sydney, NSW | S-P-02331 | Version 1 | EPD Australasia | https://epd-australasia.com/wp-content/uploads/2021/04/SP02331-Holcim-EPD-ViroDecs-Special-NSW-Sydney-ECOPact-Range-V2_Mar23.pdf | m³ | 2400 |  |  |  | 203 | 202 | 0.17 | 0 | 0 | 202.17 | 0 | 0.084583 | 0.084167 | 7.0833e-05 | 0 | 0 | 0.084237 | 0 | Version 1.0 | Expired
Concrete (in-situ) | Concrete, 40 MPa | >32 MPa to ≤40 MPa | Concrete (in-situ), ENVISIA concrete in-situ Melb metro - 40 MPa (Boral) (Australia) | Concrete_40MPa | Concrete_40MPa | 2022-02-21 | 2027-02-21 | Australia | S-P-02341 | Version 1.0 | EPD Australasia | SP02341-Boral-EPD_2022_Vic_v1.0.pdf (epd-australasia.com) | m³ | 2400 |  |  |  | 282 | 0 | 0 | 0 | 0 | 282 | 0 | 0.1175 | 0 | 0 | 0 | 0 | 0.1175 | 0 | Version 2025.1
Concrete (in-situ) | Concrete, 40 MPa | >32 MPa to ≤40 MPa | Concrete (in-situ), Envirocrete plus concrete in-situ Melb metro - 40 MPa (Boral) (Australia) | Concrete_40MPa | Concrete_40MPa | 2022-02-21 | 2027-02-21 | Australia | S-P-02341 | Version 1.0 | EPD Australasia | SP02341-Boral-EPD_2022_Vic_v1.0.pdf (epd-australasia.com) | m³ | 2400 |  |  |  | 270 | 0 | 0 | 0 | 0 | 270 | 0 | 0.1125 | 0 | 0 | 0 | 0 | 0.1125 | 0 | Version 2025.1
Concrete (in-situ) | Concrete, 40 MPa | >32 MPa to ≤40 MPa | Concrete (in-situ), Envirocrete concrete in-situ Melb metro - 40 MPa (Boral) (Australia) | Concrete_40MPa | Concrete_40MPa | 2022-02-21 | 2027-02-21 | Australia | S-P-02341 | Version 1.0 | EPD Australasia | SP02341-Boral-EPD_2022_Vic_v1.0.pdf (epd-australasia.com) | m³ | 2400 |  |  |  | 288 | 0 | 0 | 0 | 0 | 288 | 0 | 0.12 | 0 | 0 | 0 | 0 | 0.12 | 0 | Version 2025.1
Concrete (in-situ) | Concrete, 40 MPa | >32 MPa to ≤40 MPa | Concrete (in-situ), Envirocrete 40% concrete in-situ Melb metro - 40 MPa (Boral) (Australia) | Concrete_40MPa | Concrete_40MPa | 2022-02-21 | 2027-02-21 | Australia | S-P-02341 | Version 1.0 | EPD Australasia | SP02341-Boral-EPD_2022_Vic_v1.0.pdf (epd-australasia.com) | m³ | 2400 |  |  |  | 322 | 0 | 0 | 0 | 0 | 322 | 0 | 0.13417 | 0 | 0 | 0 | 0 | 0.13417 | 0 | Version 2025.1
Concrete (in-situ) | Concrete, 40 MPa | >32 MPa to ≤40 MPa | Concrete (in-situ), Envirocrete 30% concrete in-situ Melb metro - 40 MPa (Boral) (Australia) | Concrete_40MPa | Concrete_40MPa | 2022-02-21 | 2027-02-21 | Australia | S-P-02341 | Version 1.0 | EPD Australasia | SP02341-Boral-EPD_2022_Vic_v1.0.pdf (epd-australasia.com) | m³ | 2400 |  |  |  | 369 | 0 | 0 | 0 | 0 | 369 | 0 | 0.15375 | 0 | 0 | 0 | 0 | 0.15375 | 0 | Version 2025.1
Concrete (in-situ) | Concrete, 40 MPa | >32 MPa to ≤40 MPa | Concrete (in-situ), Normal GP blend concrete in-situ Melb metro - 40 MPa (Boral) (Australia) | Concrete_40MPa | Concrete_40MPa | 2022-02-21 | 2027-02-21 | Australia | S-P-02341 | Version 1.0 | EPD Australasia | SP02341-Boral-EPD_2022_Vic_v1.0.pdf (epd-australasia.com) | m³ | 2400 |  |  |  | 387 | 0 | 0 | 0 | 0 | 387 | 0 | 0.16125 | 0 | 0 | 0 | 0 | 0.16125 | 0 | Version 2025.1
Concrete (in-situ) | Concrete, 40 MPa | >32 MPa to ≤40 MPa | Concrete (in-situ), Normal GP /FA blend blend concrete in-situ Melb metro - 40 MPa (Boral) (Australia) | Concrete_40MPa | Concrete_40MPa | 2022-02-21 | 2027-02-21 | Australia | S-P-02341 | Version 1.0 | EPD Australasia | SP02341-Boral-EPD_2022_Vic_v1.0.pdf (epd-australasia.com) | m³ | 2400 |  |  |  | 360 | 0 | 0 | 0 | 0 | 360 | 0 | 0.15 | 0 | 0 | 0 | 0 | 0.15 | 0 | Version 2025.1
Concrete (in-situ) | Concrete, 40 MPa | >32 MPa to ≤40 MPa | Concrete (in-situ), Normal GP /GGBFS blend blend concrete in-situ Melb metro - 40 MPa (Boral) (Australia) | Concrete_40MPa | Concrete_40MPa | 2022-02-21 | 2027-02-21 | Australia | S-P-02341 | Version 1.0 | EPD Australasia | SP02341-Boral-EPD_2022_Vic_v1.0.pdf (epd-australasia.com) | m³ | 2400 |  |  |  | 343 | 0 | 0 | 0 | 0 | 343 | 0 | 0.14292 | 0 | 0 | 0 | 0 | 0.14292 | 0 | Version 2025.1
Concrete (in-situ) | Concrete, 40 MPa | >32 MPa to ≤40 MPa | Concrete (in-situ), ENVISIA concrete in-situ Perth metro - 40 MPa (Boral) (Australia) | Concrete_40MPa | Concrete_40MPa | 2024-10-31 | 2026-08-01 | Australia | EPD-IES-0002338:002 | Not applicable | EPD Australasia | EPD-IES-0002338-002_BORAL-LTD_Perth-Pre-mix-Concrete_2024-10-31.pdf (epd-australasia.com) | m³ | 2400 |  |  |  | 239 | 0 | 0 | 0 | 0 | 239 | 0 | 0.099583 | 0 | 0 | 0 | 0 | 0.099583 | 0 | Version 2025.1
Concrete (in-situ) | Concrete, 40 MPa | >32 MPa to ≤40 MPa | Concrete (in-situ), Envirocrete plus concrete in-situ Perth metro - 40 MPa (Boral) (Australia) | Concrete_40MPa | Concrete_40MPa | 2024-10-31 | 2026-08-01 | Australia | EPD-IES-0002338:002 | Not applicable | EPD Australasia | EPD-IES-0002338-002_BORAL-LTD_Perth-Pre-mix-Concrete_2024-10-31.pdf (epd-australasia.com) | m³ | 2400 |  |  |  | 258 | 0 | 0 | 0 | 0 | 258 | 0 | 0.1075 | 0 | 0 | 0 | 0 | 0.1075 | 0 | Version 2025.1
Concrete (in-situ) | Concrete, 40 MPa | >32 MPa to ≤40 MPa | Concrete (in-situ), Envirocrete concrete in-situ Perth metro - 40 MPa (Boral) (Australia) | Concrete_40MPa | Concrete_40MPa | 2024-10-31 | 2026-08-01 | Australia | EPD-IES-0002338:002 | Not applicable | EPD Australasia | EPD-IES-0002338-002_BORAL-LTD_Perth-Pre-mix-Concrete_2024-10-31.pdf (epd-australasia.com) | m³ | 2400 |  |  |  | 272 | 0 | 0 | 0 | 0 | 272 | 0 | 0.11333 | 0 | 0 | 0 | 0 | 0.11333 | 0 | Version 2025.1
Concrete (in-situ) | Concrete, 40 MPa | >32 MPa to ≤40 MPa | Concrete (in-situ), Envirocrete 30% concrete in-situ Perth metro - 40 MPa (Boral) (Australia) | Concrete_40MPa | Concrete_40MPa | 2024-10-31 | 2026-08-01 | Australia | EPD-IES-0002338:002 | Not applicable | EPD Australasia | EPD-IES-0002338-002_BORAL-LTD_Perth-Pre-mix-Concrete_2024-10-31.pdf (epd-australasia.com) | m³ | 2400 |  |  |  | 272 | 0 | 0 | 0 | 0 | 272 | 0 | 0.11333 | 0 | 0 | 0 | 0 | 0.11333 | 0 | Version 2025.1
Concrete (in-situ) | Concrete, 40 MPa | >32 MPa to ≤40 MPa | Concrete (in-situ), Normal GP blend concrete in-situ Perth metro - 40 MPa (Boral) (Australia) | Concrete_40MPa | Concrete_40MPa | 2024-10-31 | 2026-08-01 | Australia | EPD-IES-0002338:002 | Not applicable | EPD Australasia | EPD-IES-0002338-002_BORAL-LTD_Perth-Pre-mix-Concrete_2024-10-31.pdf (epd-australasia.com) | m³ | 2400 |  |  |  | 356 | 0 | 0 | 0 | 0 | 356 | 0 | 0.14833 | 0 | 0 | 0 | 0 | 0.14833 | 0 | Version 2025.1
Concrete (in-situ) | Concrete, 40 MPa | >32 MPa to ≤40 MPa | Concrete (in-situ), Normal GP /GGBFS blend blend concrete in-situ Perth metro - 40 MPa (Boral) (Australia) | Concrete_40MPa | Concrete_40MPa | 2024-10-31 | 2026-08-01 | Australia | EPD-IES-0002338:002 | Not applicable | EPD Australasia | EPD-IES-0002338-002_BORAL-LTD_Perth-Pre-mix-Concrete_2024-10-31.pdf (epd-australasia.com) | m³ | 2400 |  |  |  | 277 | 0 | 0 | 0 | 0 | 277 | 0 | 0.11542 | 0 | 0 | 0 | 0 | 0.11542 | 0 | Version 2025.1
Concrete (in-situ) | Concrete, 40 MPa | >32 MPa to ≤40 MPa | Concrete (in-situ), ENVISIA concrete in-situ QLD metro - 40 MPa (Boral) (Australia) | Concrete_40MPa | Concrete_40MPa | 2024-01-30 | 2026-11-25 | Australia | S-P-02339 | Version 1.2 | EPD Australasia | SP02339-Boral-EPD_QLD-Concrete_vJan24.pdf (epd-australasia.com) | m³ | 2400 |  |  |  | 259 | 0 | 0 | 0 | 0 | 259 | 0 | 0.10792 | 0 | 0 | 0 | 0 | 0.10792 | 0 | Version 2025.1
Concrete (in-situ) | Concrete, 40 MPa | >32 MPa to ≤40 MPa | Concrete (in-situ), Envirocrete plus concrete in-situ QLD metro - 40 MPa (Boral) (Australia) | Concrete_40MPa | Concrete_40MPa | 2024-01-30 | 2026-11-25 | Australia | S-P-02339 | Version 1.2 | EPD Australasia | SP02339-Boral-EPD_QLD-Concrete_vJan24.pdf (epd-australasia.com) | m³ | 2400 |  |  |  | 256 | 0 | 0 | 0 | 0 | 256 | 0 | 0.10667 | 0 | 0 | 0 | 0 | 0.10667 | 0 | Version 2025.1
Concrete (in-situ) | Concrete, 40 MPa | >32 MPa to ≤40 MPa | Concrete (in-situ), Envirocrete 40% concrete in-situ QLD metro - 40 MPa (Boral) (Australia) | Concrete_40MPa | Concrete_40MPa | 2024-01-30 | 2026-11-25 | Australia | S-P-02339 | Version 1.2 | EPD Australasia | SP02339-Boral-EPD_QLD-Concrete_vJan24.pdf (epd-australasia.com) | m³ | 2400 |  |  |  | 280 | 0 | 0 | 0 | 0 | 280 | 0 | 0.11667 | 0 | 0 | 0 | 0 | 0.11667 | 0 | Version 2025.1
Concrete (in-situ) | Concrete, 40 MPa | >32 MPa to ≤40 MPa | Concrete (in-situ), Envirocrete 30% concrete in-situ QLD metro - 40 MPa (Boral) (Australia) | Concrete_40MPa | Concrete_40MPa | 2024-01-30 | 2026-11-25 | Australia | S-P-02339 | Version 1.2 | EPD Australasia | SP02339-Boral-EPD_QLD-Concrete_vJan24.pdf (epd-australasia.com) | m³ | 2400 |  |  |  | 335 | 0 | 0 | 0 | 0 | 335 | 0 | 0.13958 | 0 | 0 | 0 | 0 | 0.13958 | 0 | Version 2025.1
Concrete (in-situ) | Concrete, 40 MPa | >32 MPa to ≤40 MPa | Concrete (in-situ), Normal GP blend concrete in-situ QLD metro - 40 MPa (Boral) (Australia) | Concrete_40MPa | Concrete_40MPa | 2024-01-30 | 2026-11-25 | Australia | S-P-02339 | Version 1.2 | EPD Australasia | SP02339-Boral-EPD_QLD-Concrete_vJan24.pdf (epd-australasia.com) | m³ | 2400 |  |  |  | 415 | 0 | 0 | 0 | 0 | 415 | 0 | 0.17292 | 0 | 0 | 0 | 0 | 0.17292 | 0 | Version 2025.1
Concrete (in-situ) | Concrete, 40 MPa | >32 MPa to ≤40 MPa | 40 MPa, Normal Class 40MPa - straight cement (Gunlake) (Australia) | Concrete_40MPa | Concrete_40MPa | 2022-08-30 | 2027-08-20 | Australia | S-P-05478 | Version 1.0 | EPD Australasia | https://epd-australasia.com/wp-content/uploads/2022/09/SP05478-GunlakeConcreteEPD_Aug22.pdf | m³ | 2400 |  |  |  | 392 | 392 | 0.051 | 0 | 0 | 392.051 | 0 | 0.16333 | 0.16333 | 2.125e-05 | 0 | 0 | 0.16335 | 0 | Version 2025.1
Concrete (in-situ) | Concrete, 40 MPa | >32 MPa to ≤40 MPa | 40 MPa, Normal Class 40MPa (NC4028PCI) - cement and fly-ash (Gunlake) (Australia) | Concrete_40MPa | Concrete_40MPa | 2022-08-30 | 2027-08-20 | Australia | S-P-05478 | Version 1.0 | EPD Australasia | https://epd-australasia.com/wp-content/uploads/2022/09/SP05478-GunlakeConcreteEPD_Aug22.pdf | m³ | 2400 |  |  |  | 318 | 318 | 0.063 | 0 | 0 | 318.063 | 0 | 0.1325 | 0.1325 | 2.625e-05 | 0 | 0 | 0.13253 | 0 | Version 2025.1
Concrete (in-situ) | Concrete, 40 MPa | >32 MPa to ≤40 MPa | 40 MPa, Normal Class 40MPa (NC4028PCI) - cement, slag and fly-ash (Gunlake) (Australia) | Concrete_40MPa | Concrete_40MPa | 2022-08-30 | 2027-08-20 | Australia | S-P-05478 | Version 1.0 | EPD Australasia | https://epd-australasia.com/wp-content/uploads/2022/09/SP05478-GunlakeConcreteEPD_Aug22.pdf | m³ | 2400 |  |  |  | 249 | 249 | 0.0778 | 0 | 0 | 249.0778 | 0 | 0.10375 | 0.10375 | 3.2417e-05 | 0 | 0 | 0.10378 | 0 | Version 2025.1
Concrete (in-situ) | Concrete, 40 MPa | >32 MPa to ≤40 MPa | 40 MPa, Special Class 40MPa (ES4022@3AB) - post tensioned mix with cement and fly-ash (Gunlake) (Australia) | Concrete_40MPa | Concrete_40MPa | 2022-08-30 | 2027-08-20 | Australia | S-P-05478 | Version 1.0 | EPD Australasia | https://epd-australasia.com/wp-content/uploads/2022/09/SP05478-GunlakeConcreteEPD_Aug22.pdf | m³ | 2400 |  |  |  | 355 | 355 | 0.0624 | 0 | 0 | 355.0624 | 0 | 0.14792 | 0.14792 | 2.6e-05 | 0 | 0 | 0.14794 | 0 | Version 2025.1
Concrete (in-situ) | Concrete, 40 MPa | >32 MPa to ≤40 MPa | 40 MPa, Special Class 40MPa(ES4022@4) - post tensioned mix with cement and fly-ash (Gunlake) (Australia) | Concrete_40MPa | Concrete_40MPa | 2022-08-30 | 2027-08-20 | Australia | S-P-05478 | Version 1.0 | EPD Australasia | https://epd-australasia.com/wp-content/uploads/2022/09/SP05478-GunlakeConcreteEPD_Aug22.pdf | m³ | 2400 |  |  |  | 337 | 337 | 0.061 | 0 | 0 | 337.061 | 0 | 0.14042 | 0.14042 | 2.5417e-05 | 0 | 0 | 0.14044 | 0 | Version 2025.1
Concrete (in-situ) | Concrete, 40 MPa | >32 MPa to ≤40 MPa | 40 MPa, Special Class 40MPa (ES4022@5) - post tensioned mix with cement and fly-ash (Gunlake) (Australia) | Concrete_40MPa | Concrete_40MPa | 2022-08-30 | 2027-08-20 | Australia | S-P-05478 | Version 1.0 | EPD Australasia | https://epd-australasia.com/wp-content/uploads/2022/09/SP05478-GunlakeConcreteEPD_Aug22.pdf | m³ | 2400 |  |  |  | 328 | 328 | 0.0606 | 0 | 0 | 328.0606 | 0 | 0.13667 | 0.13667 | 2.525e-05 | 0 | 0 | 0.13669 | 0 | Version 2025.1
Concrete (in-situ) | Concrete, 40 MPa | >32 MPa to ≤40 MPa | 40 MPa, Special Class 40MPa (GD402AP2) - green star mix with cement, high slag and fly-ash (Gunlake) (Australia) | Concrete_40MPa | Concrete_40MPa | 2022-08-30 | 2027-08-20 | Australia | S-P-05478 | Version 1.0 | EPD Australasia | https://epd-australasia.com/wp-content/uploads/2022/09/SP05478-GunlakeConcreteEPD_Aug22.pdf | m³ | 2400 |  |  |  | 267 | 267 | 0.0824 | 0 | 0 | 267.0824 | 0 | 0.11125 | 0.11125 | 3.4333e-05 | 0 | 0 | 0.11128 | 0 | Version 2025.1
Concrete (in-situ) | Concrete, 40 MPa | >32 MPa to ≤40 MPa | 40 MPa, Post Tension 40 MPa • 44% Indicative Cement Replacement - Fly Ash/GGBFS (Hymix) (Australia) | Concrete_40MPa | Concrete_40MPa | 2022-10-18 | 2027-10-18 | Australia | S-P-03722 | Version 1.1 | EPD Australasia | epd-australasia.com/wp-content/uploads/2022/10/SP03722-Hymix-EPD_LendLease-OSH_v1.1_Nov22.pdf | m³ | 2400 |  |  |  | 293 | 0 | 0 | 0 | 0 | 293 | 0 | 0.12208 | 0 | 0 | 0 | 0 | 0.12208 | 0 | Version 2025.1
Concrete (in-situ) | Concrete, 40 MPa | >32 MPa to ≤40 MPa | 40 MPa, Long Line 40 MPa 25% Indicative Cement Replacement, Fly Ash (Hymix) (Australia) | Concrete_40MPa | Concrete_40MPa | 2022-10-18 | 2027-10-18 | Australia | S-P-03722 | Version 1.1 | EPD Australasia | epd-australasia.com/wp-content/uploads/2022/10/SP03722-Hymix-EPD_LendLease-OSH_v1.1_Nov22.pdf | m³ | 2400 |  |  |  | 276 | 0 | 0 | 0 | 0 | 276 | 0 | 0.115 | 0 | 0 | 0 | 0 | 0.115 | 0 | Version 2025.1
Concrete (in-situ) | Concrete, 40 MPa | >32 MPa to ≤40 MPa | 40 MPa, Column & Wall 40 MPa 25% Indicative Cement Replacement - Fly Ash (Hymix) (Australia) | Concrete_40MPa | Concrete_40MPa | 2022-10-18 | 2027-10-18 | Australia | S-P-03722 | Version 1.1 | EPD Australasia | epd-australasia.com/wp-content/uploads/2022/10/SP03722-Hymix-EPD_LendLease-OSH_v1.1_Nov22.pdf | m³ | 2400 |  |  |  | 289 | 0 | 0 | 0 | 0 | 289 | 0 | 0.12042 | 0 | 0 | 0 | 0 | 0.12042 | 0 | Version 2025.1
Concrete (in-situ) | Concrete, 40 MPa | >32 MPa to ≤40 MPa | 40 MPa, Mix A: Precast 40 MPa - 25% Indicative Cement Replacement - Fly Ash (Hymix) (Australia) | Concrete_40MPa | Concrete_40MPa | 2022-06-17 | 2027-06-17 | Australia | S-P-05485 | Version 1.0 | EPD Australasia | epd-australasia.com/wp-content/uploads/2022/06/SP05485_Hymix_Western-Precast_Jun22.pdf | m³ | 2400 |  |  |  | 336 | 0 | 0 | 0 | 0 | 336 | 0 | 0.14 | 0 | 0 | 0 | 0 | 0.14 | 0 | Version 2025.1
Concrete (in-situ) | Concrete, 40 MPa | >32 MPa to ≤40 MPa | 40 MPa, Post Tension 40 MPa 26% Indicative Cement Replacement — GGBFS (Hymix) (Australia) | Concrete_40MPa | Concrete_40MPa | 2021-08-09 | 2026-12-01 | Australia | S-P-03719 | Version 1.1 | EPD Australasia | https://epd-australasia.com/wp-content/uploads/2021/09/Hymix-Environmental-Product-Declaration-LL-BARANGAROO-R2-TOWER-SYDNEY-METRO-2.pdf | m³ | 2400 |  |  |  | 370 | 0 | 0 | 0 | 0 | 370 | 0 | 0.15417 | 0 | 0 | 0 | 0 | 0.15417 | 0 | Version 2025.1
Concrete (in-situ) | Concrete, 40 MPa | >32 MPa to ≤40 MPa | 40 MPa, Level 2 Podium 40 MPa 27% Indicative Cement Replacement - Fly Ash (Hymix) (Australia) | Concrete_40MPa | Concrete_40MPa | 2021-08-09 | 2026-12-01 | Australia | S-P-03719 | Version 1.1 | EPD Australasia | https://epd-australasia.com/wp-content/uploads/2021/09/Hymix-Environmental-Product-Declaration-LL-BARANGAROO-R2-TOWER-SYDNEY-METRO-2.pdf | m³ | 2400 |  |  |  | 332 | 0 | 0 | 0 | 0 | 332 | 0 | 0.13833 | 0 | 0 | 0 | 0 | 0.13833 | 0 | Version 2025.1
Concrete (in-situ) | Concrete, 40 MPa | >32 MPa to ≤40 MPa | 40 MPa, Basement Slabs (RC) 40 MPa 25% Indicative Cement Replacement - Fly Ash/GGBFS Blend (Hymix) (Australia) | Concrete_40MPa | Concrete_40MPa | 2021-08-09 | 2026-12-01 | Australia | S-P-03719 | Version 1.1 | EPD Australasia | https://epd-australasia.com/wp-content/uploads/2021/09/Hymix-Environmental-Product-Declaration-LL-BARANGAROO-R2-TOWER-SYDNEY-METRO-2.pdf | m³ | 2400 |  |  |  | 324 | 0 | 0 | 0 | 0 | 324 | 0 | 0.135 | 0 | 0 | 0 | 0 | 0.135 | 0 | Version 2025.1
Concrete (in-situ) | Concrete, 40 MPa | >32 MPa to ≤40 MPa | 40 MPa, Stairs 40 MPa 25% Indicative Cement Replacement - Fly Ash/GGBFS Blend (Hymix) (Australia) | Concrete_40MPa | Concrete_40MPa | 2021-08-09 | 2026-12-01 | Australia | S-P-03719 | Version 1.1 | EPD Australasia | https://epd-australasia.com/wp-content/uploads/2021/09/Hymix-Environmental-Product-Declaration-LL-BARANGAROO-R2-TOWER-SYDNEY-METRO-2.pdf | m³ | 2400 |  |  |  | 331 | 0 | 0 | 0 | 0 | 331 | 0 | 0.13792 | 0 | 0 | 0 | 0 | 0.13792 | 0 | Version 2025.1
Concrete (in-situ) | Concrete, 40 MPa | >32 MPa to ≤40 MPa | 40 MPa, Tower Columns & Wall 40 MPa 25% Indicative Cement Replacement — GGBFS (Hymix) (Australia) | Concrete_40MPa | Concrete_40MPa | 2021-08-09 | 2026-12-01 | Australia | S-P-03719 | Version 1.1 | EPD Australasia | https://epd-australasia.com/wp-content/uploads/2021/09/Hymix-Environmental-Product-Declaration-LL-BARANGAROO-R2-TOWER-SYDNEY-METRO-2.pdf | m³ | 2400 |  |  |  | 343 | 0 | 0 | 0 | 0 | 343 | 0 | 0.14292 | 0 | 0 | 0 | 0 | 0.14292 | 0 | Version 2025.1
Concrete (in-situ) | Concrete, 40 MPa | >32 MPa to ≤40 MPa | 40 MPa, Tower Columns & Wall 40 MPa 50% Indicative Cement Replacement — GGBFS (Hymix) (Australia) | Concrete_40MPa | Concrete_40MPa | 2021-08-09 | 2026-12-01 | Australia | S-P-03719 | Version 1.1 | EPD Australasia | https://epd-australasia.com/wp-content/uploads/2021/09/Hymix-Environmental-Product-Declaration-LL-BARANGAROO-R2-TOWER-SYDNEY-METRO-2.pdf | m³ | 2400 |  |  |  | 282 | 0 | 0 | 0 | 0 | 282 | 0 | 0.1175 | 0 | 0 | 0 | 0 | 0.1175 | 0 | Version 2025.1
Concrete (in-situ) | Concrete, 40 MPa | >32 MPa to ≤40 MPa | 40 MPa, Stairs 40 MPa 50% Indicative Cement Replacement - Fly Ash/GGBFS Blend (Hymix) (Australia) | Concrete_40MPa | Concrete_40MPa | 2021-08-09 | 2026-12-01 | Australia | S-P-03719 | Version 1.1 | EPD Australasia | https://epd-australasia.com/wp-content/uploads/2021/09/Hymix-Environmental-Product-Declaration-LL-BARANGAROO-R2-TOWER-SYDNEY-METRO-2.pdf | m³ | 2400 |  |  |  | 256 | 0 | 0 | 0 | 0 | 256 | 0 | 0.10667 | 0 | 0 | 0 | 0 | 0.10667 | 0 | Version 2025.1
Concrete (in-situ) | Concrete, 40 MPa | >32 MPa to ≤40 MPa | 40 MPa, Basement Slabs (RC) 40 MPa 50% Indicative Cement Replacement - Fly Ash/GGBFS Blend (Hymix) (Australia) | Concrete_40MPa | Concrete_40MPa | 2021-08-09 | 2026-12-01 | Australia | S-P-03719 | Version 1.1 | EPD Australasia | https://epd-australasia.com/wp-content/uploads/2021/09/Hymix-Environmental-Product-Declaration-LL-BARANGAROO-R2-TOWER-SYDNEY-METRO-2.pdf | m³ | 2400 |  |  |  | 254 | 0 | 0 | 0 | 0 | 254 | 0 | 0.10583 | 0 | 0 | 0 | 0 | 0.10583 | 0 | Version 2025.1
Concrete (in-situ) | Concrete, 40 MPa | >32 MPa to ≤40 MPa | 40 MPa, ENVISIA 40 MPa (Boral) (Australia) | Concrete_40MPa | Concrete_40MPa | 2022-02-21 | 2027-02-21 | Australia | S-P-02341 | Version 1 | EPD Australasia | https://epd-australasia.com/wp-content/uploads/2022/03/SP02341-Boral-EPD_2022_Vic_v1.0.pdf | m³ | 2400 |  |  |  | 284 | 0 | 0 | 0 | 0 | 284 | 0 | 0.11833 | 0 | 0 | 0 | 0 | 0.11833 | 0 | Version 2025.1
Concrete (in-situ) | Concrete, 40 MPa | >32 MPa to ≤40 MPa | 40 MPa, ENVIROCRETE PLUS 40 MPa (Boral) (Australia) | Concrete_40MPa | Concrete_40MPa | 2022-02-21 | 2027-02-21 | Australia | S-P-02341 | Version 1 | EPD Australasia | https://epd-australasia.com/wp-content/uploads/2022/03/SP02341-Boral-EPD_2022_Vic_v1.0.pdf | m³ | 2400 |  |  |  | 271 | 0 | 0 | 0 | 0 | 271 | 0 | 0.11292 | 0 | 0 | 0 | 0 | 0.11292 | 0 | Version 2025.1
Concrete (in-situ) | Concrete, 40 MPa | >32 MPa to ≤40 MPa | 40 MPa, ENVIROCRETE 40% 40 MPa (Boral) (Australia) | Concrete_40MPa | Concrete_40MPa | 2022-02-21 | 2027-02-21 | Australia | S-P-02341 | Version 1 | EPD Australasia | https://epd-australasia.com/wp-content/uploads/2022/03/SP02341-Boral-EPD_2022_Vic_v1.0.pdf | m³ | 2400 |  |  |  | 336 | 0 | 0 | 0 | 0 | 336 | 0 | 0.14 | 0 | 0 | 0 | 0 | 0.14 | 0 | Version 2025.1
Concrete (in-situ) | Concrete, 40 MPa | >32 MPa to ≤40 MPa | 40 MPa, ENVIROCRETE 30% 40 MPa (Boral) (Australia) | Concrete_40MPa | Concrete_40MPa | 2022-02-21 | 2027-02-21 | Australia | S-P-02341 | Version 1 | EPD Australasia | https://epd-australasia.com/wp-content/uploads/2022/03/SP02341-Boral-EPD_2022_Vic_v1.0.pdf | m³ | 2400 |  |  |  | 375 | 0 | 0 | 0 | 0 | 375 | 0 | 0.15625 | 0 | 0 | 0 | 0 | 0.15625 | 0 | Version 2025.1
Concrete (in-situ) | Concrete, 40 MPa | >32 MPa to ≤40 MPa | 40 MPa, ENVIROCRETE 40 MPa (Boral) (Australia) | Concrete_40MPa | Concrete_40MPa | 2022-02-21 | 2027-02-21 | Australia | S-P-02341 | Version 1 | EPD Australasia | https://epd-australasia.com/wp-content/uploads/2022/03/SP02341-Boral-EPD_2022_Vic_v1.0.pdf | m³ | 2400 |  |  |  | 289 | 0 | 0 | 0 | 0 | 289 | 0 | 0.12042 | 0 | 0 | 0 | 0 | 0.12042 | 0 | Version 2025.1
Concrete (in-situ) | Concrete, 40 MPa | >32 MPa to ≤40 MPa | 40 MPa, NORMAL CLASS GP BLEND 40 MPa (Boral) (Australia) | Concrete_40MPa | Concrete_40MPa | 2022-02-21 | 2027-02-21 | Australia | S-P-02341 | Version 1 | EPD Australasia | https://epd-australasia.com/wp-content/uploads/2022/03/SP02341-Boral-EPD_2022_Vic_v1.0.pdf | m³ | 2400 |  |  |  | 384 | 0 | 0 | 0 | 0 | 384 | 0 | 0.16 | 0 | 0 | 0 | 0 | 0.16 | 0 | Version 2025.1
Concrete (in-situ) | Concrete, 40 MPa | >32 MPa to ≤40 MPa | 40 MPa, NORMAL CLASS GP/FA BLEND 40 MPa (Boral) (Australia) | Concrete_40MPa | Concrete_40MPa | 2022-02-21 | 2027-02-21 | Australia | S-P-02341 | Version 1 | EPD Australasia | https://epd-australasia.com/wp-content/uploads/2022/03/SP02341-Boral-EPD_2022_Vic_v1.0.pdf | m³ | 2400 |  |  |  | 355 | 0 | 0 | 0 | 0 | 355 | 0 | 0.14792 | 0 | 0 | 0 | 0 | 0.14792 | 0 | Version 2025.1
Concrete (in-situ) | Concrete, 40 MPa | >32 MPa to ≤40 MPa | 40 MPa, NORMAL CLASS GP/GGBFS BLEND 40 MPa (Boral) (Australia) | Concrete_40MPa | Concrete_40MPa | 2022-02-21 | 2027-02-21 | Australia | S-P-02341 | Version 1 | EPD Australasia | https://epd-australasia.com/wp-content/uploads/2022/03/SP02341-Boral-EPD_2022_Vic_v1.0.pdf | m³ | 2400 |  |  |  | 341 | 0 | 0 | 0 | 0 | 341 | 0 | 0.14208 | 0 | 0 | 0 | 0 | 0.14208 | 0 | Version 2025.1
Concrete (in-situ) | Concrete, 40 MPa | >32 MPa to ≤40 MPa | 40 MPa, VR400 40 MPa GP/FA (Boral) (Australia) | Concrete_40MPa | Concrete_40MPa | 2022-02-21 | 2027-02-21 | Australia | S-P-02341 | Version 1 | EPD Australasia | https://epd-australasia.com/wp-content/uploads/2022/03/SP02341-Boral-EPD_2022_Vic_v1.0.pdf | m³ | 2400 |  |  |  | 357 | 0 | 0 | 0 | 0 | 357 | 0 | 0.14875 | 0 | 0 | 0 | 0 | 0.14875 | 0 | Version 2025.1
Concrete (in-situ) | Concrete, 40 MPa | >32 MPa to ≤40 MPa | 40 MPa, VR400 40 MPa GP/SLAG (Boral) (Australia) | Concrete_40MPa | Concrete_40MPa | 2022-02-21 | 2027-02-21 | Australia | S-P-02341 | Version 1 | EPD Australasia | https://epd-australasia.com/wp-content/uploads/2022/03/SP02341-Boral-EPD_2022_Vic_v1.0.pdf | m³ | 2400 |  |  |  | 278 | 0 | 0 | 0 | 0 | 278 | 0 | 0.11583 | 0 | 0 | 0 | 0 | 0.11583 | 0 | Version 2025.1
Concrete (in-situ) | Concrete, 40 MPa | >32 MPa to ≤40 MPa | 40 MPa, VR400 40 MPa TREMIE GP/SLAG (Boral) (Australia) | Concrete_40MPa | Concrete_40MPa | 2022-02-21 | 2027-02-21 | Australia | S-P-02341 | Version 1 | EPD Australasia | https://epd-australasia.com/wp-content/uploads/2022/03/SP02341-Boral-EPD_2022_Vic_v1.0.pdf | m³ | 2400 |  |  |  | 280 | 0 | 0 | 0 | 0 | 280 | 0 | 0.11667 | 0 | 0 | 0 | 0 | 0.11667 | 0 | Version 2025.1
Concrete (in-situ) | Concrete, 40 MPa | >32 MPa to ≤40 MPa | 40 MPa, VR400 40 MPa TREMIE/CFA GP/SLAG (Boral) (Australia) | Concrete_40MPa | Concrete_40MPa | 2022-02-21 | 2027-02-21 | Australia | S-P-02341 | Version 1 | EPD Australasia | https://epd-australasia.com/wp-content/uploads/2022/03/SP02341-Boral-EPD_2022_Vic_v1.0.pdf | m³ | 2400 |  |  |  | 323 | 0 | 0 | 0 | 0 | 323 | 0 | 0.13458 | 0 | 0 | 0 | 0 | 0.13458 | 0 | Version 2025.1
Concrete (in-situ) | Shotcrete | 40 MPa shotcrete | 40 MPa, VR400 40 MPa SHOTCRETE (Boral) (Australia) | Concrete_shotcrete | Concrete_shotcrete | 2022-02-21 | 2027-02-21 | Australia | S-P-02341 | Version 1 | EPD Australasia | https://epd-australasia.com/wp-content/uploads/2022/03/SP02341-Boral-EPD_2022_Vic_v1.0.pdf | m³ | 2400 |  |  |  | 415 | 0 | 0 | 0 | 0 | 415 | 0 | 0.17292 | 0 | 0 | 0 | 0 | 0.17292 | 0 | Version 2025.1
Concrete (in-situ) | Concrete, 40 MPa | >32 MPa to ≤40 MPa | 40 MPa, HIGH SLUMP 40 MPa (Boral) (Australia) | Concrete_40MPa | Concrete_40MPa | 2022-02-21 | 2027-02-21 | Australia | S-P-02341 | Version 1 | EPD Australasia | https://epd-australasia.com/wp-content/uploads/2022/03/SP02341-Boral-EPD_2022_Vic_v1.0.pdf | m³ | 2400 |  |  |  | 349 | 0 | 0 | 0 | 0 | 349 | 0 | 0.14542 | 0 | 0 | 0 | 0 | 0.14542 | 0 | Version 2025.1
Concrete (in-situ) | Concrete, 40 MPa | >32 MPa to ≤40 MPa | 40 MPa, TREMIE 40 MPa (Boral) (Australia) | Concrete_40MPa | Concrete_40MPa | 2022-02-21 | 2027-02-21 | Australia | S-P-02341 | Version 1 | EPD Australasia | https://epd-australasia.com/wp-content/uploads/2022/03/SP02341-Boral-EPD_2022_Vic_v1.0.pdf | m³ | 2400 |  |  |  | 318 | 0 | 0 | 0 | 0 | 318 | 0 | 0.1325 | 0 | 0 | 0 | 0 | 0.1325 | 0 | Version 2025.1
Concrete (in-situ) | Concrete, 40 MPa | >32 MPa to ≤40 MPa | 40 MPa, POST TENSIONED 40 MPa 22@3 (Boral) (Australia) | Concrete_40MPa | Concrete_40MPa | 2022-02-21 | 2027-02-21 | Australia | S-P-02341 | Version 1 | EPD Australasia | https://epd-australasia.com/wp-content/uploads/2022/03/SP02341-Boral-EPD_2022_Vic_v1.0.pdf | m³ | 2400 |  |  |  | 407 | 0 | 0 | 0 | 0 | 407 | 0 | 0.16958 | 0 | 0 | 0 | 0 | 0.16958 | 0 | Version 2025.1
Concrete (in-situ) | Concrete, 40 MPa | >32 MPa to ≤40 MPa | 40 MPa, POST TENSIONED 40 MPa 22@4 (Boral) (Australia) | Concrete_40MPa | Concrete_40MPa | 2022-02-21 | 2027-02-21 | Australia | S-P-02341 | Version 1 | EPD Australasia | https://epd-australasia.com/wp-content/uploads/2022/03/SP02341-Boral-EPD_2022_Vic_v1.0.pdf | m³ | 2400 |  |  |  | 392 | 0 | 0 | 0 | 0 | 392 | 0 | 0.16333 | 0 | 0 | 0 | 0 | 0.16333 | 0 | Version 2025.1
Concrete (in-situ) | Shotcrete | 40 MPa shotcrete | 40 MPa, SHOTCRETE 40 MPa (Boral) (Australia) | Concrete_shotcrete | Concrete_shotcrete | 2022-02-21 | 2027-02-21 | Australia | S-P-02341 | Version 1 | EPD Australasia | https://epd-australasia.com/wp-content/uploads/2022/03/SP02341-Boral-EPD_2022_Vic_v1.0.pdf | m³ | 2400 |  |  |  | 439 | 0 | 0 | 0 | 0 | 439 | 0 | 0.18292 | 0 | 0 | 0 | 0 | 0.18292 | 0 | Version 2025.1
Concrete (in-situ) | Concrete, 40 MPa | >32 MPa to ≤40 MPa | 40 MPa, ENVISIA 40 MPa (Boral) (Australia) | Concrete_40MPa | Concrete_40MPa | 2022-02-21 | 2027-02-21 | Australia | S-P-02341 | Version 1 | EPD Australasia | https://epd-australasia.com/wp-content/uploads/2022/03/SP02341-Boral-EPD_2022_Vic_v1.0.pdf | m³ | 2400 |  |  |  | 284 | 0 | 0 | 0 | 0 | 284 | 0 | 0.11833 | 0 | 0 | 0 | 0 | 0.11833 | 0 | Version 2025.1
Concrete (in-situ) | Concrete, 40 MPa | >32 MPa to ≤40 MPa | 40 MPa, ENVIROCRETE PLUS 40 MPa (Boral) (Australia) | Concrete_40MPa | Concrete_40MPa | 2022-02-21 | 2027-02-21 | Australia | S-P-02341 | Version 1 | EPD Australasia | https://epd-australasia.com/wp-content/uploads/2022/03/SP02341-Boral-EPD_2022_Vic_v1.0.pdf | m³ | 2400 |  |  |  | 271 | 0 | 0 | 0 | 0 | 271 | 0 | 0.11292 | 0 | 0 | 0 | 0 | 0.11292 | 0 | Version 2025.1
Concrete (in-situ) | Concrete, 40 MPa | >32 MPa to ≤40 MPa | 40 MPa, ENVIROCRETE 40% 40 MPa (Boral) (Australia) | Concrete_40MPa | Concrete_40MPa | 2022-02-21 | 2027-02-21 | Australia | S-P-02341 | Version 1 | EPD Australasia | https://epd-australasia.com/wp-content/uploads/2022/03/SP02341-Boral-EPD_2022_Vic_v1.0.pdf | m³ | 2400 |  |  |  | 336 | 0 | 0 | 0 | 0 | 336 | 0 | 0.14 | 0 | 0 | 0 | 0 | 0.14 | 0 | Version 2025.1
Concrete (in-situ) | Concrete, 40 MPa | >32 MPa to ≤40 MPa | 40 MPa, ENVIROCRETE 30% 40 MPa (Boral) (Australia) | Concrete_40MPa | Concrete_40MPa | 2022-02-21 | 2027-02-21 | Australia | S-P-02341 | Version 1 | EPD Australasia | https://epd-australasia.com/wp-content/uploads/2022/03/SP02341-Boral-EPD_2022_Vic_v1.0.pdf | m³ | 2400 |  |  |  | 375 | 0 | 0 | 0 | 0 | 375 | 0 | 0.15625 | 0 | 0 | 0 | 0 | 0.15625 | 0 | Version 2025.1
Concrete (in-situ) | Concrete, 40 MPa | >32 MPa to ≤40 MPa | 40 MPa, ENVIROCRETE 40 MPa (Boral) (Australia) | Concrete_40MPa | Concrete_40MPa | 2022-02-21 | 2027-02-21 | Australia | S-P-02341 | Version 1 | EPD Australasia | https://epd-australasia.com/wp-content/uploads/2022/03/SP02341-Boral-EPD_2022_Vic_v1.0.pdf | m³ | 2400 |  |  |  | 289 | 0 | 0 | 0 | 0 | 289 | 0 | 0.12042 | 0 | 0 | 0 | 0 | 0.12042 | 0 | Version 2025.1
Concrete (in-situ) | Concrete, 40 MPa | >32 MPa to ≤40 MPa | 40 MPa, NORMAL CLASS GP BLEND 40 MPa (Boral) (Australia) | Concrete_40MPa | Concrete_40MPa | 2022-02-21 | 2027-02-21 | Australia | S-P-02341 | Version 1 | EPD Australasia | https://epd-australasia.com/wp-content/uploads/2022/03/SP02341-Boral-EPD_2022_Vic_v1.0.pdf | m³ | 2400 |  |  |  | 384 | 0 | 0 | 0 | 0 | 384 | 0 | 0.16 | 0 | 0 | 0 | 0 | 0.16 | 0 | Version 2025.1
Concrete (in-situ) | Concrete, 40 MPa | >32 MPa to ≤40 MPa | 40 MPa, NORMAL CLASS GP/FA BLEND 40 MPa (Boral) (Australia) | Concrete_40MPa | Concrete_40MPa | 2022-02-21 | 2027-02-21 | Australia | S-P-02341 | Version 1 | EPD Australasia | https://epd-australasia.com/wp-content/uploads/2022/03/SP02341-Boral-EPD_2022_Vic_v1.0.pdf | m³ | 2400 |  |  |  | 355 | 0 | 0 | 0 | 0 | 355 | 0 | 0.14792 | 0 | 0 | 0 | 0 | 0.14792 | 0 | Version 2025.1
Concrete (in-situ) | Concrete, 40 MPa | >32 MPa to ≤40 MPa | 40 MPa, NORMAL CLASS GP/GGBFS BLEND 40 MPa (Boral) (Australia) | Concrete_40MPa | Concrete_40MPa | 2022-02-21 | 2027-02-21 | Australia | S-P-02341 | Version 1 | EPD Australasia | https://epd-australasia.com/wp-content/uploads/2022/03/SP02341-Boral-EPD_2022_Vic_v1.0.pdf | m³ | 2400 |  |  |  | 341 | 0 | 0 | 0 | 0 | 341 | 0 | 0.14208 | 0 | 0 | 0 | 0 | 0.14208 | 0 | Version 2025.1
Concrete (in-situ) | Concrete, 40 MPa | >32 MPa to ≤40 MPa | 40 MPa, VR400 40 MPa GP/FA (Boral) (Australia) | Concrete_40MPa | Concrete_40MPa | 2022-02-21 | 2027-02-21 | Australia | S-P-02341 | Version 1 | EPD Australasia | https://epd-australasia.com/wp-content/uploads/2022/03/SP02341-Boral-EPD_2022_Vic_v1.0.pdf | m³ | 2400 |  |  |  | 357 | 0 | 0 | 0 | 0 | 357 | 0 | 0.14875 | 0 | 0 | 0 | 0 | 0.14875 | 0 | Version 2025.1
Concrete (in-situ) | Concrete, 40 MPa | >32 MPa to ≤40 MPa | 40 MPa, VR400 40 MPa GP/SLAG (Boral) (Australia) | Concrete_40MPa | Concrete_40MPa | 2022-02-21 | 2027-02-21 | Australia | S-P-02341 | Version 1 | EPD Australasia | https://epd-australasia.com/wp-content/uploads/2022/03/SP02341-Boral-EPD_2022_Vic_v1.0.pdf | m³ | 2400 |  |  |  | 278 | 0 | 0 | 0 | 0 | 278 | 0 | 0.11583 | 0 | 0 | 0 | 0 | 0.11583 | 0 | Version 2025.1
Concrete (in-situ) | Concrete, 40 MPa | >32 MPa to ≤40 MPa | 40 MPa, VR400 40 MPa TREMIE GP/SLAG (Boral) (Australia) | Concrete_40MPa | Concrete_40MPa | 2022-02-21 | 2027-02-21 | Australia | S-P-02341 | Version 1 | EPD Australasia | https://epd-australasia.com/wp-content/uploads/2022/03/SP02341-Boral-EPD_2022_Vic_v1.0.pdf | m³ | 2400 |  |  |  | 280 | 0 | 0 | 0 | 0 | 280 | 0 | 0.11667 | 0 | 0 | 0 | 0 | 0.11667 | 0 | Version 2025.1
Concrete (in-situ) | Concrete, 40 MPa | >32 MPa to ≤40 MPa | 40 MPa, VR400 40 MPa TREMIE/CFA GP/SLAG (Boral) (Australia) | Concrete_40MPa | Concrete_40MPa | 2022-02-21 | 2027-02-21 | Australia | S-P-02341 | Version 1 | EPD Australasia | https://epd-australasia.com/wp-content/uploads/2022/03/SP02341-Boral-EPD_2022_Vic_v1.0.pdf | m³ | 2400 |  |  |  | 323 | 0 | 0 | 0 | 0 | 323 | 0 | 0.13458 | 0 | 0 | 0 | 0 | 0.13458 | 0 | Version 2025.1
Concrete (in-situ) | Shotcrete | 40 MPa shotcrete | 40 MPa, VR400 40 MPa SHOTCRETE (Boral) (Australia) | Concrete_shotcrete | Concrete_shotcrete | 2022-02-21 | 2027-02-21 | Australia | S-P-02341 | Version 1 | EPD Australasia | https://epd-australasia.com/wp-content/uploads/2022/03/SP02341-Boral-EPD_2022_Vic_v1.0.pdf | m³ | 2400 |  |  |  | 415 | 0 | 0 | 0 | 0 | 415 | 0 | 0.17292 | 0 | 0 | 0 | 0 | 0.17292 | 0 | Version 2025.1
Concrete (in-situ) | Concrete, 40 MPa | >32 MPa to ≤40 MPa | 40 MPa, HIGH SLUMP 40 MPa (Boral) (Australia) | Concrete_40MPa | Concrete_40MPa | 2022-02-21 | 2027-02-21 | Australia | S-P-02341 | Version 1 | EPD Australasia | https://epd-australasia.com/wp-content/uploads/2022/03/SP02341-Boral-EPD_2022_Vic_v1.0.pdf | m³ | 2400 |  |  |  | 349 | 0 | 0 | 0 | 0 | 349 | 0 | 0.14542 | 0 | 0 | 0 | 0 | 0.14542 | 0 | Version 2025.1
Concrete (in-situ) | Concrete, 40 MPa | >32 MPa to ≤40 MPa | 40 MPa, TREMIE 40 MPa (Boral) (Australia) | Concrete_40MPa | Concrete_40MPa | 2022-02-21 | 2027-02-21 | Australia | S-P-02341 | Version 1 | EPD Australasia | https://epd-australasia.com/wp-content/uploads/2022/03/SP02341-Boral-EPD_2022_Vic_v1.0.pdf | m³ | 2400 |  |  |  | 318 | 0 | 0 | 0 | 0 | 318 | 0 | 0.1325 | 0 | 0 | 0 | 0 | 0.1325 | 0 | Version 2025.1
Concrete (in-situ) | Concrete, 40 MPa | >32 MPa to ≤40 MPa | 40 MPa, POST TENSIONED 40 MPa 22@3 (Boral) (Australia) | Concrete_40MPa | Concrete_40MPa | 2022-02-21 | 2027-02-21 | Australia | S-P-02341 | Version 1 | EPD Australasia | https://epd-australasia.com/wp-content/uploads/2022/03/SP02341-Boral-EPD_2022_Vic_v1.0.pdf | m³ | 2400 |  |  |  | 407 | 0 | 0 | 0 | 0 | 407 | 0 | 0.16958 | 0 | 0 | 0 | 0 | 0.16958 | 0 | Version 2025.1
Concrete (in-situ) | Concrete, 40 MPa | >32 MPa to ≤40 MPa | 40 MPa, POST TENSIONED 40 MPa 22@4 (Boral) (Australia) | Concrete_40MPa | Concrete_40MPa | 2022-02-21 | 2027-02-21 | Australia | S-P-02341 | Version 1 | EPD Australasia | https://epd-australasia.com/wp-content/uploads/2022/03/SP02341-Boral-EPD_2022_Vic_v1.0.pdf | m³ | 2400 |  |  |  | 392 | 0 | 0 | 0 | 0 | 392 | 0 | 0.16333 | 0 | 0 | 0 | 0 | 0.16333 | 0 | Version 2025.1
Concrete (in-situ) | Shotcrete | 40 MPa shotcrete | 40 MPa, SHOTCRETE 40 MPa (Boral) (Australia) | Concrete_shotcrete | Concrete_shotcrete | 2022-02-21 | 2027-02-21 | Australia | S-P-02341 | Version 1 | EPD Australasia | https://epd-australasia.com/wp-content/uploads/2022/03/SP02341-Boral-EPD_2022_Vic_v1.0.pdf | m³ | 2400 |  |  |  | 439 | 0 | 0 | 0 | 0 | 439 | 0 | 0.18292 | 0 | 0 | 0 | 0 | 0.18292 | 0 | Version 2025.1
Concrete (in-situ) | Concrete, 40 MPa | >32 MPa to ≤40 MPa | 40 MPa, ENVISIA 40 MPa (Boral) (Australia) | Concrete_40MPa | Concrete_40MPa | 2022-02-21 | 2027-02-21 | Australia | S-P-02341 | Version 1 | EPD Australasia | https://epd-australasia.com/wp-content/uploads/2022/03/SP02341-Boral-EPD_2022_Vic_v1.0.pdf | m³ | 2400 |  |  |  | 284 | 0 | 0 | 0 | 0 | 284 | 0 | 0.11833 | 0 | 0 | 0 | 0 | 0.11833 | 0 | Version 2025.1
Concrete (in-situ) | Concrete, 40 MPa | >32 MPa to ≤40 MPa | 40 MPa, ENVIROCRETE PLUS 40 MPa (Boral) (Australia) | Concrete_40MPa | Concrete_40MPa | 2022-02-21 | 2027-02-21 | Australia | S-P-02341 | Version 1 | EPD Australasia | https://epd-australasia.com/wp-content/uploads/2022/03/SP02341-Boral-EPD_2022_Vic_v1.0.pdf | m³ | 2400 |  |  |  | 271 | 0 | 0 | 0 | 0 | 271 | 0 | 0.11292 | 0 | 0 | 0 | 0 | 0.11292 | 0 | Version 2025.1
Concrete (in-situ) | Concrete, 40 MPa | >32 MPa to ≤40 MPa | 40 MPa, ENVIROCRETE 40% 40 MPa (Boral) (Australia) | Concrete_40MPa | Concrete_40MPa | 2022-02-21 | 2027-02-21 | Australia | S-P-02341 | Version 1 | EPD Australasia | https://epd-australasia.com/wp-content/uploads/2022/03/SP02341-Boral-EPD_2022_Vic_v1.0.pdf | m³ | 2400 |  |  |  | 336 | 0 | 0 | 0 | 0 | 336 | 0 | 0.14 | 0 | 0 | 0 | 0 | 0.14 | 0 | Version 2025.1
Concrete (in-situ) | Concrete, 40 MPa | >32 MPa to ≤40 MPa | 40 MPa, ENVIROCRETE 30% 40 MPa (Boral) (Australia) | Concrete_40MPa | Concrete_40MPa | 2022-02-21 | 2027-02-21 | Australia | S-P-02341 | Version 1 | EPD Australasia | https://epd-australasia.com/wp-content/uploads/2022/03/SP02341-Boral-EPD_2022_Vic_v1.0.pdf | m³ | 2400 |  |  |  | 375 | 0 | 0 | 0 | 0 | 375 | 0 | 0.15625 | 0 | 0 | 0 | 0 | 0.15625 | 0 | Version 2025.1
Concrete (in-situ) | Concrete, 40 MPa | >32 MPa to ≤40 MPa | 40 MPa, ENVIROCRETE 40 MPa (Boral) (Australia) | Concrete_40MPa | Concrete_40MPa | 2022-02-21 | 2027-02-21 | Australia | S-P-02341 | Version 1 | EPD Australasia | https://epd-australasia.com/wp-content/uploads/2022/03/SP02341-Boral-EPD_2022_Vic_v1.0.pdf | m³ | 2400 |  |  |  | 289 | 0 | 0 | 0 | 0 | 289 | 0 | 0.12042 | 0 | 0 | 0 | 0 | 0.12042 | 0 | Version 2025.1
Concrete (in-situ) | Concrete, 40 MPa | >32 MPa to ≤40 MPa | 40 MPa, NORMAL CLASS GP BLEND 40 MPa (Boral) (Australia) | Concrete_40MPa | Concrete_40MPa | 2022-02-21 | 2027-02-21 | Australia | S-P-02341 | Version 1 | EPD Australasia | https://epd-australasia.com/wp-content/uploads/2022/03/SP02341-Boral-EPD_2022_Vic_v1.0.pdf | m³ | 2400 |  |  |  | 384 | 0 | 0 | 0 | 0 | 384 | 0 | 0.16 | 0 | 0 | 0 | 0 | 0.16 | 0 | Version 2025.1
Concrete (in-situ) | Concrete, 40 MPa | >32 MPa to ≤40 MPa | 40 MPa, NORMAL CLASS GP/FA BLEND 40 MPa (Boral) (Australia) | Concrete_40MPa | Concrete_40MPa | 2022-02-21 | 2027-02-21 | Australia | S-P-02341 | Version 1 | EPD Australasia | https://epd-australasia.com/wp-content/uploads/2022/03/SP02341-Boral-EPD_2022_Vic_v1.0.pdf | m³ | 2400 |  |  |  | 355 | 0 | 0 | 0 | 0 | 355 | 0 | 0.14792 | 0 | 0 | 0 | 0 | 0.14792 | 0 | Version 2025.1
Concrete (in-situ) | Concrete, 40 MPa | >32 MPa to ≤40 MPa | 40 MPa, NORMAL CLASS GP/GGBFS BLEND 40 MPa (Boral) (Australia) | Concrete_40MPa | Concrete_40MPa | 2022-02-21 | 2027-02-21 | Australia | S-P-02341 | Version 1 | EPD Australasia | https://epd-australasia.com/wp-content/uploads/2022/03/SP02341-Boral-EPD_2022_Vic_v1.0.pdf | m³ | 2400 |  |  |  | 341 | 0 | 0 | 0 | 0 | 341 | 0 | 0.14208 | 0 | 0 | 0 | 0 | 0.14208 | 0 | Version 2025.1
Concrete (in-situ) | Concrete, 40 MPa | >32 MPa to ≤40 MPa | 40 MPa, VR400 40 MPa GP/FA (Boral) (Australia) | Concrete_40MPa | Concrete_40MPa | 2022-02-21 | 2027-02-21 | Australia | S-P-02341 | Version 1 | EPD Australasia | https://epd-australasia.com/wp-content/uploads/2022/03/SP02341-Boral-EPD_2022_Vic_v1.0.pdf | m³ | 2400 |  |  |  | 357 | 0 | 0 | 0 | 0 | 357 | 0 | 0.14875 | 0 | 0 | 0 | 0 | 0.14875 | 0 | Version 2025.1
Concrete (in-situ) | Concrete, 40 MPa | >32 MPa to ≤40 MPa | 40 MPa, VR400 40 MPa GP/SLAG (Boral) (Australia) | Concrete_40MPa | Concrete_40MPa | 2022-02-21 | 2027-02-21 | Australia | S-P-02341 | Version 1 | EPD Australasia | https://epd-australasia.com/wp-content/uploads/2022/03/SP02341-Boral-EPD_2022_Vic_v1.0.pdf | m³ | 2400 |  |  |  | 278 | 0 | 0 | 0 | 0 | 278 | 0 | 0.11583 | 0 | 0 | 0 | 0 | 0.11583 | 0 | Version 2025.1
Concrete (in-situ) | Concrete, 40 MPa | >32 MPa to ≤40 MPa | 40 MPa, VR400 40 MPa TREMIE GP/SLAG (Boral) (Australia) | Concrete_40MPa | Concrete_40MPa | 2022-02-21 | 2027-02-21 | Australia | S-P-02341 | Version 1 | EPD Australasia | https://epd-australasia.com/wp-content/uploads/2022/03/SP02341-Boral-EPD_2022_Vic_v1.0.pdf | m³ | 2400 |  |  |  | 280 | 0 | 0 | 0 | 0 | 280 | 0 | 0.11667 | 0 | 0 | 0 | 0 | 0.11667 | 0 | Version 2025.1
Concrete (in-situ) | Concrete, 40 MPa | >32 MPa to ≤40 MPa | 40 MPa, VR400 40 MPa TREMIE/CFA GP/SLAG (Boral) (Australia) | Concrete_40MPa | Concrete_40MPa | 2022-02-21 | 2027-02-21 | Australia | S-P-02341 | Version 1 | EPD Australasia | https://epd-australasia.com/wp-content/uploads/2022/03/SP02341-Boral-EPD_2022_Vic_v1.0.pdf | m³ | 2400 |  |  |  | 323 | 0 | 0 | 0 | 0 | 323 | 0 | 0.13458 | 0 | 0 | 0 | 0 | 0.13458 | 0 | Version 2025.1
Concrete (in-situ) | Shotcrete | 40 MPa shotcrete | 40 MPa, VR400 40 MPa SHOTCRETE (Boral) (Australia) | Concrete_shotcrete | Concrete_shotcrete | 2022-02-21 | 2027-02-21 | Australia | S-P-02341 | Version 1 | EPD Australasia | https://epd-australasia.com/wp-content/uploads/2022/03/SP02341-Boral-EPD_2022_Vic_v1.0.pdf | m³ | 2400 |  |  |  | 415 | 0 | 0 | 0 | 0 | 415 | 0 | 0.17292 | 0 | 0 | 0 | 0 | 0.17292 | 0 | Version 2025.1
Concrete (in-situ) | Concrete, 40 MPa | >32 MPa to ≤40 MPa | 40 MPa, HIGH SLUMP 40 MPa (Boral) (Australia) | Concrete_40MPa | Concrete_40MPa | 2022-02-21 | 2027-02-21 | Australia | S-P-02341 | Version 1 | EPD Australasia | https://epd-australasia.com/wp-content/uploads/2022/03/SP02341-Boral-EPD_2022_Vic_v1.0.pdf | m³ | 2400 |  |  |  | 349 | 0 | 0 | 0 | 0 | 349 | 0 | 0.14542 | 0 | 0 | 0 | 0 | 0.14542 | 0 | Version 2025.1
Concrete (in-situ) | Concrete, 40 MPa | >32 MPa to ≤40 MPa | 40 MPa, TREMIE 40 MPa (Boral) (Australia) | Concrete_40MPa | Concrete_40MPa | 2022-02-21 | 2027-02-21 | Australia | S-P-02341 | Version 1 | EPD Australasia | https://epd-australasia.com/wp-content/uploads/2022/03/SP02341-Boral-EPD_2022_Vic_v1.0.pdf | m³ | 2400 |  |  |  | 318 | 0 | 0 | 0 | 0 | 318 | 0 | 0.1325 | 0 | 0 | 0 | 0 | 0.1325 | 0 | Version 2025.1
Concrete (in-situ) | Concrete, 40 MPa | >32 MPa to ≤40 MPa | 40 MPa, POST TENSIONED 40 MPa 22@3 (Boral) (Australia) | Concrete_40MPa | Concrete_40MPa | 2022-02-21 | 2027-02-21 | Australia | S-P-02341 | Version 1 | EPD Australasia | https://epd-australasia.com/wp-content/uploads/2022/03/SP02341-Boral-EPD_2022_Vic_v1.0.pdf | m³ | 2400 |  |  |  | 407 | 0 | 0 | 0 | 0 | 407 | 0 | 0.16958 | 0 | 0 | 0 | 0 | 0.16958 | 0 | Version 2025.1
Concrete (in-situ) | Concrete, 40 MPa | >32 MPa to ≤40 MPa | 40 MPa, POST TENSIONED 40 MPa 22@4 (Boral) (Australia) | Concrete_40MPa | Concrete_40MPa | 2022-02-21 | 2027-02-21 | Australia | S-P-02341 | Version 1 | EPD Australasia | https://epd-australasia.com/wp-content/uploads/2022/03/SP02341-Boral-EPD_2022_Vic_v1.0.pdf | m³ | 2400 |  |  |  | 392 | 0 | 0 | 0 | 0 | 392 | 0 | 0.16333 | 0 | 0 | 0 | 0 | 0.16333 | 0 | Version 2025.1
Concrete (in-situ) | Shotcrete | 40 MPa shotcrete | 40 MPa, SHOTCRETE 40 MPa (Boral) (Australia) | Concrete_shotcrete | Concrete_shotcrete | 2022-02-21 | 2027-02-21 | Australia | S-P-02341 | Version 1 | EPD Australasia | https://epd-australasia.com/wp-content/uploads/2022/03/SP02341-Boral-EPD_2022_Vic_v1.0.pdf | m³ | 2400 |  |  |  | 439 | 0 | 0 | 0 | 0 | 439 | 0 | 0.18292 | 0 | 0 | 0 | 0 | 0.18292 | 0 | Version 2025.1
Concrete (in-situ) | Concrete, 40 MPa | >32 MPa to ≤40 MPa | 40 MPa, ENVISIA 40 MPa (Boral) (Australia) | Concrete_40MPa | Concrete_40MPa | 2022-02-21 | 2027-02-21 | Australia | S-P-02341 | Version 1 | EPD Australasia | https://epd-australasia.com/wp-content/uploads/2022/03/SP02341-Boral-EPD_2022_Vic_v1.0.pdf | m³ | 2400 |  |  |  | 284 | 0 | 0 | 0 | 0 | 284 | 0 | 0.11833 | 0 | 0 | 0 | 0 | 0.11833 | 0 | Version 2025.1
Concrete (in-situ) | Concrete, 40 MPa | >32 MPa to ≤40 MPa | 40 MPa, ENVIROCRETE PLUS 40 MPa (Boral) (Australia) | Concrete_40MPa | Concrete_40MPa | 2022-02-21 | 2027-02-21 | Australia | S-P-02341 | Version 1 | EPD Australasia | https://epd-australasia.com/wp-content/uploads/2022/03/SP02341-Boral-EPD_2022_Vic_v1.0.pdf | m³ | 2400 |  |  |  | 271 | 0 | 0 | 0 | 0 | 271 | 0 | 0.11292 | 0 | 0 | 0 | 0 | 0.11292 | 0 | Version 2025.1
Concrete (in-situ) | Concrete, 40 MPa | >32 MPa to ≤40 MPa | 40 MPa, ENVIROCRETE 40% 40 MPa (Boral) (Australia) | Concrete_40MPa | Concrete_40MPa | 2022-02-21 | 2027-02-21 | Australia | S-P-02341 | Version 1 | EPD Australasia | https://epd-australasia.com/wp-content/uploads/2022/03/SP02341-Boral-EPD_2022_Vic_v1.0.pdf | m³ | 2400 |  |  |  | 336 | 0 | 0 | 0 | 0 | 336 | 0 | 0.14 | 0 | 0 | 0 | 0 | 0.14 | 0 | Version 2025.1
Concrete (in-situ) | Concrete, 40 MPa | >32 MPa to ≤40 MPa | 40 MPa, ENVIROCRETE 30% 40 MPa (Boral) (Australia) | Concrete_40MPa | Concrete_40MPa | 2022-02-21 | 2027-02-21 | Australia | S-P-02341 | Version 1 | EPD Australasia | https://epd-australasia.com/wp-content/uploads/2022/03/SP02341-Boral-EPD_2022_Vic_v1.0.pdf | m³ | 2400 |  |  |  | 375 | 0 | 0 | 0 | 0 | 375 | 0 | 0.15625 | 0 | 0 | 0 | 0 | 0.15625 | 0 | Version 2025.1
Concrete (in-situ) | Concrete, 40 MPa | >32 MPa to ≤40 MPa | 40 MPa, ENVIROCRETE 40 MPa (Boral) (Australia) | Concrete_40MPa | Concrete_40MPa | 2022-02-21 | 2027-02-21 | Australia | S-P-02341 | Version 1 | EPD Australasia | https://epd-australasia.com/wp-content/uploads/2022/03/SP02341-Boral-EPD_2022_Vic_v1.0.pdf | m³ | 2400 |  |  |  | 289 | 0 | 0 | 0 | 0 | 289 | 0 | 0.12042 | 0 | 0 | 0 | 0 | 0.12042 | 0 | Version 2025.1
Concrete (in-situ) | Concrete, 40 MPa | >32 MPa to ≤40 MPa | 40 MPa, NORMAL CLASS GP BLEND 40 MPa (Boral) (Australia) | Concrete_40MPa | Concrete_40MPa | 2022-02-21 | 2027-02-21 | Australia | S-P-02341 | Version 1 | EPD Australasia | https://epd-australasia.com/wp-content/uploads/2022/03/SP02341-Boral-EPD_2022_Vic_v1.0.pdf | m³ | 2400 |  |  |  | 384 | 0 | 0 | 0 | 0 | 384 | 0 | 0.16 | 0 | 0 | 0 | 0 | 0.16 | 0 | Version 2025.1
Concrete (in-situ) | Concrete, 40 MPa | >32 MPa to ≤40 MPa | 40 MPa, NORMAL CLASS GP/FA BLEND 40 MPa (Boral) (Australia) | Concrete_40MPa | Concrete_40MPa | 2022-02-21 | 2027-02-21 | Australia | S-P-02341 | Version 1 | EPD Australasia | https://epd-australasia.com/wp-content/uploads/2022/03/SP02341-Boral-EPD_2022_Vic_v1.0.pdf | m³ | 2400 |  |  |  | 355 | 0 | 0 | 0 | 0 | 355 | 0 | 0.14792 | 0 | 0 | 0 | 0 | 0.14792 | 0 | Version 2025.1
Concrete (in-situ) | Concrete, 40 MPa | >32 MPa to ≤40 MPa | 40 MPa, NORMAL CLASS GP/GGBFS BLEND 40 MPa (Boral) (Australia) | Concrete_40MPa | Concrete_40MPa | 2022-02-21 | 2027-02-21 | Australia | S-P-02341 | Version 1 | EPD Australasia | https://epd-australasia.com/wp-content/uploads/2022/03/SP02341-Boral-EPD_2022_Vic_v1.0.pdf | m³ | 2400 |  |  |  | 341 | 0 | 0 | 0 | 0 | 341 | 0 | 0.14208 | 0 | 0 | 0 | 0 | 0.14208 | 0 | Version 2025.1
Concrete (in-situ) | Concrete, 40 MPa | >32 MPa to ≤40 MPa | 40 MPa, VR400 40 MPa GP/FA (Boral) (Australia) | Concrete_40MPa | Concrete_40MPa | 2022-02-21 | 2027-02-21 | Australia | S-P-02341 | Version 1 | EPD Australasia | https://epd-australasia.com/wp-content/uploads/2022/03/SP02341-Boral-EPD_2022_Vic_v1.0.pdf | m³ | 2400 |  |  |  | 357 | 0 | 0 | 0 | 0 | 357 | 0 | 0.14875 | 0 | 0 | 0 | 0 | 0.14875 | 0 | Version 2025.1
Concrete (in-situ) | Concrete, 40 MPa | >32 MPa to ≤40 MPa | 40 MPa, VR400 40 MPa GP/SLAG (Boral) (Australia) | Concrete_40MPa | Concrete_40MPa | 2022-02-21 | 2027-02-21 | Australia | S-P-02341 | Version 1 | EPD Australasia | https://epd-australasia.com/wp-content/uploads/2022/03/SP02341-Boral-EPD_2022_Vic_v1.0.pdf | m³ | 2400 |  |  |  | 278 | 0 | 0 | 0 | 0 | 278 | 0 | 0.11583 | 0 | 0 | 0 | 0 | 0.11583 | 0 | Version 2025.1
Concrete (in-situ) | Concrete, 40 MPa | >32 MPa to ≤40 MPa | 40 MPa, VR400 40 MPa TREMIE GP/SLAG (Boral) (Australia) | Concrete_40MPa | Concrete_40MPa | 2022-02-21 | 2027-02-21 | Australia | S-P-02341 | Version 1 | EPD Australasia | https://epd-australasia.com/wp-content/uploads/2022/03/SP02341-Boral-EPD_2022_Vic_v1.0.pdf | m³ | 2400 |  |  |  | 280 | 0 | 0 | 0 | 0 | 280 | 0 | 0.11667 | 0 | 0 | 0 | 0 | 0.11667 | 0 | Version 2025.1
Concrete (in-situ) | Concrete, 40 MPa | >32 MPa to ≤40 MPa | 40 MPa, VR400 40 MPa TREMIE/CFA GP/SLAG (Boral) (Australia) | Concrete_40MPa | Concrete_40MPa | 2022-02-21 | 2027-02-21 | Australia | S-P-02341 | Version 1 | EPD Australasia | https://epd-australasia.com/wp-content/uploads/2022/03/SP02341-Boral-EPD_2022_Vic_v1.0.pdf | m³ | 2400 |  |  |  | 323 | 0 | 0 | 0 | 0 | 323 | 0 | 0.13458 | 0 | 0 | 0 | 0 | 0.13458 | 0 | Version 2025.1
Concrete (in-situ) | Concrete, 40 MPa | >32 MPa to ≤40 MPa | 40 MPa, HIGH SLUMP 40 MPa (Boral) (Australia) | Concrete_40MPa | Concrete_40MPa | 2022-02-21 | 2027-02-21 | Australia | S-P-02341 | Version 1 | EPD Australasia | https://epd-australasia.com/wp-content/uploads/2022/03/SP02341-Boral-EPD_2022_Vic_v1.0.pdf | m³ | 2400 |  |  |  | 349 | 0 | 0 | 0 | 0 | 349 | 0 | 0.14542 | 0 | 0 | 0 | 0 | 0.14542 | 0 | Version 2025.1
Concrete (in-situ) | Concrete, 40 MPa | >32 MPa to ≤40 MPa | 40 MPa, TREMIE 40 MPa (Boral) (Australia) | Concrete_40MPa | Concrete_40MPa | 2022-02-21 | 2027-02-21 | Australia | S-P-02341 | Version 1 | EPD Australasia | https://epd-australasia.com/wp-content/uploads/2022/03/SP02341-Boral-EPD_2022_Vic_v1.0.pdf | m³ | 2400 |  |  |  | 318 | 0 | 0 | 0 | 0 | 318 | 0 | 0.1325 | 0 | 0 | 0 | 0 | 0.1325 | 0 | Version 2025.1
Concrete (in-situ) | Concrete, 40 MPa | >32 MPa to ≤40 MPa | 40 MPa, POST TENSIONED 40 MPa 22@3 (Boral) (Australia) | Concrete_40MPa | Concrete_40MPa | 2022-02-21 | 2027-02-21 | Australia | S-P-02341 | Version 1 | EPD Australasia | https://epd-australasia.com/wp-content/uploads/2022/03/SP02341-Boral-EPD_2022_Vic_v1.0.pdf | m³ | 2400 |  |  |  | 407 | 0 | 0 | 0 | 0 | 407 | 0 | 0.16958 | 0 | 0 | 0 | 0 | 0.16958 | 0 | Version 2025.1
Concrete (in-situ) | Concrete, 40 MPa | >32 MPa to ≤40 MPa | 40 MPa, POST TENSIONED 40 MPa 22@4 (Boral) (Australia) | Concrete_40MPa | Concrete_40MPa | 2022-02-21 | 2027-02-21 | Australia | S-P-02341 | Version 1 | EPD Australasia | https://epd-australasia.com/wp-content/uploads/2022/03/SP02341-Boral-EPD_2022_Vic_v1.0.pdf | m³ | 2400 |  |  |  | 392 | 0 | 0 | 0 | 0 | 392 | 0 | 0.16333 | 0 | 0 | 0 | 0 | 0.16333 | 0 | Version 2025.1
Concrete (in-situ) | Shotcrete | 40 MPa shotcrete | 40 MPa, SHOTCRETE 40 MPa (Boral) (Australia) | Concrete_shotcrete | Concrete_shotcrete | 2022-02-21 | 2027-02-21 | Australia | S-P-02341 | Version 1 | EPD Australasia | https://epd-australasia.com/wp-content/uploads/2022/03/SP02341-Boral-EPD_2022_Vic_v1.0.pdf | m³ | 2400 |  |  |  | 439 | 0 | 0 | 0 | 0 | 439 | 0 | 0.18292 | 0 | 0 | 0 | 0 | 0.18292 | 0 | Version 2025.1
Concrete (in-situ) | Concrete, 40 MPa | >32 MPa to ≤40 MPa | 40 MPa, ENVISIA 40 MPa (Boral) (Australia) | Concrete_40MPa | Concrete_40MPa | 2022-02-21 | 2027-02-21 | Australia | S-P-02341 | Version 1 | EPD Australasia | https://epd-australasia.com/wp-content/uploads/2022/03/SP02341-Boral-EPD_2022_Vic_v1.0.pdf | m³ | 2400 |  |  |  | 284 | 0 | 0 | 0 | 0 | 284 | 0 | 0.11833 | 0 | 0 | 0 | 0 | 0.11833 | 0 | Version 2025.1
Concrete (in-situ) | Concrete, 40 MPa | >32 MPa to ≤40 MPa | 40 MPa, ENVIROCRETE PLUS 40 MPa (Boral) (Australia) | Concrete_40MPa | Concrete_40MPa | 2022-02-21 | 2027-02-21 | Australia | S-P-02341 | Version 1 | EPD Australasia | https://epd-australasia.com/wp-content/uploads/2022/03/SP02341-Boral-EPD_2022_Vic_v1.0.pdf | m³ | 2400 |  |  |  | 271 | 0 | 0 | 0 | 0 | 271 | 0 | 0.11292 | 0 | 0 | 0 | 0 | 0.11292 | 0 | Version 2025.1
Concrete (in-situ) | Concrete, 40 MPa | >32 MPa to ≤40 MPa | 40 MPa, ENVIROCRETE 40% 40 MPa (Boral) (Australia) | Concrete_40MPa | Concrete_40MPa | 2022-02-21 | 2027-02-21 | Australia | S-P-02341 | Version 1 | EPD Australasia | https://epd-australasia.com/wp-content/uploads/2022/03/SP02341-Boral-EPD_2022_Vic_v1.0.pdf | m³ | 2400 |  |  |  | 336 | 0 | 0 | 0 | 0 | 336 | 0 | 0.14 | 0 | 0 | 0 | 0 | 0.14 | 0 | Version 2025.1
Concrete (in-situ) | Concrete, 40 MPa | >32 MPa to ≤40 MPa | 40 MPa, ENVIROCRETE 30% 40 MPa (Boral) (Australia) | Concrete_40MPa | Concrete_40MPa | 2022-02-21 | 2027-02-21 | Australia | S-P-02341 | Version 1 | EPD Australasia | https://epd-australasia.com/wp-content/uploads/2022/03/SP02341-Boral-EPD_2022_Vic_v1.0.pdf | m³ | 2400 |  |  |  | 375 | 0 | 0 | 0 | 0 | 375 | 0 | 0.15625 | 0 | 0 | 0 | 0 | 0.15625 | 0 | Version 2025.1
Concrete (in-situ) | Concrete, 40 MPa | >32 MPa to ≤40 MPa | 40 MPa, ENVIROCRETE 40 MPa (Boral) (Australia) | Concrete_40MPa | Concrete_40MPa | 2022-02-21 | 2027-02-21 | Australia | S-P-02341 | Version 1 | EPD Australasia | https://epd-australasia.com/wp-content/uploads/2022/03/SP02341-Boral-EPD_2022_Vic_v1.0.pdf | m³ | 2400 |  |  |  | 289 | 0 | 0 | 0 | 0 | 289 | 0 | 0.12042 | 0 | 0 | 0 | 0 | 0.12042 | 0 | Version 2025.1
Concrete (in-situ) | Concrete, 40 MPa | >32 MPa to ≤40 MPa | 40 MPa, NORMAL CLASS GP BLEND 40 MPa (Boral) (Australia) | Concrete_40MPa | Concrete_40MPa | 2022-02-21 | 2027-02-21 | Australia | S-P-02341 | Version 1 | EPD Australasia | https://epd-australasia.com/wp-content/uploads/2022/03/SP02341-Boral-EPD_2022_Vic_v1.0.pdf | m³ | 2400 |  |  |  | 384 | 0 | 0 | 0 | 0 | 384 | 0 | 0.16 | 0 | 0 | 0 | 0 | 0.16 | 0 | Version 2025.1
Concrete (in-situ) | Concrete, 40 MPa | >32 MPa to ≤40 MPa | 40 MPa, NORMAL CLASS GP/FA BLEND 40 MPa (Boral) (Australia) | Concrete_40MPa | Concrete_40MPa | 2022-02-21 | 2027-02-21 | Australia | S-P-02341 | Version 1 | EPD Australasia | https://epd-australasia.com/wp-content/uploads/2022/03/SP02341-Boral-EPD_2022_Vic_v1.0.pdf | m³ | 2400 |  |  |  | 355 | 0 | 0 | 0 | 0 | 355 | 0 | 0.14792 | 0 | 0 | 0 | 0 | 0.14792 | 0 | Version 2025.1
Concrete (in-situ) | Concrete, 40 MPa | >32 MPa to ≤40 MPa | 40 MPa, NORMAL CLASS GP/GGBFS BLEND 40 MPa (Boral) (Australia) | Concrete_40MPa | Concrete_40MPa | 2022-02-21 | 2027-02-21 | Australia | S-P-02341 | Version 1 | EPD Australasia | https://epd-australasia.com/wp-content/uploads/2022/03/SP02341-Boral-EPD_2022_Vic_v1.0.pdf | m³ | 2400 |  |  |  | 341 | 0 | 0 | 0 | 0 | 341 | 0 | 0.14208 | 0 | 0 | 0 | 0 | 0.14208 | 0 | Version 2025.1
Concrete (in-situ) | Concrete, 40 MPa | >32 MPa to ≤40 MPa | 40 MPa, VR400 40 MPa GP/FA (Boral) (Australia) | Concrete_40MPa | Concrete_40MPa | 2022-02-21 | 2027-02-21 | Australia | S-P-02341 | Version 1 | EPD Australasia | https://epd-australasia.com/wp-content/uploads/2022/03/SP02341-Boral-EPD_2022_Vic_v1.0.pdf | m³ | 2400 |  |  |  | 357 | 0 | 0 | 0 | 0 | 357 | 0 | 0.14875 | 0 | 0 | 0 | 0 | 0.14875 | 0 | Version 2025.1
Concrete (in-situ) | Concrete, 40 MPa | >32 MPa to ≤40 MPa | 40 MPa, VR400 40 MPa GP/SLAG (Boral) (Australia) | Concrete_40MPa | Concrete_40MPa | 2022-02-21 | 2027-02-21 | Australia | S-P-02341 | Version 1 | EPD Australasia | https://epd-australasia.com/wp-content/uploads/2022/03/SP02341-Boral-EPD_2022_Vic_v1.0.pdf | m³ | 2400 |  |  |  | 278 | 0 | 0 | 0 | 0 | 278 | 0 | 0.11583 | 0 | 0 | 0 | 0 | 0.11583 | 0 | Version 2025.1
Concrete (in-situ) | Concrete, 40 MPa | >32 MPa to ≤40 MPa | 40 MPa, VR400 40 MPa TREMIE GP/SLAG (Boral) (Australia) | Concrete_40MPa | Concrete_40MPa | 2022-02-21 | 2027-02-21 | Australia | S-P-02341 | Version 1 | EPD Australasia | https://epd-australasia.com/wp-content/uploads/2022/03/SP02341-Boral-EPD_2022_Vic_v1.0.pdf | m³ | 2400 |  |  |  | 280 | 0 | 0 | 0 | 0 | 280 | 0 | 0.11667 | 0 | 0 | 0 | 0 | 0.11667 | 0 | Version 2025.1
Concrete (in-situ) | Concrete, 40 MPa | >32 MPa to ≤40 MPa | 40 MPa, VR400 40 MPa TREMIE/CFA GP/SLAG (Boral) (Australia) | Concrete_40MPa | Concrete_40MPa | 2022-02-21 | 2027-02-21 | Australia | S-P-02341 | Version 1 | EPD Australasia | https://epd-australasia.com/wp-content/uploads/2022/03/SP02341-Boral-EPD_2022_Vic_v1.0.pdf | m³ | 2400 |  |  |  | 323 | 0 | 0 | 0 | 0 | 323 | 0 | 0.13458 | 0 | 0 | 0 | 0 | 0.13458 | 0 | Version 2025.1
Concrete (in-situ) | Concrete, 40 MPa | >32 MPa to ≤40 MPa | 40 MPa, HIGH SLUMP 40 MPa (Boral) (Australia) | Concrete_40MPa | Concrete_40MPa | 2022-02-21 | 2027-02-21 | Australia | S-P-02341 | Version 1 | EPD Australasia | https://epd-australasia.com/wp-content/uploads/2022/03/SP02341-Boral-EPD_2022_Vic_v1.0.pdf | m³ | 2400 |  |  |  | 349 | 0 | 0 | 0 | 0 | 349 | 0 | 0.14542 | 0 | 0 | 0 | 0 | 0.14542 | 0 | Version 2025.1
Concrete (in-situ) | Concrete, 40 MPa | >32 MPa to ≤40 MPa | 40 MPa, TREMIE 40 MPa (Boral) (Australia) | Concrete_40MPa | Concrete_40MPa | 2022-02-21 | 2027-02-21 | Australia | S-P-02341 | Version 1 | EPD Australasia | https://epd-australasia.com/wp-content/uploads/2022/03/SP02341-Boral-EPD_2022_Vic_v1.0.pdf | m³ | 2400 |  |  |  | 318 | 0 | 0 | 0 | 0 | 318 | 0 | 0.1325 | 0 | 0 | 0 | 0 | 0.1325 | 0 | Version 2025.1
Concrete (in-situ) | Concrete, 40 MPa | >32 MPa to ≤40 MPa | 40 MPa, POST TENSIONED 40 MPa 22@3 (Boral) (Australia) | Concrete_40MPa | Concrete_40MPa | 2022-02-21 | 2027-02-21 | Australia | S-P-02341 | Version 1 | EPD Australasia | https://epd-australasia.com/wp-content/uploads/2022/03/SP02341-Boral-EPD_2022_Vic_v1.0.pdf | m³ | 2400 |  |  |  | 407 | 0 | 0 | 0 | 0 | 407 | 0 | 0.16958 | 0 | 0 | 0 | 0 | 0.16958 | 0 | Version 2025.1
Concrete (in-situ) | Concrete, 40 MPa | >32 MPa to ≤40 MPa | 40 MPa, POST TENSIONED 40 MPa 22@4 (Boral) (Australia) | Concrete_40MPa | Concrete_40MPa | 2022-02-21 | 2027-02-21 | Australia | S-P-02341 | Version 1 | EPD Australasia | https://epd-australasia.com/wp-content/uploads/2022/03/SP02341-Boral-EPD_2022_Vic_v1.0.pdf | m³ | 2400 |  |  |  | 392 | 0 | 0 | 0 | 0 | 392 | 0 | 0.16333 | 0 | 0 | 0 | 0 | 0.16333 | 0 | Version 2025.1
Concrete (in-situ) | Shotcrete | 40 MPa shotcrete | 40 MPa, SHOTCRETE 40 MPa (Boral) (Australia) | Concrete_shotcrete | Concrete_shotcrete | 2022-02-21 | 2027-02-21 | Australia | S-P-02341 | Version 1 | EPD Australasia | https://epd-australasia.com/wp-content/uploads/2022/03/SP02341-Boral-EPD_2022_Vic_v1.0.pdf | m³ | 2400 |  |  |  | 439 | 0 | 0 | 0 | 0 | 439 | 0 | 0.18292 | 0 | 0 | 0 | 0 | 0.18292 | 0 | Version 2025.1
Concrete (in-situ) | Concrete, 40 MPa | >32 MPa to ≤40 MPa | 40 MPa, ENVISIA 40 MPa (Boral) (Australia) | Concrete_40MPa | Concrete_40MPa | 2022-02-21 | 2027-02-21 | Australia | S-P-02341 | Version 1 | EPD Australasia | https://epd-australasia.com/wp-content/uploads/2022/03/SP02341-Boral-EPD_2022_Vic_v1.0.pdf | m³ | 2400 |  |  |  | 284 | 0 | 0 | 0 | 0 | 284 | 0 | 0.11833 | 0 | 0 | 0 | 0 | 0.11833 | 0 | Version 2025.1
Concrete (in-situ) | Concrete, 40 MPa | >32 MPa to ≤40 MPa | 40 MPa, ENVIROCRETE PLUS 40 MPa (Boral) (Australia) | Concrete_40MPa | Concrete_40MPa | 2022-02-21 | 2027-02-21 | Australia | S-P-02341 | Version 1 | EPD Australasia | https://epd-australasia.com/wp-content/uploads/2022/03/SP02341-Boral-EPD_2022_Vic_v1.0.pdf | m³ | 2400 |  |  |  | 271 | 0 | 0 | 0 | 0 | 271 | 0 | 0.11292 | 0 | 0 | 0 | 0 | 0.11292 | 0 | Version 2025.1
Concrete (in-situ) | Concrete, 40 MPa | >32 MPa to ≤40 MPa | 40 MPa, ENVIROCRETE 40% 40 MPa (Boral) (Australia) | Concrete_40MPa | Concrete_40MPa | 2022-02-21 | 2027-02-21 | Australia | S-P-02341 | Version 1 | EPD Australasia | https://epd-australasia.com/wp-content/uploads/2022/03/SP02341-Boral-EPD_2022_Vic_v1.0.pdf | m³ | 2400 |  |  |  | 336 | 0 | 0 | 0 | 0 | 336 | 0 | 0.14 | 0 | 0 | 0 | 0 | 0.14 | 0 | Version 2025.1
Concrete (in-situ) | Concrete, 40 MPa | >32 MPa to ≤40 MPa | 40 MPa, ENVIROCRETE 30% 40 MPa (Boral) (Australia) | Concrete_40MPa | Concrete_40MPa | 2022-02-21 | 2027-02-21 | Australia | S-P-02341 | Version 1 | EPD Australasia | https://epd-australasia.com/wp-content/uploads/2022/03/SP02341-Boral-EPD_2022_Vic_v1.0.pdf | m³ | 2400 |  |  |  | 375 | 0 | 0 | 0 | 0 | 375 | 0 | 0.15625 | 0 | 0 | 0 | 0 | 0.15625 | 0 | Version 2025.1
Concrete (in-situ) | Concrete, 40 MPa | >32 MPa to ≤40 MPa | 40 MPa, ENVIROCRETE 40 MPa (Boral) (Australia) | Concrete_40MPa | Concrete_40MPa | 2022-02-21 | 2027-02-21 | Australia | S-P-02341 | Version 1 | EPD Australasia | https://epd-australasia.com/wp-content/uploads/2022/03/SP02341-Boral-EPD_2022_Vic_v1.0.pdf | m³ | 2400 |  |  |  | 289 | 0 | 0 | 0 | 0 | 289 | 0 | 0.12042 | 0 | 0 | 0 | 0 | 0.12042 | 0 | Version 2025.1
Concrete (in-situ) | Concrete, 40 MPa | >32 MPa to ≤40 MPa | 40 MPa, NORMAL CLASS GP BLEND 40 MPa (Boral) (Australia) | Concrete_40MPa | Concrete_40MPa | 2022-02-21 | 2027-02-21 | Australia | S-P-02341 | Version 1 | EPD Australasia | https://epd-australasia.com/wp-content/uploads/2022/03/SP02341-Boral-EPD_2022_Vic_v1.0.pdf | m³ | 2400 |  |  |  | 384 | 0 | 0 | 0 | 0 | 384 | 0 | 0.16 | 0 | 0 | 0 | 0 | 0.16 | 0 | Version 2025.1
Concrete (in-situ) | Concrete, 40 MPa | >32 MPa to ≤40 MPa | 40 MPa, NORMAL CLASS GP/FA BLEND 40 MPa (Boral) (Australia) | Concrete_40MPa | Concrete_40MPa | 2022-02-21 | 2027-02-21 | Australia | S-P-02341 | Version 1 | EPD Australasia | https://epd-australasia.com/wp-content/uploads/2022/03/SP02341-Boral-EPD_2022_Vic_v1.0.pdf | m³ | 2400 |  |  |  | 355 | 0 | 0 | 0 | 0 | 355 | 0 | 0.14792 | 0 | 0 | 0 | 0 | 0.14792 | 0 | Version 2025.1
Concrete (in-situ) | Concrete, 40 MPa | >32 MPa to ≤40 MPa | 40 MPa, NORMAL CLASS GP/GGBFS BLEND 40 MPa (Boral) (Australia) | Concrete_40MPa | Concrete_40MPa | 2022-02-21 | 2027-02-21 | Australia | S-P-02341 | Version 1 | EPD Australasia | https://epd-australasia.com/wp-content/uploads/2022/03/SP02341-Boral-EPD_2022_Vic_v1.0.pdf | m³ | 2400 |  |  |  | 341 | 0 | 0 | 0 | 0 | 341 | 0 | 0.14208 | 0 | 0 | 0 | 0 | 0.14208 | 0 | Version 2025.1
Concrete (in-situ) | Concrete, 40 MPa | >32 MPa to ≤40 MPa | 40 MPa, VR400 40 MPa GP/FA (Boral) (Australia) | Concrete_40MPa | Concrete_40MPa | 2022-02-21 | 2027-02-21 | Australia | S-P-02341 | Version 1 | EPD Australasia | https://epd-australasia.com/wp-content/uploads/2022/03/SP02341-Boral-EPD_2022_Vic_v1.0.pdf | m³ | 2400 |  |  |  | 357 | 0 | 0 | 0 | 0 | 357 | 0 | 0.14875 | 0 | 0 | 0 | 0 | 0.14875 | 0 | Version 2025.1
Concrete (in-situ) | Concrete, 40 MPa | >32 MPa to ≤40 MPa | 40 MPa, VR400 40 MPa GP/SLAG (Boral) (Australia) | Concrete_40MPa | Concrete_40MPa | 2022-02-21 | 2027-02-21 | Australia | S-P-02341 | Version 1 | EPD Australasia | https://epd-australasia.com/wp-content/uploads/2022/03/SP02341-Boral-EPD_2022_Vic_v1.0.pdf | m³ | 2400 |  |  |  | 278 | 0 | 0 | 0 | 0 | 278 | 0 | 0.11583 | 0 | 0 | 0 | 0 | 0.11583 | 0 | Version 2025.1
Concrete (in-situ) | Concrete, 40 MPa | >32 MPa to ≤40 MPa | 40 MPa, VR400 40 MPa TREMIE GP/SLAG (Boral) (Australia) | Concrete_40MPa | Concrete_40MPa | 2022-02-21 | 2027-02-21 | Australia | S-P-02341 | Version 1 | EPD Australasia | https://epd-australasia.com/wp-content/uploads/2022/03/SP02341-Boral-EPD_2022_Vic_v1.0.pdf | m³ | 2400 |  |  |  | 280 | 0 | 0 | 0 | 0 | 280 | 0 | 0.11667 | 0 | 0 | 0 | 0 | 0.11667 | 0 | Version 2025.1
Concrete (in-situ) | Concrete, 40 MPa | >32 MPa to ≤40 MPa | 40 MPa, VR400 40 MPa TREMIE/CFA GP/SLAG (Boral) (Australia) | Concrete_40MPa | Concrete_40MPa | 2022-02-21 | 2027-02-21 | Australia | S-P-02341 | Version 1 | EPD Australasia | https://epd-australasia.com/wp-content/uploads/2022/03/SP02341-Boral-EPD_2022_Vic_v1.0.pdf | m³ | 2400 |  |  |  | 323 | 0 | 0 | 0 | 0 | 323 | 0 | 0.13458 | 0 | 0 | 0 | 0 | 0.13458 | 0 | Version 2025.1
Concrete (in-situ) | Shotcrete | 40 MPa shotcrete | 40 MPa, VR400 40 MPa SHOTCRETE (Boral) (Australia) | Concrete_shotcrete | Concrete_shotcrete | 2022-02-21 | 2027-02-21 | Australia | S-P-02341 | Version 1 | EPD Australasia | https://epd-australasia.com/wp-content/uploads/2022/03/SP02341-Boral-EPD_2022_Vic_v1.0.pdf | m³ | 2400 |  |  |  | 415 | 0 | 0 | 0 | 0 | 415 | 0 | 0.17292 | 0 | 0 | 0 | 0 | 0.17292 | 0 | Version 2025.1
Concrete (in-situ) | Concrete, 40 MPa | >32 MPa to ≤40 MPa | 40 MPa, HIGH SLUMP 40 MPa (Boral) (Australia) | Concrete_40MPa | Concrete_40MPa | 2022-02-21 | 2027-02-21 | Australia | S-P-02341 | Version 1 | EPD Australasia | https://epd-australasia.com/wp-content/uploads/2022/03/SP02341-Boral-EPD_2022_Vic_v1.0.pdf | m³ | 2400 |  |  |  | 349 | 0 | 0 | 0 | 0 | 349 | 0 | 0.14542 | 0 | 0 | 0 | 0 | 0.14542 | 0 | Version 2025.1
Concrete (in-situ) | Concrete, 40 MPa | >32 MPa to ≤40 MPa | 40 MPa, TREMIE 40 MPa (Boral) (Australia) | Concrete_40MPa | Concrete_40MPa | 2022-02-21 | 2027-02-21 | Australia | S-P-02341 | Version 1 | EPD Australasia | https://epd-australasia.com/wp-content/uploads/2022/03/SP02341-Boral-EPD_2022_Vic_v1.0.pdf | m³ | 2400 |  |  |  | 318 | 0 | 0 | 0 | 0 | 318 | 0 | 0.1325 | 0 | 0 | 0 | 0 | 0.1325 | 0 | Version 2025.1
Concrete (in-situ) | Concrete, 40 MPa | >32 MPa to ≤40 MPa | 40 MPa, POST TENSIONED 40 MPa 22@3 (Boral) (Australia) | Concrete_40MPa | Concrete_40MPa | 2022-02-21 | 2027-02-21 | Australia | S-P-02341 | Version 1 | EPD Australasia | https://epd-australasia.com/wp-content/uploads/2022/03/SP02341-Boral-EPD_2022_Vic_v1.0.pdf | m³ | 2400 |  |  |  | 407 | 0 | 0 | 0 | 0 | 407 | 0 | 0.16958 | 0 | 0 | 0 | 0 | 0.16958 | 0 | Version 2025.1
Concrete (in-situ) | Concrete, 40 MPa | >32 MPa to ≤40 MPa | 40 MPa, POST TENSIONED 40 MPa 22@4 (Boral) (Australia) | Concrete_40MPa | Concrete_40MPa | 2022-02-21 | 2027-02-21 | Australia | S-P-02341 | Version 1 | EPD Australasia | https://epd-australasia.com/wp-content/uploads/2022/03/SP02341-Boral-EPD_2022_Vic_v1.0.pdf | m³ | 2400 |  |  |  | 392 | 0 | 0 | 0 | 0 | 392 | 0 | 0.16333 | 0 | 0 | 0 | 0 | 0.16333 | 0 | Version 2025.1
Concrete (in-situ) | Shotcrete | 40 MPa shotcrete | 40 MPa, SHOTCRETE 40 MPa (Boral) (Australia) | Concrete_shotcrete | Concrete_shotcrete | 2022-02-21 | 2027-02-21 | Australia | S-P-02341 | Version 1 | EPD Australasia | https://epd-australasia.com/wp-content/uploads/2022/03/SP02341-Boral-EPD_2022_Vic_v1.0.pdf | m³ | 2400 |  |  |  | 439 | 0 | 0 | 0 | 0 | 439 | 0 | 0.18292 | 0 | 0 | 0 | 0 | 0.18292 | 0 | Version 2025.1
Concrete (in-situ) | Concrete, 40 MPa | >32 MPa to ≤40 MPa | 40 MPa, ENVISIA 40 MPa (Boral) (Australia) | Concrete_40MPa | Concrete_40MPa | 2022-02-21 | 2027-02-21 | Australia | S-P-02341 | Version 1 | EPD Australasia | https://epd-australasia.com/wp-content/uploads/2022/03/SP02341-Boral-EPD_2022_Vic_v1.0.pdf | m³ | 2400 |  |  |  | 284 | 0 | 0 | 0 | 0 | 284 | 0 | 0.11833 | 0 | 0 | 0 | 0 | 0.11833 | 0 | Version 2025.1
Concrete (in-situ) | Concrete, 40 MPa | >32 MPa to ≤40 MPa | 40 MPa, ENVIROCRETE PLUS 40 MPa (Boral) (Australia) | Concrete_40MPa | Concrete_40MPa | 2022-02-21 | 2027-02-21 | Australia | S-P-02341 | Version 1 | EPD Australasia | https://epd-australasia.com/wp-content/uploads/2022/03/SP02341-Boral-EPD_2022_Vic_v1.0.pdf | m³ | 2400 |  |  |  | 271 | 0 | 0 | 0 | 0 | 271 | 0 | 0.11292 | 0 | 0 | 0 | 0 | 0.11292 | 0 | Version 2025.1
Concrete (in-situ) | Concrete, 40 MPa | >32 MPa to ≤40 MPa | 40 MPa, ENVIROCRETE 40% 40 MPa (Boral) (Australia) | Concrete_40MPa | Concrete_40MPa | 2022-02-21 | 2027-02-21 | Australia | S-P-02341 | Version 1 | EPD Australasia | https://epd-australasia.com/wp-content/uploads/2022/03/SP02341-Boral-EPD_2022_Vic_v1.0.pdf | m³ | 2400 |  |  |  | 336 | 0 | 0 | 0 | 0 | 336 | 0 | 0.14 | 0 | 0 | 0 | 0 | 0.14 | 0 | Version 2025.1
Concrete (in-situ) | Concrete, 40 MPa | >32 MPa to ≤40 MPa | 40 MPa, ENVIROCRETE 30% 40 MPa (Boral) (Australia) | Concrete_40MPa | Concrete_40MPa | 2022-02-21 | 2027-02-21 | Australia | S-P-02341 | Version 1 | EPD Australasia | https://epd-australasia.com/wp-content/uploads/2022/03/SP02341-Boral-EPD_2022_Vic_v1.0.pdf | m³ | 2400 |  |  |  | 375 | 0 | 0 | 0 | 0 | 375 | 0 | 0.15625 | 0 | 0 | 0 | 0 | 0.15625 | 0 | Version 2025.1
Concrete (in-situ) | Concrete, 40 MPa | >32 MPa to ≤40 MPa | 40 MPa, ENVIROCRETE 40 MPa (Boral) (Australia) | Concrete_40MPa | Concrete_40MPa | 2022-02-21 | 2027-02-21 | Australia | S-P-02341 | Version 1 | EPD Australasia | https://epd-australasia.com/wp-content/uploads/2022/03/SP02341-Boral-EPD_2022_Vic_v1.0.pdf | m³ | 2400 |  |  |  | 289 | 0 | 0 | 0 | 0 | 289 | 0 | 0.12042 | 0 | 0 | 0 | 0 | 0.12042 | 0 | Version 2025.1
Concrete (in-situ) | Concrete, 40 MPa | >32 MPa to ≤40 MPa | 40 MPa, NORMAL CLASS GP BLEND 40 MPa (Boral) (Australia) | Concrete_40MPa | Concrete_40MPa | 2022-02-21 | 2027-02-21 | Australia | S-P-02341 | Version 1 | EPD Australasia | https://epd-australasia.com/wp-content/uploads/2022/03/SP02341-Boral-EPD_2022_Vic_v1.0.pdf | m³ | 2400 |  |  |  | 384 | 0 | 0 | 0 | 0 | 384 | 0 | 0.16 | 0 | 0 | 0 | 0 | 0.16 | 0 | Version 2025.1
Concrete (in-situ) | Concrete, 40 MPa | >32 MPa to ≤40 MPa | 40 MPa, NORMAL CLASS GP/FA BLEND 40 MPa (Boral) (Australia) | Concrete_40MPa | Concrete_40MPa | 2022-02-21 | 2027-02-21 | Australia | S-P-02341 | Version 1 | EPD Australasia | https://epd-australasia.com/wp-content/uploads/2022/03/SP02341-Boral-EPD_2022_Vic_v1.0.pdf | m³ | 2400 |  |  |  | 355 | 0 | 0 | 0 | 0 | 355 | 0 | 0.14792 | 0 | 0 | 0 | 0 | 0.14792 | 0 | Version 2025.1
Concrete (in-situ) | Concrete, 40 MPa | >32 MPa to ≤40 MPa | 40 MPa, NORMAL CLASS GP/GGBFS BLEND 40 MPa (Boral) (Australia) | Concrete_40MPa | Concrete_40MPa | 2022-02-21 | 2027-02-21 | Australia | S-P-02341 | Version 1 | EPD Australasia | https://epd-australasia.com/wp-content/uploads/2022/03/SP02341-Boral-EPD_2022_Vic_v1.0.pdf | m³ | 2400 |  |  |  | 341 | 0 | 0 | 0 | 0 | 341 | 0 | 0.14208 | 0 | 0 | 0 | 0 | 0.14208 | 0 | Version 2025.1
Concrete (in-situ) | Concrete, 40 MPa | >32 MPa to ≤40 MPa | 40 MPa, VR400 40 MPa GP/FA (Boral) (Australia) | Concrete_40MPa | Concrete_40MPa | 2022-02-21 | 2027-02-21 | Australia | S-P-02341 | Version 1 | EPD Australasia | https://epd-australasia.com/wp-content/uploads/2022/03/SP02341-Boral-EPD_2022_Vic_v1.0.pdf | m³ | 2400 |  |  |  | 357 | 0 | 0 | 0 | 0 | 357 | 0 | 0.14875 | 0 | 0 | 0 | 0 | 0.14875 | 0 | Version 2025.1
Concrete (in-situ) | Concrete, 40 MPa | >32 MPa to ≤40 MPa | 40 MPa, VR400 40 MPa GP/SLAG (Boral) (Australia) | Concrete_40MPa | Concrete_40MPa | 2022-02-21 | 2027-02-21 | Australia | S-P-02341 | Version 1 | EPD Australasia | https://epd-australasia.com/wp-content/uploads/2022/03/SP02341-Boral-EPD_2022_Vic_v1.0.pdf | m³ | 2400 |  |  |  | 278 | 0 | 0 | 0 | 0 | 278 | 0 | 0.11583 | 0 | 0 | 0 | 0 | 0.11583 | 0 | Version 2025.1
Concrete (in-situ) | Concrete, 40 MPa | >32 MPa to ≤40 MPa | 40 MPa, VR400 40 MPa TREMIE GP/SLAG (Boral) (Australia) | Concrete_40MPa | Concrete_40MPa | 2022-02-21 | 2027-02-21 | Australia | S-P-02341 | Version 1 | EPD Australasia | https://epd-australasia.com/wp-content/uploads/2022/03/SP02341-Boral-EPD_2022_Vic_v1.0.pdf | m³ | 2400 |  |  |  | 280 | 0 | 0 | 0 | 0 | 280 | 0 | 0.11667 | 0 | 0 | 0 | 0 | 0.11667 | 0 | Version 2025.1
Concrete (in-situ) | Concrete, 40 MPa | >32 MPa to ≤40 MPa | 40 MPa, VR400 40 MPa TREMIE/CFA GP/SLAG (Boral) (Australia) | Concrete_40MPa | Concrete_40MPa | 2022-02-21 | 2027-02-21 | Australia | S-P-02341 | Version 1 | EPD Australasia | https://epd-australasia.com/wp-content/uploads/2022/03/SP02341-Boral-EPD_2022_Vic_v1.0.pdf | m³ | 2400 |  |  |  | 323 | 0 | 0 | 0 | 0 | 323 | 0 | 0.13458 | 0 | 0 | 0 | 0 | 0.13458 | 0 | Version 2025.1
Concrete (in-situ) | Shotcrete | 40 MPa shotcrete | 40 MPa, VR400 40 MPa SHOTCRETE (Boral) (Australia) | Concrete_shotcrete | Concrete_shotcrete | 2022-02-21 | 2027-02-21 | Australia | S-P-02341 | Version 1 | EPD Australasia | https://epd-australasia.com/wp-content/uploads/2022/03/SP02341-Boral-EPD_2022_Vic_v1.0.pdf | m³ | 2400 |  |  |  | 415 | 0 | 0 | 0 | 0 | 415 | 0 | 0.17292 | 0 | 0 | 0 | 0 | 0.17292 | 0 | Version 2025.1
Concrete (in-situ) | Concrete, 40 MPa | >32 MPa to ≤40 MPa | 40 MPa, HIGH SLUMP 40 MPa (Boral) (Australia) | Concrete_40MPa | Concrete_40MPa | 2022-02-21 | 2027-02-21 | Australia | S-P-02341 | Version 1 | EPD Australasia | https://epd-australasia.com/wp-content/uploads/2022/03/SP02341-Boral-EPD_2022_Vic_v1.0.pdf | m³ | 2400 |  |  |  | 349 | 0 | 0 | 0 | 0 | 349 | 0 | 0.14542 | 0 | 0 | 0 | 0 | 0.14542 | 0 | Version 2025.1
Concrete (in-situ) | Concrete, 40 MPa | >32 MPa to ≤40 MPa | 40 MPa, TREMIE 40 MPa (Boral) (Australia) | Concrete_40MPa | Concrete_40MPa | 2022-02-21 | 2027-02-21 | Australia | S-P-02341 | Version 1 | EPD Australasia | https://epd-australasia.com/wp-content/uploads/2022/03/SP02341-Boral-EPD_2022_Vic_v1.0.pdf | m³ | 2400 |  |  |  | 318 | 0 | 0 | 0 | 0 | 318 | 0 | 0.1325 | 0 | 0 | 0 | 0 | 0.1325 | 0 | Version 2025.1
Concrete (in-situ) | Concrete, 40 MPa | >32 MPa to ≤40 MPa | 40 MPa, POST TENSIONED 40 MPa 22@3 (Boral) (Australia) | Concrete_40MPa | Concrete_40MPa | 2022-02-21 | 2027-02-21 | Australia | S-P-02341 | Version 1 | EPD Australasia | https://epd-australasia.com/wp-content/uploads/2022/03/SP02341-Boral-EPD_2022_Vic_v1.0.pdf | m³ | 2400 |  |  |  | 407 | 0 | 0 | 0 | 0 | 407 | 0 | 0.16958 | 0 | 0 | 0 | 0 | 0.16958 | 0 | Version 2025.1
Concrete (in-situ) | Concrete, 40 MPa | >32 MPa to ≤40 MPa | 40 MPa, POST TENSIONED 40 MPa 22@4 (Boral) (Australia) | Concrete_40MPa | Concrete_40MPa | 2022-02-21 | 2027-02-21 | Australia | S-P-02341 | Version 1 | EPD Australasia | https://epd-australasia.com/wp-content/uploads/2022/03/SP02341-Boral-EPD_2022_Vic_v1.0.pdf | m³ | 2400 |  |  |  | 392 | 0 | 0 | 0 | 0 | 392 | 0 | 0.16333 | 0 | 0 | 0 | 0 | 0.16333 | 0 | Version 2025.1
Concrete (in-situ) | Shotcrete | 40 MPa shotcrete | 40 MPa, SHOTCRETE 40 MPa (Boral) (Australia) | Concrete_shotcrete | Concrete_shotcrete | 2022-02-21 | 2027-02-21 | Australia | S-P-02341 | Version 1 | EPD Australasia | https://epd-australasia.com/wp-content/uploads/2022/03/SP02341-Boral-EPD_2022_Vic_v1.0.pdf | m³ | 2400 |  |  |  | 439 | 0 | 0 | 0 | 0 | 439 | 0 | 0.18292 | 0 | 0 | 0 | 0 | 0.18292 | 0 | Version 2025.1
Concrete (in-situ) | Concrete, 40 MPa | >32 MPa to ≤40 MPa | 40 MPa, TAS, VR400/40/EXP CL B2 concrete manufactured in our Northern Region (Hazell Bros Concrete Pty Ltd) (Australia) | Concrete_40MPa | Concrete_40MPa | 2024-01-01 | 2029-01-01 | Australia | EPD-IES-0014054:001 (S-P-14054) | Not applicable | EPD Australasia | https://epd-australasia.com/?s=0014054:001&post_type=epd | m³ | 2400 |  |  |  | 499.8883 | 491.464 | 8.4243 | 3.4801e-05 | 0 | 499.8883 | 0 | 0.20829 | 0.20478 | 0.0035101 | 1.4501e-08 | 0 | 0.20829 | 0 | Version 2025.1
Concrete (in-situ) | Concrete, 40 MPa | >32 MPa to ≤40 MPa | 40 MPa, TAS, VR400/40/EXP CL B2 concrete manufactured in our Southern Region (Hazell Bros Concrete Pty Ltd) (Australia) | Concrete_40MPa | Concrete_40MPa | 2024-01-01 | 2029-01-01 | Australia | EPD-IES-0014083:001 (S-P-14083) | Not applicable | EPD Australasia | https://epd-australasia.com/?s=0014083:001&post_type=epd | m³ | 2400 |  |  |  | 388.2064 | 381.6866 | 6.4248 | 0.094951 | 0 | 388.2064 | 0 | 0.16175 | 0.15904 | 0.002677 | 3.9563e-05 | 0 | 0.16175 | 0 | Version 2025.1
Concrete (in-situ) | Shotcrete | 40 MPa shotcrete | 40 MPa, TAS, VR400/40/SPRAY concrete manufactured in our Southern Region (Hazell Bros Concrete Pty Ltd) (Australia) | Concrete_shotcrete | Concrete_shotcrete | 2024-01-01 | 2029-01-01 | Australia | EPD-IES-0014081:001 (S-P-14081) | Not applicable | EPD Australasia | https://epd-australasia.com/?s=0014081:001&post_type=epd | m³ | 2400 |  |  |  | 427.0729 | 421.0811 | 5.8818 | 0.1099 | 0 | 427.0729 | 0 | 0.17795 | 0.17545 | 0.0024508 | 4.5791e-05 | 0 | 0.17795 | 0 | Version 2025.1
Concrete (in-situ) | Shotcrete | 40 MPa shotcrete | 40 MPa, TAS, VR400/40/SPRAY concrete manufactured in our Northern Region (Hazell Bros Concrete Pty Ltd) (Australia) | Concrete_shotcrete | Concrete_shotcrete | 2024-01-01 | 2029-01-01 | Australia | EPD-IES-0014055:001 (S-P-14055) | Not applicable | EPD Australasia | https://epd-australasia.com/?s=0014055:001&post_type=epd | m³ | 2400 |  |  |  | 405.5922 | 399.8221 | 5.77 | 2.3753e-05 | 0 | 405.5922 | 0 | 0.169 | 0.16659 | 0.0024042 | 9.8972e-09 | 0 | 0.169 | 0 | Version 2025.1
Concrete (in-situ) | Shotcrete | 40 MPa shotcrete | 40 MPa, TAS, S40/10 SHOTCRETE concrete manufactured in our Northern Region (Hazell Bros Concrete Pty Ltd) (Australia) | Concrete_shotcrete | Concrete_shotcrete | 2024-01-01 | 2029-01-01 | Australia | EPD-IES-0014060:001 (S-P-14060) | Not applicable | EPD Australasia | https://epd-australasia.com/?s=0014060:001&post_type=epd | m³ | 2400 |  |  |  | 376.8506 | 373.4773 | 3.3732 | 2.0288e-05 | 0 | 376.8506 | 0 | 0.15702 | 0.15562 | 0.0014055 | 8.4533e-09 | 0 | 0.15702 | 0 | Version 2025.1
Concrete (in-situ) | Shotcrete | 40 MPa shotcrete | 40 MPa, TAS, S40/10 SHOTCRETE concrete manufactured in our Southern Region (Hazell Bros Concrete Pty Ltd) (Australia) | Concrete_shotcrete | Concrete_shotcrete | 2024-01-01 | 2029-01-01 | Australia | EPD-IES-0014078:001 (S-P-14078) | Not applicable | EPD Australasia | https://epd-australasia.com/?s=0014078:001&post_type=epd | m³ | 2400 |  |  |  | 382.5031 | 379.1306 | 3.2676 | 0.10498 | 0 | 382.5031 | 0 | 0.15938 | 0.15797 | 0.0013615 | 4.3742e-05 | 0 | 0.15938 | 0 | Version 2025.1
Concrete (in-situ) | Concrete, 40 MPa | >32 MPa to ≤40 MPa | 40 MPa, NSW, Concrete: AD40PANW, AL40PANW, PE40PANW manufactured at Prestons (Advanced Readymix) (Australia) | Concrete_40MPa | Concrete_40MPa | 2024-01-01 | 2029-01-01 | Australia | EPD-IES-0013926:001 (S-P-13926) | Not applicable | EPD Australasia | https://epd-australasia.com/?s=0013926:001&post_type=epd | m³ | 2400 |  |  |  | 359.6642 | 359.2618 | 0.39761 | 0.0047626 | 0 | 359.6641 | 0 | 0.14986 | 0.14969 | 0.00016567 | 1.9844e-06 | 0 | 0.14986 | 0 | Version 2025.1
Concrete (in-situ) | Concrete, 40 MPa | >32 MPa to ≤40 MPa | 40 MPa, NSW, Concrete: AD40PANW, AL40PANW, PE40PANW manufactured at Seven Hills (Advanced Readymix) (Australia) | Concrete_40MPa | Concrete_40MPa | 2024-01-01 | 2029-01-01 | Australia | EPD-IES-0013964:001 (S-P-13964) | Not applicable | EPD Australasia | https://epd-australasia.com/?s=0013964:001&post_type=epd | m³ | 2400 |  |  |  | 355.5604 | 355.1587 | 0.39699 | 0.0047711 | 0 | 355.5604 | 0 | 0.14815 | 0.14798 | 0.00016541 | 1.988e-06 | 0 | 0.14815 | 0 | Version 2025.1
Concrete (in-situ) | Concrete, 40 MPa | >32 MPa to ≤40 MPa | 40 MPa, NSW, Concrete: AD40PANW, AL40PANW, PE40PANW manufactured at Smithfield (Advanced Readymix) (Australia) | Concrete_40MPa | Concrete_40MPa | 2024-01-01 | 2029-01-01 | Australia | EPD-IES-0014002:001 (S-P-14002) | Not applicable | EPD Australasia | https://epd-australasia.com/?s=0014002:001&post_type=epd | m³ | 2400 |  |  |  | 356.7426 | 356.3424 | 0.39547 | 0.0047782 | 0 | 356.7426 | 0 | 0.14864 | 0.14848 | 0.00016478 | 1.9909e-06 | 0 | 0.14864 | 0 | Version 2025.1
Concrete (in-situ) | Concrete, 40 MPa | >32 MPa to ≤40 MPa | 40 MPa, NSW, Concrete: S40/10/100 manufactured at Prestons (Advanced Readymix) (Australia) | Concrete_40MPa | Concrete_40MPa | 2024-01-01 | 2029-01-01 | Australia | EPD-IES-0013956:001 (S-P-13956) | Not applicable | EPD Australasia | https://epd-australasia.com/?s=0013956:001&post_type=epd | m³ | 2400 |  |  |  | 369.6232 | 369.2521 | 0.36974 | 0.0014274 | 0 | 369.6232 | 0 | 0.15401 | 0.15386 | 0.00015406 | 5.9477e-07 | 0 | 0.15401 | 0 | Version 2025.1
Concrete (in-situ) | Concrete, 40 MPa | >32 MPa to ≤40 MPa | 40 MPa, NSW, Concrete: S40/10/100 manufactured at Smithfield (Advanced Readymix) (Australia) | Concrete_40MPa | Concrete_40MPa | 2024-01-01 | 2029-01-01 | Australia | EPD-IES-0014032:001 (S-P-14032) | Not applicable | EPD Australasia | https://epd-australasia.com/?s=0014032:001&post_type=epd | m³ | 2400 |  |  |  | 360.9412 | 360.5722 | 0.36756 | 0.001428 | 0 | 360.9412 | 0 | 0.15039 | 0.15024 | 0.00015315 | 5.9498e-07 | 0 | 0.15039 | 0 | Version 2025.1
Concrete (in-situ) | Concrete, 40 MPa | >32 MPa to ≤40 MPa | 40 MPa, NSW, Concrete: AD40PAN, AL40PAN, PE40PAN manufactured at Prestons (Advanced Readymix) (Australia) | Concrete_40MPa | Concrete_40MPa | 2024-01-01 | 2029-01-01 | Australia | EPD-IES-0013925:001 (S-P-13925) | Not applicable | EPD Australasia | https://epd-australasia.com/?s=0013925:001&post_type=epd | m³ | 2400 |  |  |  | 357.6291 | 357.2661 | 0.35867 | 0.0043702 | 0 | 357.6292 | 0 | 0.14901 | 0.14886 | 0.00014945 | 1.8209e-06 | 0 | 0.14901 | 0 | Version 2025.1
Concrete (in-situ) | Concrete, 40 MPa | >32 MPa to ≤40 MPa | 40 MPa, NSW, Concrete: AD40PAN, AL40PAN, PE40PAN manufactured at Seven Hills (Advanced Readymix) (Australia) | Concrete_40MPa | Concrete_40MPa | 2024-01-01 | 2029-01-01 | Australia | EPD-IES-0013963:001 (S-P-13963) | Not applicable | EPD Australasia | https://epd-australasia.com/?s=0013963:001&post_type=epd | m³ | 2400 |  |  |  | 353.5241 | 353.1617 | 0.35797 | 0.0043779 | 0 | 353.5241 | 0 | 0.1473 | 0.14715 | 0.00014915 | 1.8241e-06 | 0 | 0.1473 | 0 | Version 2025.1
Concrete (in-situ) | Concrete, 40 MPa | >32 MPa to ≤40 MPa | 40 MPa, NSW, Concrete: AD40PAN, AL40PAN, PE40PAN manufactured at Smithfield (Advanced Readymix) (Australia) | Concrete_40MPa | Concrete_40MPa | 2024-01-01 | 2029-01-01 | Australia | EPD-IES-0014001:001 (S-P-14001) | Not applicable | EPD Australasia | https://epd-australasia.com/?s=0014001:001&post_type=epd | m³ | 2400 |  |  |  | 354.7018 | 354.3411 | 0.35639 | 0.0043843 | 0 | 354.7018 | 0 | 0.14779 | 0.14764 | 0.00014849 | 1.8268e-06 | 0 | 0.14779 | 0 | Version 2025.1
Concrete (in-situ) | Concrete, 40 MPa | >32 MPa to ≤40 MPa | 40 MPa, NSW, Concrete: GS40PAN2P manufactured at Prestons (Advanced Readymix) (Australia) | Concrete_40MPa | Concrete_40MPa | 2024-01-01 | 2029-01-01 | Australia | EPD-IES-0013935:001 (S-P-13935) | Not applicable | EPD Australasia | https://epd-australasia.com/?s=0013935:001&post_type=epd | m³ | 2400 |  |  |  | 338.8273 | 338.4752 | 0.34767 | 0.0043705 | 0 | 338.8273 | 0 | 0.14118 | 0.14103 | 0.00014486 | 1.821e-06 | 0 | 0.14118 | 0 | Version 2025.1
Concrete (in-situ) | Concrete, 40 MPa | >32 MPa to ≤40 MPa | 40 MPa, NSW, Concrete: GS40PAN2P manufactured at Smithfield (Advanced Readymix) (Australia) | Concrete_40MPa | Concrete_40MPa | 2024-01-01 | 2029-01-01 | Australia | EPD-IES-0014011:001 (S-P-14011) | Not applicable | EPD Australasia | https://epd-australasia.com/?s=0014011:001&post_type=epd | m³ | 2400 |  |  |  | 335.9078 | 335.558 | 0.34535 | 0.0043847 | 0 | 335.9078 | 0 | 0.13996 | 0.13982 | 0.0001439 | 1.827e-06 | 0 | 0.13996 | 0 | Version 2025.1
Concrete (in-situ) | Concrete, 40 MPa | >32 MPa to ≤40 MPa | 40 MPa, NSW, Concrete: GS40PAN2P manufactured at Seven Hills (Advanced Readymix) (Australia) | Concrete_40MPa | Concrete_40MPa | 2024-01-01 | 2029-01-01 | Australia | EPD-IES-0013973:001 (S-P-13973) | Not applicable | EPD Australasia | https://epd-australasia.com/?s=0013973:001&post_type=epd | m³ | 2400 |  |  |  | 334.1704 | 333.8231 | 0.34287 | 0.004378 | 0 | 334.1704 | 0 | 0.13924 | 0.13909 | 0.00014286 | 1.8242e-06 | 0 | 0.13924 | 0 | Version 2025.1
Concrete (in-situ) | Concrete, 40 MPa | >32 MPa to ≤40 MPa | 40 MPa, NSW, Concrete: S40/20/80LS manufactured at Prestons (Advanced Readymix) (Australia) | Concrete_40MPa | Concrete_40MPa | 2024-01-01 | 2029-01-01 | Australia | EPD-IES-0013957:001 (S-P-13957) | Not applicable | EPD Australasia | https://epd-australasia.com/?s=0013957:001&post_type=epd | m³ | 2400 |  |  |  | 309.8695 | 309.5225 | 0.34537 | 0.00165 | 0 | 309.8695 | 0 | 0.12911 | 0.12897 | 0.0001439 | 6.8751e-07 | 0 | 0.12911 | 0 | Version 2025.1
Concrete (in-situ) | Concrete, 40 MPa | >32 MPa to ≤40 MPa | 40 MPa, NSW, Concrete: S40 650BF manufactured at Prestons (Advanced Readymix) (Australia) | Concrete_40MPa | Concrete_40MPa | 2024-01-01 | 2029-01-01 | Australia | EPD-IES-0013955:001 (S-P-13955) | Not applicable | EPD Australasia | https://epd-australasia.com/?s=0013955:001&post_type=epd | m³ | 2400 |  |  |  | 328.2042 | 327.8796 | 0.32351 | 0.0011658 | 0 | 328.2042 | 0 | 0.13675 | 0.13662 | 0.0001348 | 4.8575e-07 | 0 | 0.13675 | 0 | Version 2025.1
Concrete (in-situ) | Concrete, 40 MPa | >32 MPa to ≤40 MPa | 40 MPa, NSW, Concrete: S40 650BF manufactured at Smithfield (Advanced Readymix) (Australia) | Concrete_40MPa | Concrete_40MPa | 2024-01-01 | 2029-01-01 | Australia | EPD-IES-0014031:001 (S-P-14031) | Not applicable | EPD Australasia | https://epd-australasia.com/?s=0014031:001&post_type=epd | m³ | 2400 |  |  |  | 320.863 | 320.5406 | 0.32125 | 0.0011661 | 0 | 320.863 | 0 | 0.13369 | 0.13356 | 0.00013385 | 4.8585e-07 | 0 | 0.13369 | 0 | Version 2025.1
Concrete (in-situ) | Concrete, 40 MPa | >32 MPa to ≤40 MPa | 40 MPa, NSW, Concrete: S40/20/80LS manufactured at Smithfield (Advanced Readymix) (Australia) | Concrete_40MPa | Concrete_40MPa | 2024-01-01 | 2029-01-01 | Australia | EPD-IES-0014033:001 (S-P-14033) | Not applicable | EPD Australasia | https://epd-australasia.com/?s=0014033:001&post_type=epd | m³ | 2400 |  |  |  | 284.2368 | 283.9538 | 0.28193 | 0.0010083 | 0 | 284.2368 | 0 | 0.11843 | 0.11831 | 0.00011747 | 4.2013e-07 | 0 | 0.11843 | 0 | Version 2025.1
Concrete (in-situ) | Concrete, 40 MPa | >32 MPa to ≤40 MPa | 40 MPa, NSW, Concrete: N40/20/100G3 manufactured at Prestons (Advanced Readymix) (Australia) | Concrete_40MPa | Concrete_40MPa | 2024-01-01 | 2029-01-01 | Australia | EPD-IES-0016805:001 | Not applicable | EPD Australasia | https://epd-australasia.com/?s=0016805:001&post_type=epd | m³ | 2400 |  |  |  | 239.8175 | 239.5506 | 0.26588 | 0.00097827 | 0 | 239.8175 | 0 | 0.099924 | 0.099813 | 0.00011079 | 4.0761e-07 | 0 | 0.099924 | 0 | Version 2025.1
Concrete (in-situ) | Concrete, 40 MPa | >32 MPa to ≤40 MPa | 40 MPa, NSW, Concrete: NS40/20/100 manufactured at Prestons (Advanced Readymix) (Australia) | Concrete_40MPa | Concrete_40MPa | 2024-01-01 | 2029-01-01 | Australia | EPD-IES-0013943:001 (S-P-13943) | Not applicable | EPD Australasia | https://epd-australasia.com/?s=0013943:001&post_type=epd | m³ | 2400 |  |  |  | 219.2987 | 219.0458 | 0.2517 | 0.0012002 | 0 | 219.2987 | 0 | 0.091374 | 0.091269 | 0.00010487 | 5.0008e-07 | 0 | 0.091374 | 0 | Version 2025.1
Concrete (in-situ) | Concrete, 40 MPa | >32 MPa to ≤40 MPa | 40 MPa, NSW, Concrete: N40/20/100G3 manufactured at Smithfield (Advanced Readymix) (Australia) | Concrete_40MPa | Concrete_40MPa | 2024-01-01 | 2029-01-01 | Australia | EPD-IES-0016815:001 | Not applicable | EPD Australasia | https://epd-australasia.com/?s=0016815:001&post_type=epd | m³ | 2400 |  |  |  | 222.7079 | 222.457 | 0.24994 | 0.00092774 | 0 | 222.7079 | 0 | 0.092795 | 0.09269 | 0.00010414 | 3.8656e-07 | 0 | 0.092795 | 0 | Version 2025.1
Concrete (in-situ) | Concrete, 40 MPa | >32 MPa to ≤40 MPa | 40 MPa, NSW, Concrete: NS40/20/100 manufactured at Smithfield (Advanced Readymix) (Australia) | Concrete_40MPa | Concrete_40MPa | 2024-01-01 | 2029-01-01 | Australia | EPD-IES-0014019:001 (S-P-14019) | Not applicable | EPD Australasia | https://epd-australasia.com/?s=0014019:001&post_type=epd | m³ | 2400 |  |  |  | 214.2432 | 213.9932 | 0.24883 | 0.0012019 | 0 | 214.2432 | 0 | 0.089268 | 0.089164 | 0.00010368 | 5.008e-07 | 0 | 0.089268 | 0 | Version 2025.1
Concrete (in-situ) | Concrete, 40 MPa | >32 MPa to ≤40 MPa | 40 MPa, NSW, Concrete: NS40/20/80 manufactured at Prestons (Advanced Readymix) (Australia) | Concrete_40MPa | Concrete_40MPa | 2024-01-01 | 2029-01-01 | Australia | EPD-IES-0013944:001 (S-P-13944) | Not applicable | EPD Australasia | https://epd-australasia.com/?s=0013944:001&post_type=epd | m³ | 2400 |  |  |  | 218.6844 | 218.4461 | 0.23731 | 0.0010153 | 0 | 218.6844 | 0 | 0.091118 | 0.091019 | 9.8881e-05 | 4.2305e-07 | 0 | 0.091118 | 0 | Version 2025.1
Concrete (in-situ) | Concrete, 40 MPa | >32 MPa to ≤40 MPa | 40 MPa, NSW, Concrete: N40/20/80 manufactured at Prestons (Advanced Readymix) (Australia) | Concrete_40MPa | Concrete_40MPa | 2024-01-01 | 2029-01-01 | Australia | EPD-IES-0013938:001 (S-P-13938) | Not applicable | EPD Australasia | https://epd-australasia.com/?s=0013938:001&post_type=epd | m³ | 2400 |  |  |  | 219.3245 | 219.0884 | 0.23505 | 0.001016 | 0 | 219.3245 | 0 | 0.091385 | 0.091287 | 9.7938e-05 | 4.2334e-07 | 0 | 0.091385 | 0 | Version 2025.1
Concrete (in-situ) | Concrete, 40 MPa | >32 MPa to ≤40 MPa | 40 MPa, NSW, Concrete: NS40/20/80 manufactured at Smithfield (Advanced Readymix) (Australia) | Concrete_40MPa | Concrete_40MPa | 2024-01-01 | 2029-01-01 | Australia | EPD-IES-0014020:001 (S-P-14020) | Not applicable | EPD Australasia | https://epd-australasia.com/?s=0014020:001&post_type=epd | m³ | 2400 |  |  |  | 213.6277 | 213.3922 | 0.23439 | 0.0010164 | 0 | 213.6277 | 0 | 0.089012 | 0.088913 | 9.7665e-05 | 4.2349e-07 | 0 | 0.089012 | 0 | Version 2025.1
Concrete (in-situ) | Concrete, 40 MPa | >32 MPa to ≤40 MPa | 40 MPa, NSW, Concrete: N40/20/80 manufactured at Smithfield (Advanced Readymix) (Australia) | Concrete_40MPa | Concrete_40MPa | 2024-01-01 | 2029-01-01 | Australia | EPD-IES-0014014:001 (S-P-14014) | Not applicable | EPD Australasia | https://epd-australasia.com/?s=0014014:001&post_type=epd | m³ | 2400 |  |  |  | 211.4521 | 211.2191 | 0.23195 | 0.0010158 | 0 | 211.4521 | 0 | 0.088105 | 0.088008 | 9.6646e-05 | 4.2323e-07 | 0 | 0.088105 | 0 | Version 2025.1
Concrete (in-situ) | Concrete, 40 MPa | >32 MPa to ≤40 MPa | 40 MPa, NSW, Pre-mix concrete TR4020 (Western Suburbs Concrete) (Australia) | Concrete_40MPa | Concrete_40MPa | 2024-01-01 | 2029-01-01 | Australia | EPD-IES-0013835:001 (S-P-13835) | Not applicable | EPD Australasia | https://epd-australasia.com/?s=0013835:001&post_type=epd | m³ | 2400 |  |  |  | 294.7809 | 294.5695 | 0.1787 | 0.032759 | 0 | 294.7809 | 0 | 0.12283 | 0.12274 | 7.4458e-05 | 1.365e-05 | 0 | 0.12283 | 0 | Version 2025.1
Concrete (in-situ) | Concrete, 40 MPa | >32 MPa to ≤40 MPa | 40 MPa, NSW, Concrete: S40/20/CLR manufactured at Prestons (Advanced Readymix) (Australia) | Concrete_40MPa | Concrete_40MPa | 2024-01-01 | 2029-01-01 | Australia | EPD-IES-0013958:001 (S-P-13958) | Not applicable | EPD Australasia | https://epd-australasia.com/?s=0013958:001&post_type=epd | m³ | 2400 |  |  |  | 247.1309 | 246.9229 | 0.20762 | 0.00037188 | 0 | 247.1309 | 0 | 0.10297 | 0.10288 | 8.6508e-05 | 1.5495e-07 | 0 | 0.10297 | 0 | Version 2025.1
Concrete (in-situ) | Concrete, 40 MPa | >32 MPa to ≤40 MPa | 40 MPa, TAS, S40/20 PANEL MIX concrete manufactured in our Southern Region (Hazell Bros Concrete Pty Ltd) (Australia) | Concrete_40MPa | Concrete_40MPa | 2024-01-01 | 2029-01-01 | Australia | EPD-IES-0014092:001 (S-P-14092) | Not applicable | EPD Australasia | https://epd-australasia.com/?s=0014092:001&post_type=epd | m³ | 2400 |  |  |  | 315.0705 | 314.8725 | 0.10219 | 0.095749 | 0 | 315.0705 | 0 | 0.13128 | 0.1312 | 4.2579e-05 | 3.9895e-05 | 0 | 0.13128 | 0 | Version 2025.1
Concrete (in-situ) | Concrete, 40 MPa | >32 MPa to ≤40 MPa | 40 MPa, NSW, Concrete: S40/20/CLR manufactured at Smithfield (Advanced Readymix) (Australia) | Concrete_40MPa | Concrete_40MPa | 2024-01-01 | 2029-01-01 | Australia | EPD-IES-0014034:001 (S-P-14034) | Not applicable | EPD Australasia | https://epd-australasia.com/?s=0014034:001&post_type=epd | m³ | 2400 |  |  |  | 225.8857 | 225.6916 | 0.19371 | 0.0003494 | 0 | 225.8857 | 0 | 0.094119 | 0.094038 | 8.0711e-05 | 1.4558e-07 | 0 | 0.094119 | 0 | Version 2025.1
Concrete (in-situ) | Concrete, 40 MPa | >32 MPa to ≤40 MPa | 40 MPa, NSW, Pre-mix concrete CFA4010 (Western Suburbs Concrete) (Australia) | Concrete_40MPa | Concrete_40MPa | 2024-01-01 | 2029-01-01 | Australia | EPD-IES-0013826:001 (S-P-13826) | Not applicable | EPD Australasia | https://epd-australasia.com/?s=0013826:001&post_type=epd | m³ | 2400 |  |  |  | 270.6817 | 270.4882 | 0.16368 | 0.029816 | 0 | 270.6817 | 0 | 0.11278 | 0.1127 | 6.8198e-05 | 1.2423e-05 | 0 | 0.11278 | 0 | Version 2025.1
Concrete (in-situ) | Concrete, 40 MPa | >32 MPa to ≤40 MPa | 40 MPa, TAS, N40/20N concrete manufactured in our Southern Region (Hazell Bros Concrete Pty Ltd) (Australia) | Concrete_40MPa | Concrete_40MPa | 2024-01-01 | 2029-01-01 | Australia | EPD-IES-0014070:001 (S-P-14070) | Not applicable | EPD Australasia | https://epd-australasia.com/?s=0014070:001&post_type=epd | m³ | 2400 |  |  |  | 310.2118 | 310.0253 | 0.092228 | 0.094325 | 0 | 310.2118 | 0 | 0.12925 | 0.12918 | 3.8429e-05 | 3.9302e-05 | 0 | 0.12925 | 0 | Version 2025.1
Concrete (in-situ) | Concrete, 40 MPa | >32 MPa to ≤40 MPa | 40 MPa, TAS, N40/20N/SCM concrete manufactured in our Southern Region (Hazell Bros Concrete Pty Ltd) (Australia) | Concrete_40MPa | Concrete_40MPa | 2024-01-01 | 2029-01-01 | Australia | EPD-IES-0014076:001 (S-P-14076) | Not applicable | EPD Australasia | https://epd-australasia.com/?s=0014076:001&post_type=epd | m³ | 2400 |  |  |  | 238.2459 | 238.076 | 0.10656 | 0.063406 | 0 | 238.2459 | 0 | 0.099269 | 0.099198 | 4.4398e-05 | 2.6419e-05 | 0 | 0.099269 | 0 | Version 2025.1
Concrete (in-situ) | Concrete, 40 MPa | >32 MPa to ≤40 MPa | 40 MPa, NSW, Pre-mix concrete WN4020 (Western Suburbs Concrete) (Australia) | Concrete_40MPa | Concrete_40MPa | 2024-01-01 | 2029-01-01 | Australia | EPD-IES-0013824:001 (S-P-13824) | Not applicable | EPD Australasia | https://epd-australasia.com/?s=0013824:001&post_type=epd | m³ | 2400 |  |  |  | 298.3046 | 298.1367 | 0.13623 | 0.031689 | 0 | 298.3046 | 0 | 0.12429 | 0.12422 | 5.6763e-05 | 1.3204e-05 | 0 | 0.12429 | 0 | Version 2025.1
Concrete (in-situ) | Concrete, 40 MPa | >32 MPa to ≤40 MPa | 40 MPa, TAS, S40/20/W/HES PANEL concrete manufactured in our Northern Region (Hazell Bros Concrete Pty Ltd) (Australia) | Concrete_40MPa | Concrete_40MPa | 2024-01-01 | 2029-01-01 | Australia | EPD-IES-0014061:001 (S-P-14061) | Not applicable | EPD Australasia | https://epd-australasia.com/?s=0014061:001&post_type=epd | m³ | 2400 |  |  |  | 325.1845 | 325.0238 | 0.1607 | 1.6911e-05 | 0 | 325.1845 | 0 | 0.13549 | 0.13543 | 6.696e-05 | 7.0462e-09 | 0 | 0.13549 | 0 | Version 2025.1
Concrete (in-situ) | Concrete, 40 MPa | >32 MPa to ≤40 MPa | 40 MPa, NSW, Pre-mix concrete GS4020-1 (Western Suburbs Concrete) (Australia) | Concrete_40MPa | Concrete_40MPa | 2024-01-01 | 2029-01-01 | Australia | EPD-IES-0013799:001 (S-P-13799) | Not applicable | EPD Australasia | https://epd-australasia.com/?s=0013799:001&post_type=epd | m³ | 2400 |  |  |  | 284.8795 | 284.7243 | 0.125 | 0.03019 | 0 | 284.8795 | 0 | 0.1187 | 0.11864 | 5.2083e-05 | 1.2579e-05 | 0 | 0.1187 | 0 | Version 2025.1
Concrete (in-situ) | Concrete, 40 MPa | >32 MPa to ≤40 MPa | 40 MPa, TAS, N40/20N concrete manufactured in our Northern Region (Hazell Bros Concrete Pty Ltd) (Australia) | Concrete_40MPa | Concrete_40MPa | 2024-01-01 | 2029-01-01 | Australia | EPD-IES-0014043:001 (S-P-14043) | Not applicable | EPD Australasia | https://epd-australasia.com/?s=0014043:001&post_type=epd | m³ | 2400 |  |  |  | 301.4366 | 301.2917 | 0.14495 | 1.6509e-05 | 0 | 301.4366 | 0 | 0.1256 | 0.12554 | 6.0395e-05 | 6.8789e-09 | 0 | 0.1256 | 0 | Version 2025.1
Concrete (in-situ) | Concrete, 40 MPa | >32 MPa to ≤40 MPa | 40 MPa, NSW, Pre-mix concrete GS4020-2 (Western Suburbs Concrete) (Australia) | Concrete_40MPa | Concrete_40MPa | 2024-01-01 | 2029-01-01 | Australia | EPD-IES-0013804:001 (S-P-13804) | Not applicable | EPD Australasia | https://epd-australasia.com/?s=0013804:001&post_type=epd | m³ | 2400 |  |  |  | 247.9807 | 247.8374 | 0.11787 | 0.025395 | 0 | 247.9807 | 0 | 0.10333 | 0.10327 | 4.9112e-05 | 1.0581e-05 | 0 | 0.10333 | 0 | Version 2025.1
Concrete (in-situ) | Concrete, 40 MPa | >32 MPa to ≤40 MPa | 40 MPa, NSW, Pre-mix concrete WGS4020-1 (Western Suburbs Concrete) (Australia) | Concrete_40MPa | Concrete_40MPa | 2024-01-01 | 2029-01-01 | Australia | EPD-IES-0013809:001 (S-P-13809) | Not applicable | EPD Australasia | https://epd-australasia.com/?s=0013809:001&post_type=epd | m³ | 2400 |  |  |  | 274.1441 | 274.0019 | 0.11393 | 0.02825 | 0 | 274.1441 | 0 | 0.11423 | 0.11417 | 4.7472e-05 | 1.1771e-05 | 0 | 0.11423 | 0 | Version 2025.1
Concrete (in-situ) | Concrete, 40 MPa | >32 MPa to ≤40 MPa | 40 MPa, NSW, Pre-mix concrete WGS4020-2 (Western Suburbs Concrete) (Australia) | Concrete_40MPa | Concrete_40MPa | 2024-01-01 | 2029-01-01 | Australia | EPD-IES-0013814:001 (S-P-13814) | Not applicable | EPD Australasia | https://epd-australasia.com/?s=0013814:001&post_type=epd | m³ | 2400 |  |  |  | 258.7419 | 258.6 | 0.11585 | 0.025994 | 0 | 258.7419 | 0 | 0.10781 | 0.10775 | 4.8271e-05 | 1.0831e-05 | 0 | 0.10781 | 0 | Version 2025.1
Concrete (in-situ) | Concrete, 40 MPa | >32 MPa to ≤40 MPa | 40 MPa, NSW, Pre-mix concrete S40AZZINCH (Western Suburbs Concrete) (Australia) | Concrete_40MPa | Concrete_40MPa | 2024-01-01 | 2029-01-01 | Australia | EPD-IES-0013832:001 (S-P-13832) | Not applicable | EPD Australasia | https://epd-australasia.com/?s=0013832:001&post_type=epd | m³ | 2400 |  |  |  | 336.3901 | 336.2627 | 0.09079 | 0.036553 | 0 | 336.3901 | 0 | 0.14016 | 0.14011 | 3.7829e-05 | 1.523e-05 | 0 | 0.14016 | 0 | Version 2025.1
Concrete (in-situ) | Concrete, 40 MPa | >32 MPa to ≤40 MPa | 40 MPa, NSW, Pre-mix concrete S40IN (Western Suburbs Concrete) (Australia) | Concrete_40MPa | Concrete_40MPa | 2024-01-01 | 2029-01-01 | Australia | EPD-IES-0013833:001 (S-P-13833) | Not applicable | EPD Australasia | https://epd-australasia.com/?s=0013833:001&post_type=epd | m³ | 2400 |  |  |  | 336.3901 | 336.2627 | 0.09079 | 0.036553 | 0 | 336.3901 | 0 | 0.14016 | 0.14011 | 3.7829e-05 | 1.523e-05 | 0 | 0.14016 | 0 | Version 2025.1
Concrete (in-situ) | Concrete, 40 MPa | >32 MPa to ≤40 MPa | 40 MPa, NSW, Pre-mix concrete S40ADDIN (Western Suburbs Concrete) (Australia) | Concrete_40MPa | Concrete_40MPa | 2024-01-01 | 2029-01-01 | Australia | EPD-IES-0013831:001 (S-P-13831) | Not applicable | EPD Australasia | https://epd-australasia.com/?s=0013831:001&post_type=epd | m³ | 2400 |  |  |  | 333.0872 | 332.9627 | 0.087898 | 0.036553 | 0 | 333.0872 | 0 | 0.13879 | 0.13873 | 3.6624e-05 | 1.523e-05 | 0 | 0.13879 | 0 | Version 2025.1
Concrete (in-situ) | Concrete, 40 MPa | >32 MPa to ≤40 MPa | 40 MPa, NSW, Pre-mix concrete S40RCIN (Western Suburbs Concrete) (Australia) | Concrete_40MPa | Concrete_40MPa | 2024-01-01 | 2029-01-01 | Australia | EPD-IES-0013834:001 (S-P-13834) | Not applicable | EPD Australasia | https://epd-australasia.com/?s=0013834:001&post_type=epd | m³ | 2400 |  |  |  | 332.938 | 332.8137 | 0.087818 | 0.036553 | 0 | 332.938 | 0 | 0.13872 | 0.13867 | 3.6591e-05 | 1.523e-05 | 0 | 0.13872 | 0 | Version 2025.1
Concrete (in-situ) | Concrete, 40 MPa | >32 MPa to ≤40 MPa | 40 MPa, TAS, N40/20N/SCM concrete manufactured in our Northern Region (Hazell Bros Concrete Pty Ltd) (Australia) | Concrete_40MPa | Concrete_40MPa | 2024-01-01 | 2029-01-01 | Australia | EPD-IES-0014049:001 (S-P-14049) | Not applicable | EPD Australasia | https://epd-australasia.com/?s=0014049:001&post_type=epd | m³ | 2400 |  |  |  | 235.1395 | 235.0358 | 0.10365 | 1.945e-05 | 0 | 235.1395 | 0 | 0.097975 | 0.097932 | 4.319e-05 | 8.104e-09 | 0 | 0.097975 | 0 | Version 2025.1
Concrete (in-situ) | Concrete, 40 MPa | >32 MPa to ≤40 MPa | 40 MPa, NSW, Concrete: NS40/20/100 manufactured at Seven Hills (Advanced Readymix) (Australia) | Concrete_40MPa | Concrete_40MPa | 2024-01-01 | 2029-01-01 | Australia | EPD-IES-0013981:001 (S-P-13981) | Not applicable | EPD Australasia | https://epd-australasia.com/?s=0013981:001&post_type=epd | m³ | 2400 |  |  |  | 245.893 | 245.7928 | 0.098581 | 0.0016768 | 0 | 245.8931 | 0 | 0.10246 | 0.10241 | 4.1075e-05 | 6.9866e-07 | 0 | 0.10246 | 0 | Version 2025.1
Concrete (in-situ) | Concrete, 40 MPa | >32 MPa to ≤40 MPa | 40 MPa, NSW, Concrete: N40/20/100G3 manufactured at Seven Hills (Advanced Readymix) (Australia) | Concrete_40MPa | Concrete_40MPa | 2024-01-01 | 2029-01-01 | Australia | EPD-IES-0016810:001 | Not applicable | EPD Australasia | https://epd-australasia.com/?s=0016810:001&post_type=epd | m³ | 2400 |  |  |  | 255.9102 | 255.8175 | 0.091243 | 0.0014286 | 0 | 255.9102 | 0 | 0.10663 | 0.10659 | 3.8018e-05 | 5.9523e-07 | 0 | 0.10663 | 0 | Version 2025.1
Concrete (in-situ) | Concrete, 40 MPa | >32 MPa to ≤40 MPa | 40 MPa, NSW, Concrete: NS40/20/80 manufactured at Seven Hills (Advanced Readymix) (Australia) | Concrete_40MPa | Concrete_40MPa | 2024-01-01 | 2029-01-01 | Australia | EPD-IES-0013982:001 (S-P-13982) | Not applicable | EPD Australasia | https://epd-australasia.com/?s=0013982:001&post_type=epd | m³ | 2400 |  |  |  | 245.2792 | 245.1935 | 0.084166 | 0.0014915 | 0 | 245.2792 | 0 | 0.1022 | 0.10216 | 3.5069e-05 | 6.2146e-07 | 0 | 0.1022 | 0 | Version 2025.1
Concrete (in-situ) | Concrete, 40 MPa | >32 MPa to ≤40 MPa | 40 MPa, NSW, Concrete: N40/20/80 manufactured at Seven Hills (Advanced Readymix) (Australia) | Concrete_40MPa | Concrete_40MPa | 2024-01-01 | 2029-01-01 | Australia | EPD-IES-0013976:001 (S-P-13976) | Not applicable | EPD Australasia | https://epd-australasia.com/?s=0013976:001&post_type=epd | m³ | 2400 |  |  |  | 242.7229 | 242.6397 | 0.081703 | 0.0014907 | 0 | 242.7229 | 0 | 0.10113 | 0.1011 | 3.4043e-05 | 6.2114e-07 | 0 | 0.10113 | 0 | Version 2025.1
Concrete (in-situ) | Concrete, 40 MPa | >32 MPa to ≤40 MPa | 40 MPa, NSW, Concrete: S40/10/100 manufactured at Seven Hills (Advanced Readymix) (Australia) | Concrete_40MPa | Concrete_40MPa | 2024-01-01 | 2029-01-01 | Australia | EPD-IES-0013994:001 (S-P-13994) | Not applicable | EPD Australasia | https://epd-australasia.com/?s=0013994:001&post_type=epd | m³ | 2400 |  |  |  | 427.6599 | 427.5863 | 0.071157 | 0.0023997 | 0 | 427.6599 | 0 | 0.17819 | 0.17816 | 2.9649e-05 | 9.9989e-07 | 0 | 0.17819 | 0 | Version 2025.1
Concrete (in-situ) | Concrete, 40 MPa | >32 MPa to ≤40 MPa | 40 MPa, NSW, Concrete: S40 650BF manufactured at Seven Hills (Advanced Readymix) (Australia) | Concrete_40MPa | Concrete_40MPa | 2024-01-01 | 2029-01-01 | Australia | EPD-IES-0013993:001 (S-P-13993) | Not applicable | EPD Australasia | https://epd-australasia.com/?s=0013993:001&post_type=epd | m³ | 2400 |  |  |  | 379.5207 | 379.4569 | 0.061792 | 0.002018 | 0 | 379.5207 | 0 | 0.15813 | 0.15811 | 2.5747e-05 | 8.4081e-07 | 0 | 0.15813 | 0 | Version 2025.1
Concrete (in-situ) | Concrete, 40 MPa | >32 MPa to ≤40 MPa | 40 MPa, NSW, Concrete: S40/20/80LS manufactured at Seven Hills (Advanced Readymix) (Australia) | Concrete_40MPa | Concrete_40MPa | 2024-01-01 | 2029-01-01 | Australia | EPD-IES-0013995:001 (S-P-13995) | Not applicable | EPD Australasia | https://epd-australasia.com/?s=0013995:001&post_type=epd | m³ | 2400 |  |  |  | 335.2072 | 335.1492 | 0.056261 | 0.0017503 | 0 | 335.2072 | 0 | 0.13967 | 0.13965 | 2.3442e-05 | 7.2928e-07 | 0 | 0.13967 | 0 | Version 2025.1
Concrete (in-situ) | Concrete, 40 MPa | >32 MPa to ≤40 MPa | 40 MPa, NSW, Concrete: S40/20/CLR manufactured at Seven Hills (Advanced Readymix) (Australia) | Concrete_40MPa | Concrete_40MPa | 2024-01-01 | 2029-01-01 | Australia | EPD-IES-0013996:001 (S-P-13996) | Not applicable | EPD Australasia | https://epd-australasia.com/?s=0013996:001&post_type=epd | m³ | 2400 |  |  |  | 260.8098 | 260.7811 | 0.027856 | 0.00087671 | 0 | 260.8098 | 0 | 0.10867 | 0.10866 | 1.1607e-05 | 3.6529e-07 | 0 | 0.10867 | 0 | Version 2025.1
Concrete (in-situ) | Concrete, 50 MPa | >40 MPa to ≤50 MPa | Concrete, 50 MPa, in-situ, no reinforcement, (R5020B)(GB) (BCG) (WA), (Perth) | Concrete_50MPa | Concrete_50MPa | 2022-12-15 | 2027-12-15 | Perth, WA | S-P-05491 | Version 1 | EPD Australasia | https://epd-australasia.com/wp-content/uploads/2022/12/SP05491_BGC-EPD_Concrete_Dec22.pdf | m³ | 2400 |  |  |  | 386 | 382 | 4.63 | 0 | 0 | 386.63 | 0 | 0.16083 | 0.15917 | 0.0019292 | 0 | 0 | 0.1611 | 0 | Version 1.0
Concrete (in-situ) | Concrete, 50 MPa | >40 MPa to ≤50 MPa | Concrete, 50 MPa, in-situ, no reinforcement, (VE501EVMW) (Ecopact) (Holcim) (VIC) | Concrete_50MPa | Concrete_50MPa | 2022-01-12 | 2027-09-26 | VIC | S-P-04657 | Version 1 | EPD Australasia | https://epd-australasia.com/wp-content/uploads/2022/01/SP04657-Holcim-ViroDecs%E2%84%A2-Special-VIC-ECOPact-Range-ver2_Sep22.pdf | m³ | 2400 |  |  |  | 272 | 272 | 0.38 | 0 | 0 | 272.38 | 0 | 0.11333 | 0.11333 | 0.00015833 | 0 | 0 | 0.11349 | 0 | Version 1.0
Concrete (in-situ) | Concrete, 50 MPa | >40 MPa to ≤50 MPa | Concrete, 50 MPa, in-situ, no reinforcement, (SE502E56) (Ecopact) (Holcim) (SA) (Adelaide) | Concrete_50MPa | Concrete_50MPa | 2022-01-27 | 2027-01-27 | SA | S-P-04660 | Version 1 | EPD Australasia | https://epd-australasia.com/wp-content/uploads/2022/02/SP04660-Holcim-EPD-ViroDecs-Special-SA-Adelaide-ECOPact-Range-V2_Mar23.pdf | m³ | 2400 |  |  |  | 328 | 328 | 0.38 | 0 | 0 | 328.38 | 0 | 0.13667 | 0.13667 | 0.00015833 | 0 | 0 | 0.13683 | 0 | Version 1.0
Concrete (in-situ) | Concrete, 50 MPa | >40 MPa to ≤50 MPa | Concrete, 50 MPa, in-situ, no reinforcement, (SE501EAV) (Ecopact) (Holcim) (SA) (Adelaide) | Concrete_50MPa | Concrete_50MPa | 2022-01-27 | 2027-01-27 | SA | S-P-04660 | Version 1 | EPD Australasia | https://epd-australasia.com/wp-content/uploads/2022/02/SP04660-Holcim-EPD-ViroDecs-Special-SA-Adelaide-ECOPact-Range-V2_Mar23.pdf | m³ | 2400 |  |  |  | 330 | 330 | 0.38 | 0 | 0 | 330.38 | 0 | 0.1375 | 0.1375 | 0.00015833 | 0 | 0 | 0.13766 | 0 | Version 1.0
Concrete (in-situ) | Concrete, 50 MPa | >40 MPa to ≤50 MPa | Concrete, 50 MPa, in-situ, no reinforcement, (SE501E3) (Ecopact) (Holcim) (SA) (Adelaide) | Concrete_50MPa | Concrete_50MPa | 2022-01-27 | 2027-01-27 | SA | S-P-04660 | Version 1 | EPD Australasia | https://epd-australasia.com/wp-content/uploads/2022/02/SP04660-Holcim-EPD-ViroDecs-Special-SA-Adelaide-ECOPact-Range-V2_Mar23.pdf | m³ | 2400 |  |  |  | 312 | 312 | 0.34 | 0 | 0 | 312.34 | 0 | 0.13 | 0.13 | 0.00014167 | 0 | 0 | 0.13014 | 0 | Version 1.0
Concrete (in-situ) | Concrete, 50 MPa | >40 MPa to ≤50 MPa | Concrete, 50 MPa, in-situ, no reinforcement, (SE501E5) (Ecopact) (Holcim) (SA) (Adelaide) | Concrete_50MPa | Concrete_50MPa | 2022-01-27 | 2027-01-27 | SA | S-P-04660 | Version 1 | EPD Australasia | https://epd-australasia.com/wp-content/uploads/2022/02/SP04660-Holcim-EPD-ViroDecs-Special-SA-Adelaide-ECOPact-Range-V2_Mar23.pdf | m³ | 2400 |  |  |  | 313 | 313 | 0.34 | 0 | 0 | 313.34 | 0 | 0.13042 | 0.13042 | 0.00014167 | 0 | 0 | 0.13056 | 0 | Version 1.0
Concrete (in-situ) | Concrete, 50 MPa | >40 MPa to ≤50 MPa | Concrete, 50 MPa, in-situ, no reinforcement, (SE502E2) (Ecopact) (Holcim) (SA) (Adelaide) | Concrete_50MPa | Concrete_50MPa | 2022-01-27 | 2027-01-27 | SA | S-P-04660 | Version 1 | EPD Australasia | https://epd-australasia.com/wp-content/uploads/2022/02/SP04660-Holcim-EPD-ViroDecs-Special-SA-Adelaide-ECOPact-Range-V2_Mar23.pdf | m³ | 2400 |  |  |  | 304 | 304 | 0.33 | 0 | 0 | 304.33 | 0 | 0.12667 | 0.12667 | 0.0001375 | 0 | 0 | 0.1268 | 0 | Version 1.0
Concrete (in-situ) | Concrete, 50 MPa | >40 MPa to ≤50 MPa | Concrete, 50 MPa, in-situ, no reinforcement, (SE501EDTW) (Ecopact) (Holcim) (SA) (Adelaide) | Concrete_50MPa | Concrete_50MPa | 2022-01-27 | 2027-01-27 | SA | S-P-04660 | Version 1 | EPD Australasia | https://epd-australasia.com/wp-content/uploads/2022/02/SP04660-Holcim-EPD-ViroDecs-Special-SA-Adelaide-ECOPact-Range-V2_Mar23.pdf | m³ | 2400 |  |  |  | 388 | 388 | 0.42 | 0 | 0 | 388.42 | 0 | 0.16167 | 0.16167 | 0.000175 | 0 | 0 | 0.16184 | 0 | Version 1.0
Concrete (in-situ) | Concrete, 50 MPa | >40 MPa to ≤50 MPa | Concrete, 50 MPa, in-situ, no reinforcement, (SE502E3) (Ecopact) (Holcim) (SA) (Adelaide) | Concrete_50MPa | Concrete_50MPa | 2022-01-27 | 2027-01-27 | SA | S-P-04660 | Version 1 | EPD Australasia | https://epd-australasia.com/wp-content/uploads/2022/02/SP04660-Holcim-EPD-ViroDecs-Special-SA-Adelaide-ECOPact-Range-V2_Mar23.pdf | m³ | 2400 |  |  |  | 305 | 305 | 0.33 | 0 | 0 | 305.33 | 0 | 0.12708 | 0.12708 | 0.0001375 | 0 | 0 | 0.12722 | 0 | Version 1.0
Concrete (in-situ) | Concrete, 50 MPa | >40 MPa to ≤50 MPa | Concrete, 50 MPa, in-situ, no reinforcement, (50MPa 7MM BLOCKMIX) (Adbri) (QLD) | Concrete_50MPa | Concrete_50MPa | 2023-03-31 | 2028-03-31 | QLD | S-P-05518 | Version 1 | EPD Australasia | https://epd-australasia.com/wp-content/uploads/2023/04/SP05518-Adbri-EPD-Concrete_QLD_Mar23.pdf | m³ | 2400 |  |  |  | 336 | 336 | 0.36 | 0 | 0 | 336.36 | 0 | 0.14 | 0.14 | 0.00015 | 0 | 0 | 0.14015 | 0 | Version 1.0
Concrete (in-situ) | Concrete, 50 MPa | >40 MPa to ≤50 MPa | Concrete, 50 MPa, in-situ, no reinforcement, (VE501E56) (Ecopact) (Holcim) (VIC) | Concrete_50MPa | Concrete_50MPa | 2022-01-12 | 2027-09-26 | VIC | S-P-04657 | Version 1 | EPD Australasia | https://epd-australasia.com/wp-content/uploads/2022/01/SP04657-Holcim-ViroDecs%E2%84%A2-Special-VIC-ECOPact-Range-ver2_Sep22.pdf | m³ | 2400 |  |  |  | 340 | 340 | 0.36 | 0 | 0 | 340.36 | 0 | 0.14167 | 0.14167 | 0.00015 | 0 | 0 | 0.14182 | 0 | Version 1.0
Concrete (in-situ) | Concrete, 50 MPa | >40 MPa to ≤50 MPa | Concrete, 50 MPa, in-situ, no reinforcement, (VE502E) (Ecopact) (Holcim) (VIC) | Concrete_50MPa | Concrete_50MPa | 2022-01-12 | 2027-09-26 | VIC | S-P-04657 | Version 1 | EPD Australasia | https://epd-australasia.com/wp-content/uploads/2022/01/SP04657-Holcim-ViroDecs%E2%84%A2-Special-VIC-ECOPact-Range-ver2_Sep22.pdf | m³ | 2400 |  |  |  | 303 | 303 | 0.32 | 0 | 0 | 303.32 | 0 | 0.12625 | 0.12625 | 0.00013333 | 0 | 0 | 0.12638 | 0 | Version 1.0
Concrete (in-situ) | Concrete, 50 MPa | >40 MPa to ≤50 MPa | Concrete, 50 MPa, in-situ, no reinforcement, (VE502E5) (Ecopact) (Holcim) (VIC) | Concrete_50MPa | Concrete_50MPa | 2022-01-12 | 2027-09-26 | VIC | S-P-04657 | Version 1 | EPD Australasia | https://epd-australasia.com/wp-content/uploads/2022/01/SP04657-Holcim-ViroDecs%E2%84%A2-Special-VIC-ECOPact-Range-ver2_Sep22.pdf | m³ | 2400 |  |  |  | 294 | 294 | 0.31 | 0 | 0 | 294.31 | 0 | 0.1225 | 0.1225 | 0.00012917 | 0 | 0 | 0.12263 | 0 | Version 1.0
Concrete (in-situ) | Concrete, 50 MPa | >40 MPa to ≤50 MPa | Concrete, 50 MPa, in-situ, no reinforcement, (VE502EVR2) (Ecopact) (Holcim) (VIC) | Concrete_50MPa | Concrete_50MPa | 2022-01-12 | 2027-09-26 | VIC | S-P-04657 | Version 1 | EPD Australasia | https://epd-australasia.com/wp-content/uploads/2022/01/SP04657-Holcim-ViroDecs%E2%84%A2-Special-VIC-ECOPact-Range-ver2_Sep22.pdf | m³ | 2400 |  |  |  | 279 | 279 | 0.29 | 0 | 0 | 279.29 | 0 | 0.11625 | 0.11625 | 0.00012083 | 0 | 0 | 0.11637 | 0 | Version 1.0
Concrete (in-situ) | Concrete, 50 MPa | >40 MPa to ≤50 MPa | Concrete, 50 MPa, in-situ, no reinforcement, (50MPa 14MM TREMIE 160 SLUMP) (Adbri) (VIC) | Concrete_50MPa | Concrete_50MPa | 2023-03-31 | 2028-03-31 | VIC | S-P-05520 | Version 1 | EPD Australasia | https://epd-australasia.com/wp-content/uploads/2023/04/SP05520-Adbri-EPD-Concrete_VIC_Mar23.pdf | m³ | 2400 |  |  |  | 293 | 293 | 0.29 | 0 | 0 | 293.29 | 0 | 0.12208 | 0.12208 | 0.00012083 | 0 | 0 | 0.1222 | 0 | Version 1.0
Concrete (in-situ) | Concrete, 50 MPa | >40 MPa to ≤50 MPa | Concrete, 50 MPa, in-situ, no reinforcement, (VE501EAV) (Ecopact) (Holcim) (VIC) | Concrete_50MPa | Concrete_50MPa | 2022-01-12 | 2027-09-26 | VIC | S-P-04657 | Version 1 | EPD Australasia | https://epd-australasia.com/wp-content/uploads/2022/01/SP04657-Holcim-ViroDecs%E2%84%A2-Special-VIC-ECOPact-Range-ver2_Sep22.pdf | m³ | 2400 |  |  |  | 307 | 307 | 0.3 | 0 | 0 | 307.3 | 0 | 0.12792 | 0.12792 | 0.000125 | 0 | 0 | 0.12804 | 0 | Version 1.0
Concrete (in-situ) | Concrete, 50 MPa | >40 MPa to ≤50 MPa | Concrete, 50 MPa, in-situ, no reinforcement, (Futurecrete® N class GP/GL:Slag 50 MPa) (Adbri) (QLD) | Concrete_50MPa | Concrete_50MPa | 2023-03-31 | 2028-03-31 | QLD | S-P-05518 | Version 1 | EPD Australasia | https://epd-australasia.com/wp-content/uploads/2023/04/SP05518-Adbri-EPD-Concrete_QLD_Mar23.pdf | m³ | 2400 |  |  |  | 344 | 344 | 0.336 | 0 | 0 | 344.336 | 0 | 0.14333 | 0.14333 | 0.00014 | 0 | 0 | 0.14347 | 0 | Version 1.0
Concrete (in-situ) | Concrete, 50 MPa | >40 MPa to ≤50 MPa | Concrete, 50 MPa, in-situ, no reinforcement, (NE502E1A1)(Ecopact) (Holcim) (NSW), (Sydney) | Concrete_50MPa | Concrete_50MPa | 2021-04-08 | 2026-04-08 | Sydney, NSW | S-P-02331 | Version 1 | EPD Australasia | https://epd-australasia.com/wp-content/uploads/2021/04/SP02331-Holcim-EPD-ViroDecs-Special-NSW-Sydney-ECOPact-Range-V2_Mar23.pdf | m³ | 2400 |  |  |  | 353 | 353 | 0.33 | 0 | 0 | 353.33 | 0 | 0.14708 | 0.14708 | 0.0001375 | 0 | 0 | 0.14722 | 0 | Version 1.0 | Expired
Concrete (in-situ) | Concrete, 50 MPa | >40 MPa to ≤50 MPa | Concrete, 50 MPa, in-situ, no reinforcement, (VE501EAP) (Ecopact) (Holcim) (VIC) | Concrete_50MPa | Concrete_50MPa | 2022-01-12 | 2027-09-26 | VIC | S-P-04657 | Version 1 | EPD Australasia | https://epd-australasia.com/wp-content/uploads/2022/01/SP04657-Holcim-ViroDecs%E2%84%A2-Special-VIC-ECOPact-Range-ver2_Sep22.pdf | m³ | 2400 |  |  |  | 375 | 375 | 0.34 | 0 | 0 | 375.34 | 0 | 0.15625 | 0.15625 | 0.00014167 | 0 | 0 | 0.15639 | 0 | Version 1.0
Concrete (in-situ) | Concrete, 50 MPa | >40 MPa to ≤50 MPa | Concrete, 50 MPa, in-situ, no reinforcement, (Futurecrete® Ultra N Class GP/GL:Slag 50 MPa) (Adbri) (VIC) | Concrete_50MPa | Concrete_50MPa | 2023-03-31 | 2028-03-31 | VIC | S-P-05520 | Version 1 | EPD Australasia | https://epd-australasia.com/wp-content/uploads/2023/04/SP05520-Adbri-EPD-Concrete_VIC_Mar23.pdf | m³ | 2400 |  |  |  | 242 | 242 | 0.21 | 0 | 0 | 242.21 | 0 | 0.10083 | 0.10083 | 8.75e-05 | 0 | 0 | 0.10092 | 0 | Version 1.0
Concrete (in-situ) | Concrete, 50 MPa | >40 MPa to ≤50 MPa | Concrete, 50 MPa, in-situ, no reinforcement, (NE501E1)(Ecopact) (Holcim) (NSW), (Sydney) | Concrete_50MPa | Concrete_50MPa | 2021-04-08 | 2026-04-08 | Sydney, NSW | S-P-02331 | Version 1 | EPD Australasia | https://epd-australasia.com/wp-content/uploads/2021/04/SP02331-Holcim-EPD-ViroDecs-Special-NSW-Sydney-ECOPact-Range-V2_Mar23.pdf | m³ | 2400 |  |  |  | 247 | 247 | 0.21 | 0 | 0 | 247.21 | 0 | 0.10292 | 0.10292 | 8.75e-05 | 0 | 0 | 0.103 | 0 | Version 1.0 | Expired
Concrete (in-situ) | Concrete, 50 MPa | >40 MPa to ≤50 MPa | Concrete, 50 MPa, in-situ, no reinforcement, (NE501E5)(Ecopact) (Holcim) (NSW), (Sydney) | Concrete_50MPa | Concrete_50MPa | 2021-04-08 | 2026-04-08 | Sydney, NSW | S-P-02331 | Version 1 | EPD Australasia | https://epd-australasia.com/wp-content/uploads/2021/04/SP02331-Holcim-EPD-ViroDecs-Special-NSW-Sydney-ECOPact-Range-V2_Mar23.pdf | m³ | 2400 |  |  |  | 248 | 248 | 0.21 | 0 | 0 | 248.21 | 0 | 0.10333 | 0.10333 | 8.75e-05 | 0 | 0 | 0.10342 | 0 | Version 1.0 | Expired
Concrete (in-situ) | Concrete, 50 MPa | >40 MPa to ≤50 MPa | Concrete, 50 MPa, in-situ, no reinforcement, (50MPa 20MM 3 GST POINTS CONCRETE) (Adbri) (VIC) | Concrete_50MPa | Concrete_50MPa | 2023-03-31 | 2028-03-31 | VIC | S-P-05520 | Version 1 | EPD Australasia | https://epd-australasia.com/wp-content/uploads/2023/04/SP05520-Adbri-EPD-Concrete_VIC_Mar23.pdf | m³ | 2400 |  |  |  | 298 | 298 | 0.25 | 0 | 0 | 298.25 | 0 | 0.12417 | 0.12417 | 0.00010417 | 0 | 0 | 0.12427 | 0 | Version 1.0
Concrete (in-situ) | Concrete, 50 MPa | >40 MPa to ≤50 MPa | Concrete, 50 MPa, in-situ, no reinforcement, (QE502MRF4) (Ecopact) (Holcim) (QLD) (Brisbane) | Concrete_50MPa | Concrete_50MPa | 2022-01-20 | 2027-01-20 | Brisbane, QLD | S-P-04658 | Version 1 | EPD Australasia | https://epd-australasia.com/wp-content/uploads/2022/01/SP04658_Holcim-ViroDecs-Special-Qld-Brisbane-ECOPact-EPD_-Mar23_v3.0.pdf | m³ | 2400 |  |  |  | 400 | 400 | 0.33 | 0 | 0 | 400.33 | 0 | 0.16667 | 0.16667 | 0.0001375 | 0 | 0 | 0.1668 | 0 | Version 1.0
Concrete (in-situ) | Concrete, 50 MPa | >40 MPa to ≤50 MPa | Concrete, 50 MPa, in-situ, no reinforcement, (NE502E1)(Ecopact) (Holcim) (NSW), (Sydney) | Concrete_50MPa | Concrete_50MPa | 2021-04-08 | 2026-04-08 | Sydney, NSW | S-P-02331 | Version 1 | EPD Australasia | https://epd-australasia.com/wp-content/uploads/2021/04/SP02331-Holcim-EPD-ViroDecs-Special-NSW-Sydney-ECOPact-Range-V2_Mar23.pdf | m³ | 2400 |  |  |  | 243 | 243 | 0.2 | 0 | 0 | 243.2 | 0 | 0.10125 | 0.10125 | 8.3333e-05 | 0 | 0 | 0.10133 | 0 | Version 1.0 | Expired
Concrete (in-situ) | Concrete, 50 MPa | >40 MPa to ≤50 MPa | Concrete, 50 MPa, in-situ, no reinforcement, (NE502E5)(Ecopact) (Holcim) (NSW), (Sydney) | Concrete_50MPa | Concrete_50MPa | 2021-04-08 | 2026-04-08 | Sydney, NSW | S-P-02331 | Version 1 | EPD Australasia | https://epd-australasia.com/wp-content/uploads/2021/04/SP02331-Holcim-EPD-ViroDecs-Special-NSW-Sydney-ECOPact-Range-V2_Mar23.pdf | m³ | 2400 |  |  |  | 244 | 244 | 0.2 | 0 | 0 | 244.2 | 0 | 0.10167 | 0.10167 | 8.3333e-05 | 0 | 0 | 0.10175 | 0 | Version 1.0 | Expired
Concrete (in-situ) | Concrete, 50 MPa | >40 MPa to ≤50 MPa | Concrete, 50 MPa, in-situ, no reinforcement, (Futurecrete® N Class GP:GL:Slag 50 MPa - Winnellie) (Adbri) (NT) | Concrete_50MPa | Concrete_50MPa | 2023-03-31 | 2028-03-31 | NT | S-P-05522 | Version 1 | EPD Australasia | https://epd-australasia.com/wp-content/uploads/2023/04/SP05522-Adbri-EPD-Concrete_NT_Mar23.pdf | m³ | 2400 |  |  |  | 351 | 351 | 0.286 | 0 | 0 | 351.286 | 0 | 0.14625 | 0.14625 | 0.00011917 | 0 | 0 | 0.14637 | 0 | Version 1.0
Concrete (in-situ) | Concrete, 50 MPa | >40 MPa to ≤50 MPa | Concrete, 50 MPa, in-situ, no reinforcement, (50MPa 14MM TRAMWAYS 25% SLAG) (Adbri) (VIC) | Concrete_50MPa | Concrete_50MPa | 2023-03-31 | 2028-03-31 | VIC | S-P-05520 | Version 1 | EPD Australasia | https://epd-australasia.com/wp-content/uploads/2023/04/SP05520-Adbri-EPD-Concrete_VIC_Mar23.pdf | m³ | 2400 |  |  |  | 332 | 332 | 0.27 | 0 | 0 | 332.27 | 0 | 0.13833 | 0.13833 | 0.0001125 | 0 | 0 | 0.13845 | 0 | Version 1.0
Concrete (in-situ) | Concrete, 50 MPa | >40 MPa to ≤50 MPa | Concrete, 50 MPa, in-situ, no reinforcement, (QE501EEZY) (Ecopact) (Holcim) (QLD), Gold Coast | Concrete_50MPa | Concrete_50MPa | 2023-04-22 | 2028-04-22 | QLD | S-P-05496 | Version 1 | EPD Australasia | https://epd-australasia.com/wp-content/uploads/2023/05/SP05496-Holcim-EPD-ViroDecs%E2%84%A2-QLD-GoldCoast-ECOPact_Apr23.pdf | m³ | 2400 |  |  |  | 301 | 301 | 0.24 | 0 | 0 | 301.24 | 0 | 0.12542 | 0.12542 | 0.0001 | 0 | 0 | 0.12552 | 0 | Version 1.0
Concrete (in-situ) | Concrete, 50 MPa | >40 MPa to ≤50 MPa | Concrete, 50 MPa, in-situ, no reinforcement, (QE502E100) (Ecopact) (Holcim) (QLD) (Brisbane) | Concrete_50MPa | Concrete_50MPa | 2022-01-20 | 2027-01-20 | Brisbane, QLD | S-P-04658 | Version 1 | EPD Australasia | https://epd-australasia.com/wp-content/uploads/2022/01/SP04658_Holcim-ViroDecs-Special-Qld-Brisbane-ECOPact-EPD_-Mar23_v3.0.pdf | m³ | 2400 |  |  |  | 294 | 294 | 0.23 | 0 | 0 | 294.23 | 0 | 0.1225 | 0.1225 | 9.5833e-05 | 0 | 0 | 0.1226 | 0 | Version 1.0
Concrete (in-situ) | Concrete, 50 MPa | >40 MPa to ≤50 MPa | Concrete, 50 MPa, in-situ, no reinforcement, (QE501EEZY) (Ecopact) (Holcim) (QLD) (Brisbane) | Concrete_50MPa | Concrete_50MPa | 2022-01-20 | 2027-01-20 | Brisbane, QLD | S-P-04658 | Version 1 | EPD Australasia | https://epd-australasia.com/wp-content/uploads/2022/01/SP04658_Holcim-ViroDecs-Special-Qld-Brisbane-ECOPact-EPD_-Mar23_v3.0.pdf | m³ | 2400 |  |  |  | 307 | 307 | 0.24 | 0 | 0 | 307.24 | 0 | 0.12792 | 0.12792 | 0.0001 | 0 | 0 | 0.12802 | 0 | Version 1.0
Concrete (in-situ) | Concrete, 50 MPa | >40 MPa to ≤50 MPa | Concrete, 50 MPa, in-situ, no reinforcement, (QE501EL21) (Ecopact) (Holcim) (QLD), Gold Coast | Concrete_50MPa | Concrete_50MPa | 2023-04-22 | 2028-04-22 | QLD | S-P-05496 | Version 1 | EPD Australasia | https://epd-australasia.com/wp-content/uploads/2023/05/SP05496-Holcim-EPD-ViroDecs%E2%84%A2-QLD-GoldCoast-ECOPact_Apr23.pdf | m³ | 2400 |  |  |  | 308 | 308 | 0.24 | 0 | 0 | 308.24 | 0 | 0.12833 | 0.12833 | 0.0001 | 0 | 0 | 0.12843 | 0 | Version 1.0
Concrete (in-situ) | Concrete, 50 MPa | >40 MPa to ≤50 MPa | Concrete, 50 MPa, in-situ, no reinforcement, (QE501EDUF) (Ecopact) (Holcim) (QLD), Gold Coast | Concrete_50MPa | Concrete_50MPa | 2023-04-22 | 2028-04-22 | QLD | S-P-05496 | Version 1 | EPD Australasia | https://epd-australasia.com/wp-content/uploads/2023/05/SP05496-Holcim-EPD-ViroDecs%E2%84%A2-QLD-GoldCoast-ECOPact_Apr23.pdf | m³ | 2400 |  |  |  | 309 | 309 | 0.24 | 0 | 0 | 309.24 | 0 | 0.12875 | 0.12875 | 0.0001 | 0 | 0 | 0.12885 | 0 | Version 1.0
Concrete (in-situ) | Concrete, 50 MPa | >40 MPa to ≤50 MPa | Concrete, 50 MPa, in-situ, no reinforcement, (Adbri concrete N class GP/GL 50 MPa) (Adbri) (QLD) | Concrete_50MPa | Concrete_50MPa | 2023-03-31 | 2028-03-31 | QLD | S-P-05518 | Version 1 | EPD Australasia | https://epd-australasia.com/wp-content/uploads/2023/04/SP05518-Adbri-EPD-Concrete_QLD_Mar23.pdf | m³ | 2400 |  |  |  | 482 | 482 | 0.371 | 0 | 0 | 482.371 | 0 | 0.20083 | 0.20083 | 0.00015458 | 0 | 0 | 0.20099 | 0 | Version 1.0
Concrete (in-situ) | Concrete, 50 MPa | >40 MPa to ≤50 MPa | Concrete, 50 MPa, in-situ, no reinforcement, (QE507EBMX) (Ecopact) (Holcim) (QLD) (Brisbane) | Concrete_50MPa | Concrete_50MPa | 2022-01-20 | 2027-01-20 | Brisbane, QLD | S-P-04658 | Version 1 | EPD Australasia | https://epd-australasia.com/wp-content/uploads/2022/01/SP04658_Holcim-ViroDecs-Special-Qld-Brisbane-ECOPact-EPD_-Mar23_v3.0.pdf | m³ | 2400 |  |  |  | 299 | 299 | 0.23 | 0 | 0 | 299.23 | 0 | 0.12458 | 0.12458 | 9.5833e-05 | 0 | 0 | 0.12468 | 0 | Version 1.0
Concrete (in-situ) | Concrete, 50 MPa | >40 MPa to ≤50 MPa | Concrete, 50 MPa, in-situ, no reinforcement, (QE502EEZY) (Ecopact) (Holcim) (QLD) (Brisbane) | Concrete_50MPa | Concrete_50MPa | 2022-01-20 | 2027-01-20 | Brisbane, QLD | S-P-04658 | Version 1 | EPD Australasia | https://epd-australasia.com/wp-content/uploads/2022/01/SP04658_Holcim-ViroDecs-Special-Qld-Brisbane-ECOPact-EPD_-Mar23_v3.0.pdf | m³ | 2400 |  |  |  | 299 | 299 | 0.23 | 0 | 0 | 299.23 | 0 | 0.12458 | 0.12458 | 9.5833e-05 | 0 | 0 | 0.12468 | 0 | Version 1.0
Concrete (in-situ) | Concrete, 50 MPa | >40 MPa to ≤50 MPa | Concrete, 50 MPa, in-situ, no reinforcement, (QE501E100) (Ecopact) (Holcim) (QLD), Gold Coast | Concrete_50MPa | Concrete_50MPa | 2023-04-22 | 2028-04-22 | QLD | S-P-05496 | Version 1 | EPD Australasia | https://epd-australasia.com/wp-content/uploads/2023/05/SP05496-Holcim-EPD-ViroDecs%E2%84%A2-QLD-GoldCoast-ECOPact_Apr23.pdf | m³ | 2400 |  |  |  | 301 | 301 | 0.23 | 0 | 0 | 301.23 | 0 | 0.12542 | 0.12542 | 9.5833e-05 | 0 | 0 | 0.12551 | 0 | Version 1.0
Concrete (in-situ) | Concrete, 50 MPa | >40 MPa to ≤50 MPa | Concrete, 50 MPa, in-situ, no reinforcement, (QE502E100) (Ecopact) (Holcim) (QLD), Gold Coast | Concrete_50MPa | Concrete_50MPa | 2023-04-22 | 2028-04-22 | QLD | S-P-05496 | Version 1 | EPD Australasia | https://epd-australasia.com/wp-content/uploads/2023/05/SP05496-Holcim-EPD-ViroDecs%E2%84%A2-QLD-GoldCoast-ECOPact_Apr23.pdf | m³ | 2400 |  |  |  | 288 | 288 | 0.22 | 0 | 0 | 288.22 | 0 | 0.12 | 0.12 | 9.1667e-05 | 0 | 0 | 0.12009 | 0 | Version 1.0
Concrete (in-situ) | Concrete, 50 MPa | >40 MPa to ≤50 MPa | Concrete, 50 MPa, in-situ, no reinforcement, (QE501E100) (Ecopact) (Holcim) (QLD) (Brisbane) | Concrete_50MPa | Concrete_50MPa | 2022-01-20 | 2027-01-20 | Brisbane, QLD | S-P-04658 | Version 1 | EPD Australasia | https://epd-australasia.com/wp-content/uploads/2022/01/SP04658_Holcim-ViroDecs-Special-Qld-Brisbane-ECOPact-EPD_-Mar23_v3.0.pdf | m³ | 2400 |  |  |  | 302 | 302 | 0.23 | 0 | 0 | 302.23 | 0 | 0.12583 | 0.12583 | 9.5833e-05 | 0 | 0 | 0.12593 | 0 | Version 1.0
Concrete (in-situ) | Concrete, 50 MPa | >40 MPa to ≤50 MPa | Concrete, 50 MPa, in-situ, no reinforcement, (QE501EDUF) (Ecopact) (Holcim) (QLD) (Brisbane) | Concrete_50MPa | Concrete_50MPa | 2022-01-20 | 2027-01-20 | Brisbane, QLD | S-P-04658 | Version 1 | EPD Australasia | https://epd-australasia.com/wp-content/uploads/2022/01/SP04658_Holcim-ViroDecs-Special-Qld-Brisbane-ECOPact-EPD_-Mar23_v3.0.pdf | m³ | 2400 |  |  |  | 280 | 280 | 0.21 | 0 | 0 | 280.21 | 0 | 0.11667 | 0.11667 | 8.75e-05 | 0 | 0 | 0.11675 | 0 | Version 1.0
Concrete (in-situ) | Concrete, 50 MPa | >40 MPa to ≤50 MPa | Concrete, 50 MPa, in-situ, no reinforcement, (Adbri concrete N class GP/GL:FA 50 MPa) (Adbri) (QLD) | Concrete_50MPa | Concrete_50MPa | 2023-03-31 | 2028-03-31 | QLD | S-P-05518 | Version 1 | EPD Australasia | https://epd-australasia.com/wp-content/uploads/2023/04/SP05518-Adbri-EPD-Concrete_QLD_Mar23.pdf | m³ | 2400 |  |  |  | 397 | 397 | 0.291 | 0 | 0 | 397.291 | 0 | 0.16542 | 0.16542 | 0.00012125 | 0 | 0 | 0.16554 | 0 | Version 1.0
Concrete (in-situ) | Concrete, 50 MPa | >40 MPa to ≤50 MPa | Concrete, 50 MPa, in-situ, no reinforcement, (QE501E200) (Ecopact) (Holcim) (QLD) (Brisbane) | Concrete_50MPa | Concrete_50MPa | 2022-01-20 | 2027-01-20 | Brisbane, QLD | S-P-04658 | Version 1 | EPD Australasia | https://epd-australasia.com/wp-content/uploads/2022/01/SP04658_Holcim-ViroDecs-Special-Qld-Brisbane-ECOPact-EPD_-Mar23_v3.0.pdf | m³ | 2400 |  |  |  | 336 | 336 | 0.24 | 0 | 0 | 336.24 | 0 | 0.14 | 0.14 | 0.0001 | 0 | 0 | 0.1401 | 0 | Version 1.0
Concrete (in-situ) | Concrete, 50 MPa | >40 MPa to ≤50 MPa | Concrete, 50 MPa, in-situ, no reinforcement, (QE501E200) (Ecopact) (Holcim) (QLD), Gold Coast | Concrete_50MPa | Concrete_50MPa | 2023-04-22 | 2028-04-22 | QLD | S-P-05496 | Version 1 | EPD Australasia | https://epd-australasia.com/wp-content/uploads/2023/05/SP05496-Holcim-EPD-ViroDecs%E2%84%A2-QLD-GoldCoast-ECOPact_Apr23.pdf | m³ | 2400 |  |  |  | 327 | 327 | 0.23 | 0 | 0 | 327.23 | 0 | 0.13625 | 0.13625 | 9.5833e-05 | 0 | 0 | 0.13635 | 0 | Version 1.0
Concrete (in-situ) | Concrete, 50 MPa | >40 MPa to ≤50 MPa | Concrete, 50 MPa, in-situ, no reinforcement, (WE501E2)(Ecopact) (Holcim) (WA), (Perth Metro) | Concrete_50MPa | Concrete_50MPa | 2021-11-25 | 2026-11-25 | Perth Metro, WA | S-P-03716 | Version 1 | EPD Australasia | https://epd-australasia.com/wp-content/uploads/2021/12/SP03716-Holcim-EPD_WAPerth-ECOPact-Range_-v2.0_Apr23.pdf | m³ | 2400 |  |  |  | 313 | 313 | 0.21 | 0 | 0 | 313.21 | 0 | 0.13042 | 0.13042 | 8.75e-05 | 0 | 0 | 0.1305 | 0 | Version 1.0
Concrete (in-situ) | Concrete, 50 MPa | >40 MPa to ≤50 MPa | Concrete, 50 MPa, in-situ, no reinforcement, (WE501E4)(Ecopact) (Holcim) (WA), (Perth Metro) | Concrete_50MPa | Concrete_50MPa | 2021-11-25 | 2026-11-25 | Perth Metro, WA | S-P-03716 | Version 1 | EPD Australasia | https://epd-australasia.com/wp-content/uploads/2021/12/SP03716-Holcim-EPD_WAPerth-ECOPact-Range_-v2.0_Apr23.pdf | m³ | 2400 |  |  |  | 313 | 313 | 0.21 | 0 | 0 | 313.21 | 0 | 0.13042 | 0.13042 | 8.75e-05 | 0 | 0 | 0.1305 | 0 | Version 1.0
Concrete (in-situ) | Concrete, 50 MPa | >40 MPa to ≤50 MPa | Concrete, 50 MPa, in-situ, no reinforcement, (WE502E2)(Ecopact) (Holcim) (WA), (Perth Metro) | Concrete_50MPa | Concrete_50MPa | 2021-11-25 | 2026-11-25 | Perth Metro, WA | S-P-03716 | Version 1 | EPD Australasia | https://epd-australasia.com/wp-content/uploads/2021/12/SP03716-Holcim-EPD_WAPerth-ECOPact-Range_-v2.0_Apr23.pdf | m³ | 2400 |  |  |  | 320 | 320 | 0.21 | 0 | 0 | 320.21 | 0 | 0.13333 | 0.13333 | 8.75e-05 | 0 | 0 | 0.13342 | 0 | Version 1.0
Concrete (in-situ) | Concrete, 50 MPa | >40 MPa to ≤50 MPa | Concrete, 50 MPa, in-situ, no reinforcement, (WE502E4)(Ecopact) (Holcim) (WA), (Perth Metro) | Concrete_50MPa | Concrete_50MPa | 2021-11-25 | 2026-11-25 | Perth Metro, WA | S-P-03716 | Version 1 | EPD Australasia | https://epd-australasia.com/wp-content/uploads/2021/12/SP03716-Holcim-EPD_WAPerth-ECOPact-Range_-v2.0_Apr23.pdf | m³ | 2400 |  |  |  | 320 | 320 | 0.21 | 0 | 0 | 320.21 | 0 | 0.13333 | 0.13333 | 8.75e-05 | 0 | 0 | 0.13342 | 0 | Version 1.0
Concrete (in-situ) | Concrete, 50 MPa | >40 MPa to ≤50 MPa | Concrete, 50 MPa, in-situ, no reinforcement, (QE502LPN2) (Ecopact) (Holcim) (QLD) (Brisbane) | Concrete_50MPa | Concrete_50MPa | 2022-01-20 | 2027-01-20 | Brisbane, QLD | S-P-04658 | Version 1 | EPD Australasia | https://epd-australasia.com/wp-content/uploads/2022/01/SP04658_Holcim-ViroDecs-Special-Qld-Brisbane-ECOPact-EPD_-Mar23_v3.0.pdf | m³ | 2400 |  |  |  | 398 | 398 | 0.26 | 0 | 0 | 398.26 | 0 | 0.16583 | 0.16583 | 0.00010833 | 0 | 0 | 0.16594 | 0 | Version 1.0
Concrete (in-situ) | Concrete, 50 MPa | >40 MPa to ≤50 MPa | Concrete, 50 MPa, in-situ, no reinforcement, (QE502LPN2) (Ecopact) (Holcim) (QLD), Gold Coast | Concrete_50MPa | Concrete_50MPa | 2023-04-22 | 2028-04-22 | QLD | S-P-05496 | Version 1 | EPD Australasia | https://epd-australasia.com/wp-content/uploads/2023/05/SP05496-Holcim-EPD-ViroDecs%E2%84%A2-QLD-GoldCoast-ECOPact_Apr23.pdf | m³ | 2400 |  |  |  | 363 | 363 | 0.23 | 0 | 0 | 363.23 | 0 | 0.15125 | 0.15125 | 9.5833e-05 | 0 | 0 | 0.15135 | 0 | Version 1.0
Concrete (in-situ) | Concrete, 50 MPa | >40 MPa to ≤50 MPa | Concrete, 50 MPa, in-situ, no reinforcement, (50MPa 20MM PANEL CONCRETE 120 SLUMP) (Adbri) (VIC) | Concrete_50MPa | Concrete_50MPa | 2023-03-31 | 2028-03-31 | VIC | S-P-05520 | Version 1 | EPD Australasia | https://epd-australasia.com/wp-content/uploads/2023/04/SP05520-Adbri-EPD-Concrete_VIC_Mar23.pdf | m³ | 2400 |  |  |  | 382 | 382 | 0.23 | 0 | 0 | 382.23 | 0 | 0.15917 | 0.15917 | 9.5833e-05 | 0 | 0 | 0.15926 | 0 | Version 1.0
Concrete (in-situ) | Concrete, 50 MPa | >40 MPa to ≤50 MPa | Concrete, 50 MPa, in-situ, no reinforcement, (QE501ELCF) (Ecopact) (Holcim) (QLD) (Brisbane) | Concrete_50MPa | Concrete_50MPa | 2022-01-20 | 2027-01-20 | Brisbane, QLD | S-P-04658 | Version 1 | EPD Australasia | https://epd-australasia.com/wp-content/uploads/2022/01/SP04658_Holcim-ViroDecs-Special-Qld-Brisbane-ECOPact-EPD_-Mar23_v3.0.pdf | m³ | 2400 |  |  |  | 320 | 320 | 0.19 | 0 | 0 | 320.19 | 0 | 0.13333 | 0.13333 | 7.9167e-05 | 0 | 0 | 0.13341 | 0 | Version 1.0
Concrete (in-situ) | Concrete, 50 MPa | >40 MPa to ≤50 MPa | Concrete, 50 MPa, in-situ, no reinforcement, (Adbri Concrete N Class GP/GL 50 MPa) (Adbri) (VIC) | Concrete_50MPa | Concrete_50MPa | 2023-03-31 | 2028-03-31 | VIC | S-P-05520 | Version 1 | EPD Australasia | https://epd-australasia.com/wp-content/uploads/2023/04/SP05520-Adbri-EPD-Concrete_VIC_Mar23.pdf | m³ | 2400 |  |  |  | 370 | 370 | 0.21 | 0 | 0 | 370.21 | 0 | 0.15417 | 0.15417 | 8.75e-05 | 0 | 0 | 0.15425 | 0 | Version 1.0
Concrete (in-situ) | Concrete, 50 MPa | >40 MPa to ≤50 MPa | Concrete, 50 MPa, in-situ, no reinforcement, (QE501ECFA) (Ecopact) (Holcim) (QLD) (Brisbane) | Concrete_50MPa | Concrete_50MPa | 2022-01-20 | 2027-01-20 | Brisbane, QLD | S-P-04658 | Version 1 | EPD Australasia | https://epd-australasia.com/wp-content/uploads/2022/01/SP04658_Holcim-ViroDecs-Special-Qld-Brisbane-ECOPact-EPD_-Mar23_v3.0.pdf | m³ | 2400 |  |  |  | 320 | 320 | 0.18 | 0 | 0 | 320.18 | 0 | 0.13333 | 0.13333 | 7.5e-05 | 0 | 0 | 0.13341 | 0 | Version 1.0
Concrete (in-situ) | Concrete, 50 MPa | >40 MPa to ≤50 MPa | Concrete, 50 MPa, in-situ, no reinforcement, (VE502ESW) (Ecopact) (Holcim) (VIC) | Concrete_50MPa | Concrete_50MPa | 2022-01-12 | 2027-09-26 | VIC | S-P-04657 | Version 1 | EPD Australasia | https://epd-australasia.com/wp-content/uploads/2022/01/SP04657-Holcim-ViroDecs%E2%84%A2-Special-VIC-ECOPact-Range-ver2_Sep22.pdf | m³ | 2400 |  |  |  | 269 | 269 | 0.15 | 0 | 0 | 269.15 | 0 | 0.11208 | 0.11208 | 6.25e-05 | 0 | 0 | 0.11215 | 0 | Version 1.0
Concrete (in-situ) | Concrete, 50 MPa | >40 MPa to ≤50 MPa | Concrete, 50 MPa, in-situ, no reinforcement, (Adbri Concrete N Class GP:GL 50 MPa - Katherine) (Adbri) (NT) | Concrete_50MPa | Concrete_50MPa | 2023-03-31 | 2028-03-31 | NT | S-P-05522 | Version 1 | EPD Australasia | https://epd-australasia.com/wp-content/uploads/2023/04/SP05522-Adbri-EPD-Concrete_NT_Mar23.pdf | m³ | 2400 |  |  |  | 513 | 513 | 0.214 | 0 | 0 | 513.214 | 0 | 0.21375 | 0.21375 | 8.9167e-05 | 0 | 0 | 0.21384 | 0 | Version 1.0
Concrete (in-situ) | Concrete, 50 MPa | >40 MPa to ≤50 MPa | Concrete, 50 MPa, in-situ, no reinforcement, (Adbri Concrete N Class GP:GL 50 MPa - Alice Springs) (Adbri) (NT) | Concrete_50MPa | Concrete_50MPa | 2023-03-31 | 2028-03-31 | NT | S-P-05522 | Version 1 | EPD Australasia | https://epd-australasia.com/wp-content/uploads/2023/04/SP05522-Adbri-EPD-Concrete_NT_Mar23.pdf | m³ | 2400 |  |  |  | 609 | 609 | 0.233 | 0 | 0 | 609.233 | 0 | 0.25375 | 0.25375 | 9.7083e-05 | 0 | 0 | 0.25385 | 0 | Version 1.0
Concrete (in-situ) | Concrete, 50 MPa | >40 MPa to ≤50 MPa | Concrete, 50 MPa, in-situ, no reinforcement, (Futurecrete® S Class GP/GL:Slag 50 MPa) (Adbri) (SA) | Concrete_50MPa | Concrete_50MPa | 2023-03-31 | 2028-03-31 | SA | S-P-05521 | Version 1 | EPD Australasia | https://epd-australasia.com/wp-content/uploads/2023/04/SP05521-Adbri-EPD-Concrete_SA_Mar23.pdf | m³ | 2400 |  |  |  | 303.64 | 303.49 | 0.17 | 0 | 0 | 303.66 | 0 | 0.12652 | 0.12645 | 7.0833e-05 | 0 | 0 | 0.12652 | 0 | Version 1.0
Concrete (in-situ) | Concrete, 50 MPa | >40 MPa to ≤50 MPa | Concrete, 50 MPa, in-situ, no reinforcement, (S50MPA PT 22MPA AT 3 DAYS 20MM) (Adbri) (NSW) | Concrete_50MPa | Concrete_50MPa | 2023-03-31 | 2028-03-31 | NSW | S-P-05519 | Version 1 | EPD Australasia | https://epd-australasia.com/wp-content/uploads/2023/04/SP05519-Adbri-EPD-Concrete_NSW_Mar23.pdf | m³ | 2400 |  |  |  | 508.51 | 508.53 | -0.0142 | 0 | 0 | 508.53 | 0 | 0.21188 | 0.21189 | -5.9167e-06 | 0 | 0 | 0.21189 | 0 | Version 1.0
Concrete (in-situ) | Concrete, 50 MPa | >40 MPa to ≤50 MPa | Concrete, 50 MPa, in-situ, no reinforcement, (S50MPA 20MM RMS B80 B1 EXPOSURE PRCST) (Adbri) (NSW) | Concrete_50MPa | Concrete_50MPa | 2023-03-31 | 2028-03-31 | NSW | S-P-05519 | Version 1 | EPD Australasia | https://epd-australasia.com/wp-content/uploads/2023/04/SP05519-Adbri-EPD-Concrete_NSW_Mar23.pdf | m³ | 2400 |  |  |  | 455.27 | 455.28 | -0.00919 | 0 | 0 | 455.28 | 0 | 0.1897 | 0.1897 | -3.8292e-06 | 0 | 0 | 0.1897 | 0 | Version 1.0
Concrete (in-situ) | Concrete, 50 MPa | >40 MPa to ≤50 MPa | Concrete, 50 MPa, in-situ, no reinforcement, (Futurecrete® S50MPA HY-LINE 2INCH 10MM PUMP ) (Adbri) (NSW) | Concrete_50MPa | Concrete_50MPa | 2023-03-31 | 2028-03-31 | NSW | S-P-05519 | Version 1 | EPD Australasia | https://epd-australasia.com/wp-content/uploads/2023/04/SP05519-Adbri-EPD-Concrete_NSW_Mar23.pdf | m³ | 2400 |  |  |  | 401.36 | 401.34 | 0.0255 | 0 | 0 | 401.3655 | 0 | 0.16723 | 0.16722 | 1.0625e-05 | 0 | 0 | 0.16724 | 0 | Version 1.0
Concrete (in-situ) | Concrete, 50 MPa | >40 MPa to ≤50 MPa | Concrete, 50 MPa, in-situ, no reinforcement, (Futurecrete® Ultra N Class GP/ GL:Slag 50 MPa) (Adbri) (NSW) | Concrete_50MPa | Concrete_50MPa | 2023-03-31 | 2028-03-31 | NSW | S-P-05519 | Version 1 | EPD Australasia | https://epd-australasia.com/wp-content/uploads/2023/04/SP05519-Adbri-EPD-Concrete_NSW_Mar23.pdf | m³ | 2400 |  |  |  | 335.03 | 334.98 | 0.0534 | 0 | 0 | 335.0334 | 0 | 0.1396 | 0.13958 | 2.225e-05 | 0 | 0 | 0.1396 | 0 | Version 1.0
Concrete (in-situ) | Concrete, 50 MPa | >40 MPa to ≤50 MPa | Concrete, 50 MPa, in-situ, no reinforcement, (Futurecrete® S50MPA JUMP/ SLIP/COLUMNS 10MM SP) (Adbri) (NSW) | Concrete_50MPa | Concrete_50MPa | 2023-03-31 | 2028-03-31 | NSW | S-P-05519 | Version 1 | EPD Australasia | https://epd-australasia.com/wp-content/uploads/2023/04/SP05519-Adbri-EPD-Concrete_NSW_Mar23.pdf | m³ | 2400 |  |  |  | 419.47 | 419.46 | 0.0141 | 0 | 0 | 419.4741 | 0 | 0.17478 | 0.17477 | 5.875e-06 | 0 | 0 | 0.17478 | 0 | Version 1.0
Concrete (in-situ) | Concrete, 50 MPa | >40 MPa to ≤50 MPa | Concrete, 50 MPa, in-situ, no reinforcement, (Futurecrete® N Class Ternary 50 MPa) (Adbri) (NSW) | Concrete_50MPa | Concrete_50MPa | 2023-03-31 | 2028-03-31 | NSW | S-P-05519 | Version 1 | EPD Australasia | https://epd-australasia.com/wp-content/uploads/2023/04/SP05519-Adbri-EPD-Concrete_NSW_Mar23.pdf | m³ | 2400 |  |  |  | 389.79 | 389.76 | 0.0328 | 0 | 0 | 389.7928 | 0 | 0.16241 | 0.1624 | 1.3667e-05 | 0 | 0 | 0.16241 | 0 | Version 1.0
Concrete (in-situ) | Concrete, 50 MPa | >40 MPa to ≤50 MPa | Concrete, 50 MPa, in-situ, no reinforcement, (Futurecrete® Ultra S50MPA 20MM RMS B80 C1 EXPOSURE AP) (Adbri) (NSW) | Concrete_50MPa | Concrete_50MPa | 2023-03-31 | 2028-03-31 | NSW | S-P-05519 | Version 1 | EPD Australasia | https://epd-australasia.com/wp-content/uploads/2023/04/SP05519-Adbri-EPD-Concrete_NSW_Mar23.pdf | m³ | 2400 |  |  |  | 317.84 | 317.79 | 0.0503 | 0 | 0 | 317.8403 | 0 | 0.13243 | 0.13241 | 2.0958e-05 | 0 | 0 | 0.13243 | 0 | Version 1.0
Concrete (in-situ) | Concrete, 50 MPa | >40 MPa to ≤50 MPa | Concrete, 50 MPa, in-situ, no reinforcement, (Futurecrete® Ultra S50MPA BLOCKFILL 10MM 230MM SLUMP) (Adbri) (NSW) | Concrete_50MPa | Concrete_50MPa | 2023-03-31 | 2028-03-31 | NSW | S-P-05519 | Version 1 | EPD Australasia | https://epd-australasia.com/wp-content/uploads/2023/04/SP05519-Adbri-EPD-Concrete_NSW_Mar23.pdf | m³ | 2400 |  |  |  | 321.51 | 321.47 | 0.0402 | 0 | 0 | 321.5102 | 0 | 0.13396 | 0.13395 | 1.675e-05 | 0 | 0 | 0.13396 | 0 | Version 1.0
Concrete (in-situ) | Concrete, 50 MPa | >40 MPa to ≤50 MPa | Concrete, 50 MPa, in-situ, no reinforcement, (General) (Holcim) (NSW)(ACT) | Concrete_50MPa | Concrete_50MPa | 2019-06-30 | 2024-06-30 | NSW & ACT | S-P-01165 | Version 1 | EPD Australasia | https://epd-australasia.com/wp-content/uploads/2019/07/Holcim-ViroDecs-EPD_-2021-update_v2.pdf | m³ | 2400 |  |  |  | 514 | 514 | 0 | 0 | 0 | 514 | 0 | 0.21417 | 0.21417 | 0 | 0 | 0 | 0.21417 | 0 | Version 1.0 | Expired
Concrete (in-situ) | Concrete, 50 MPa | >40 MPa to ≤50 MPa | Concrete, 50 MPa, in-situ, no reinforcement, (Fly Ash) (Holcim) (NSW)(ACT) | Concrete_50MPa | Concrete_50MPa | 2019-06-30 | 2024-06-30 | NSW & ACT | S-P-01165 | Version 1 | EPD Australasia | https://epd-australasia.com/wp-content/uploads/2019/07/Holcim-ViroDecs-EPD_-2021-update_v2.pdf | m³ | 2400 |  |  |  | 414 | 414 | 0 | 0 | 0 | 414 | 0 | 0.1725 | 0.1725 | 0 | 0 | 0 | 0.1725 | 0 | Version 1.0 | Expired
Concrete (in-situ) | Concrete, 50 MPa | >40 MPa to ≤50 MPa | Concrete, 50 MPa, in-situ, no reinforcement, (GGBS Slag) (Holcim) (NSW)(ACT) | Concrete_50MPa | Concrete_50MPa | 2019-06-30 | 2024-06-30 | NSW & ACT | S-P-01165 | Version 1 | EPD Australasia | https://epd-australasia.com/wp-content/uploads/2019/07/Holcim-ViroDecs-EPD_-2021-update_v2.pdf | m³ | 2400 |  |  |  | 303 | 303 | 0 | 0 | 0 | 303 | 0 | 0.12625 | 0.12625 | 0 | 0 | 0 | 0.12625 | 0 | Version 1.0 | Expired
Concrete (in-situ) | Concrete, 50 MPa | >40 MPa to ≤50 MPa | Concrete, 50 MPa, in-situ, no reinforcement, (Triple Blend) (Holcim) (NSW)(ACT) | Concrete_50MPa | Concrete_50MPa | 2019-06-30 | 2024-06-30 | NSW & ACT | S-P-01165 | Version 1 | EPD Australasia | https://epd-australasia.com/wp-content/uploads/2019/07/Holcim-ViroDecs-EPD_-2021-update_v2.pdf | m³ | 2400 |  |  |  | 284 | 284 | 0 | 0 | 0 | 284 | 0 | 0.11833 | 0.11833 | 0 | 0 | 0 | 0.11833 | 0 | Version 1.0 | Expired
Concrete (in-situ) | Concrete, 50 MPa | >40 MPa to ≤50 MPa | Concrete, 50 MPa, in-situ, no reinforcement,(Fly Ash) (Holcim) (QLD) | Concrete_50MPa | Concrete_50MPa | 2019-06-30 | 2024-06-30 | QLD | S-P-01165 | Version 1 | EPD Australasia | https://epd-australasia.com/wp-content/uploads/2019/07/Holcim-ViroDecs-EPD_-2021-update_v2.pdf | m³ | 2400 |  |  |  | 363 | 363 | 0 | 0 | 0 | 363 | 0 | 0.15125 | 0.15125 | 0 | 0 | 0 | 0.15125 | 0 | Version 1.0 | Expired
Concrete (in-situ) | Concrete, 50 MPa | >40 MPa to ≤50 MPa | Concrete, 50 MPa, in-situ, no reinforcement,(Triple Blend) (Holcim) (QLD) | Concrete_50MPa | Concrete_50MPa | 2019-06-30 | 2024-06-30 | QLD | S-P-01165 | Version 1 | EPD Australasia | https://epd-australasia.com/wp-content/uploads/2019/07/Holcim-ViroDecs-EPD_-2021-update_v2.pdf | m³ | 2400 |  |  |  | 296 | 296 | 0 | 0 | 0 | 296 | 0 | 0.12333 | 0.12333 | 0 | 0 | 0 | 0.12333 | 0 | Version 1.0 | Expired
Concrete (in-situ) | Concrete, 50 MPa | >40 MPa to ≤50 MPa | Concrete, 50 MPa, in-situ, no reinforcement, (General) (Holcim) (VIC) | Concrete_50MPa | Concrete_50MPa | 2019-06-30 | 2024-06-30 | VIC | S-P-01165 | Version 1 | EPD Australasia | https://epd-australasia.com/wp-content/uploads/2019/07/Holcim-ViroDecs-EPD_-2021-update_v2.pdf | m³ | 2400 |  |  |  | 454 | 454 | 0 | 0 | 0 | 454 | 0 | 0.18917 | 0.18917 | 0 | 0 | 0 | 0.18917 | 0 | Version 1.0 | Expired
Concrete (in-situ) | Concrete, 50 MPa | >40 MPa to ≤50 MPa | Concrete, 50 MPa, in-situ, no reinforcement, (Fly Ash) (Holcim) (VIC) | Concrete_50MPa | Concrete_50MPa | 2019-06-30 | 2024-06-30 | VIC | S-P-01165 | Version 1 | EPD Australasia | https://epd-australasia.com/wp-content/uploads/2019/07/Holcim-ViroDecs-EPD_-2021-update_v2.pdf | m³ | 2400 |  |  |  | 363 | 363 | 0 | 0 | 0 | 363 | 0 | 0.15125 | 0.15125 | 0 | 0 | 0 | 0.15125 | 0 | Version 1.0 | Expired
Concrete (in-situ) | Concrete, 50 MPa | >40 MPa to ≤50 MPa | Concrete, 50 MPa, in-situ, no reinforcement, (Triple Blend) (Holcim) (VIC) | Concrete_50MPa | Concrete_50MPa | 2019-06-30 | 2024-06-30 | VIC | S-P-01165 | Version 1 | EPD Australasia | https://epd-australasia.com/wp-content/uploads/2019/07/Holcim-ViroDecs-EPD_-2021-update_v2.pdf | m³ | 2400 |  |  |  | 302 | 302 | 0 | 0 | 0 | 302 | 0 | 0.12583 | 0.12583 | 0 | 0 | 0 | 0.12583 | 0 | Version 1.0 | Expired
Concrete (in-situ) | Concrete, 50 MPa | >40 MPa to ≤50 MPa | Concrete, 50 MPa, in-situ, no reinforcement, (GGBS Slag) (Holcim) (SA) | Concrete_50MPa | Concrete_50MPa | 2019-06-30 | 2024-06-30 | SA | S-P-01165 | Version 1 | EPD Australasia | https://epd-australasia.com/wp-content/uploads/2019/07/Holcim-ViroDecs-EPD_-2021-update_v2.pdf | m³ | 2400 |  |  |  | 303 | 303 | 0 | 0 | 0 | 303 | 0 | 0.12625 | 0.12625 | 0 | 0 | 0 | 0.12625 | 0 | Version 1.0 | Expired
Concrete (in-situ) | Concrete, 50 MPa | >40 MPa to ≤50 MPa | Concrete, 50 MPa, in-situ, no reinforcement, (GGBS Slag) (Holcim) (WA) | Concrete_50MPa | Concrete_50MPa | 2019-06-30 | 2024-06-30 | WA | S-P-01165 | Version 1 | EPD Australasia | https://epd-australasia.com/wp-content/uploads/2019/07/Holcim-ViroDecs-EPD_-2021-update_v2.pdf | m³ | 2400 |  |  |  | 334 | 334 | 0 | 0 | 0 | 334 | 0 | 0.13917 | 0.13917 | 0 | 0 | 0 | 0.13917 | 0 | Version 1.0 | Expired
Concrete (in-situ) | Concrete, 50 MPa | >40 MPa to ≤50 MPa | Concrete, 50 MPa, in-situ, no reinforcement, (VS504FSWC) (Holcim) (VIC) | Concrete_50MPa | Concrete_50MPa | 2021-08-04 | 2026-08-04 | VIC | S-P-03712 | Version 1 | EPD Australasia | https://epd-australasia.com/wp-content/uploads/2021/08/SP03712-Holcim-ViroDecs%E2%84%A2-Special-Victoria-EPD-V2.0.pdf | m³ | 2400 |  |  |  | 334.84 | 0 | 0 | 0 | 0 | 334.84 | 0 | 0.13952 | 0 | 0 | 0 | 0 | 0.13952 | 0 | Version 1.0
Concrete (in-situ) | Concrete, 50 MPa | >40 MPa to ≤50 MPa | Concrete, 50 MPa, in-situ, no reinforcement, (VE502ENV) (Holcim) (VIC) | Concrete_50MPa | Concrete_50MPa | 2021-08-04 | 2026-08-04 | VIC | S-P-03712 | Version 1 | EPD Australasia | https://epd-australasia.com/wp-content/uploads/2021/08/SP03712-Holcim-ViroDecs%E2%84%A2-Special-Victoria-EPD-V2.0.pdf | m³ | 2400 |  |  |  | 333.89 | 0 | 0 | 0 | 0 | 333.89 | 0 | 0.13912 | 0 | 0 | 0 | 0 | 0.13912 | 0 | Version 1.0
Concrete (in-situ) | Concrete, 50 MPa | >40 MPa to ≤50 MPa | Concrete, 50 MPa, in-situ, no reinforcement, (VS502FVRT) (Holcim) (VIC) | Concrete_50MPa | Concrete_50MPa | 2021-08-04 | 2026-08-04 | VIC | S-P-03712 | Version 1 | EPD Australasia | https://epd-australasia.com/wp-content/uploads/2021/08/SP03712-Holcim-ViroDecs%E2%84%A2-Special-Victoria-EPD-V2.0.pdf | m³ | 2400 |  |  |  | 286.08 | 0 | 0 | 0 | 0 | 286.08 | 0 | 0.1192 | 0 | 0 | 0 | 0 | 0.1192 | 0 | Version 1.0
Concrete (in-situ) | Concrete, 50 MPa | >40 MPa to ≤50 MPa | Concrete, 50 MPa, in-situ, no reinforcement, (QS502PR13) (Holcim) (QLD), South East Queensland | Concrete_50MPa | Concrete_50MPa | 2021-04-08 | 2026-04-08 | SE QLD | S-P-02331 | Version 1 | EPD Australasia | https://epd-australasia.com/wp-content/uploads/2021/06/2021-06-03-Holcim-ViroDecs%E2%84%A2-Special-SEQ-Pre-cast-Ready-mix-EPD-v1.0.0.pdf | m³ | 2400 |  |  |  | 381.9 | 381.9 | 0 | 0 | 0 | 381.9 | 0 | 0.15912 | 0.15912 | 0 | 0 | 0 | 0.15912 | 0 | Version 1.0 | Expired
Concrete (in-situ) | Concrete, 50 MPa | >40 MPa to ≤50 MPa | Concrete, 50 MPa, in-situ, no reinforcement, (QS502PR38) (Holcim) (QLD), South East Queensland | Concrete_50MPa | Concrete_50MPa | 2021-04-08 | 2026-04-08 | SE QLD | S-P-02331 | Version 1 | EPD Australasia | https://epd-australasia.com/wp-content/uploads/2021/06/2021-06-03-Holcim-ViroDecs%E2%84%A2-Special-SEQ-Pre-cast-Ready-mix-EPD-v1.0.0.pdf | m³ | 2400 |  |  |  | 436.45 | 436.45 | 0 | 0 | 0 | 436.45 | 0 | 0.18185 | 0.18185 | 0 | 0 | 0 | 0.18185 | 0 | Version 1.0 | Expired
Concrete (in-situ) | Concrete, 50 MPa | >40 MPa to ≤50 MPa | Concrete, 50 MPa, in-situ, no reinforcement, (QS502PR36) (Holcim) (QLD), South East Queensland | Concrete_50MPa | Concrete_50MPa | 2021-04-08 | 2026-04-08 | SE QLD | S-P-02331 | Version 1 | EPD Australasia | https://epd-australasia.com/wp-content/uploads/2021/06/2021-06-03-Holcim-ViroDecs%E2%84%A2-Special-SEQ-Pre-cast-Ready-mix-EPD-v1.0.0.pdf | m³ | 2400 |  |  |  | 408.02 | 408.02 | 0 | 0 | 0 | 408.02 | 0 | 0.17001 | 0.17001 | 0 | 0 | 0 | 0.17001 | 0 | Version 1.0 | Expired
Concrete (in-situ) | Concrete, 50 MPa | >40 MPa to ≤50 MPa | Concrete, 50 MPa, in-situ, no reinforcement, (QS502MRF4) (Holcim) (QLD), South East Queensland | Concrete_50MPa | Concrete_50MPa | 2021-04-08 | 2026-04-08 | SE QLD | S-P-02331 | Version 1 | EPD Australasia | https://epd-australasia.com/wp-content/uploads/2021/06/2021-06-03-Holcim-ViroDecs%E2%84%A2-Special-SEQ-Pre-cast-Ready-mix-EPD-v1.0.0.pdf | m³ | 2400 |  |  |  | 395.24 | 395.24 | 0 | 0 | 0 | 395.24 | 0 | 0.16468 | 0.16468 | 0 | 0 | 0 | 0.16468 | 0 | Version 1.0 | Expired
Concrete (in-situ) | Concrete, 50 MPa | >40 MPa to ≤50 MPa | Concrete, 50 MPa, in-situ, no reinforcement, (QS502PR12) (Holcim) (QLD), South East Queensland | Concrete_50MPa | Concrete_50MPa | 2021-04-08 | 2026-04-08 | SE QLD | S-P-02331 | Version 1 | EPD Australasia | https://epd-australasia.com/wp-content/uploads/2021/06/2021-06-03-Holcim-ViroDecs%E2%84%A2-Special-SEQ-Pre-cast-Ready-mix-EPD-v1.0.0.pdf | m³ | 2400 |  |  |  | 408.58 | 408.58 | 0 | 0 | 0 | 408.58 | 0 | 0.17024 | 0.17024 | 0 | 0 | 0 | 0.17024 | 0 | Version 1.0 | Expired
Concrete (in-situ) | Concrete, 50 MPa | >40 MPa to ≤50 MPa | Concrete, 50 MPa, in-situ, no reinforcement, (QE502E)(Holcim) (QLD), (North QLD) | Concrete_50MPa | Concrete_50MPa | 2021-12-09 | 2026-12-09 | North QLD | S-P-03717 | Version 1 | EPD Australasia | https://epd-australasia.com/wp-content/uploads/2021/12/2021-Holcim-ViroDecs%E2%84%A2-Special-QLD-NQ-ECOPact-v-1.0.pdf | m³ | 2400 |  |  |  | 360.54 | 360.54 | 0 | 0 | 0 | 360.54 | 0 | 0.15022 | 0.15022 | 0 | 0 | 0 | 0.15022 | 0 | Version 1.0
Concrete (in-situ) | Concrete, 50 MPa | >40 MPa to ≤50 MPa | Concrete, 50 MPa, in-situ, no reinforcement, (QE502E1)(Holcim) (QLD), (North QLD) | Concrete_50MPa | Concrete_50MPa | 2021-12-09 | 2026-12-09 | North QLD | S-P-03717 | Version 1 | EPD Australasia | https://epd-australasia.com/wp-content/uploads/2021/12/2021-Holcim-ViroDecs%E2%84%A2-Special-QLD-NQ-ECOPact-v-1.0.pdf | m³ | 2400 |  |  |  | 362.11 | 362.11 | 0 | 0 | 0 | 362.11 | 0 | 0.15088 | 0.15088 | 0 | 0 | 0 | 0.15088 | 0 | Version 1.0
Concrete (in-situ) | Concrete, 50 MPa | >40 MPa to ≤50 MPa | Concrete, 50 MPa, in-situ, no reinforcement, (QE501E)(Holcim) (QLD), (North QLD) | Concrete_50MPa | Concrete_50MPa | 2021-12-09 | 2026-12-09 | North QLD | S-P-03717 | Version 1 | EPD Australasia | https://epd-australasia.com/wp-content/uploads/2021/12/2021-Holcim-ViroDecs%E2%84%A2-Special-QLD-NQ-ECOPact-v-1.0.pdf | m³ | 2400 |  |  |  | 365.28 | 365.28 | 0 | 0 | 0 | 365.28 | 0 | 0.1522 | 0.1522 | 0 | 0 | 0 | 0.1522 | 0 | Version 1.0
Concrete (in-situ) | Concrete, 50 MPa | >40 MPa to ≤50 MPa | Concrete, 50 MPa, in-situ, no reinforcement, (QE501E1)(Holcim) (QLD), (North QLD) | Concrete_50MPa | Concrete_50MPa | 2021-12-09 | 2026-12-09 | North QLD | S-P-03717 | Version 1 | EPD Australasia | https://epd-australasia.com/wp-content/uploads/2021/12/2021-Holcim-ViroDecs%E2%84%A2-Special-QLD-NQ-ECOPact-v-1.0.pdf | m³ | 2400 |  |  |  | 366.34 | 366.34 | 0 | 0 | 0 | 366.34 | 0 | 0.15264 | 0.15264 | 0 | 0 | 0 | 0.15264 | 0 | Version 1.0
Concrete (in-situ) | Concrete, 50 MPa | >40 MPa to ≤50 MPa | Concrete, 50 MPa, in-situ, no reinforcement, (QE502EUF)(Holcim) (QLD), (North QLD) | Concrete_50MPa | Concrete_50MPa | 2021-12-09 | 2026-12-09 | North QLD | S-P-03717 | Version 1 | EPD Australasia | https://epd-australasia.com/wp-content/uploads/2021/12/2021-Holcim-ViroDecs%E2%84%A2-Special-QLD-NQ-ECOPact-v-1.0.pdf | m³ | 2400 |  |  |  | 395.6 | 395.6 | 0 | 0 | 0 | 395.6 | 0 | 0.16483 | 0.16483 | 0 | 0 | 0 | 0.16483 | 0 | Version 1.0
Concrete (in-situ) | Concrete, 50 MPa | >40 MPa to ≤50 MPa | Concrete, 50 MPa, in-situ, no reinforcement, (Adbri N Class GP/GL 50 MPa) (Adbri) (SA) | Concrete_50MPa | Concrete_50MPa | 2023-03-31 | 2028-03-31 | SA | S-P-05521 | Version 1 | EPD Australasia | https://epd-australasia.com/wp-content/uploads/2023/04/SP05521-Adbri-EPD-Concrete_SA_Mar23.pdf | m³ | 2400 |  |  |  | 389.23 | 389.16 | 0.07 | 0 | 0 | 389.23 | 0 | 0.16218 | 0.16215 | 2.9167e-05 | 0 | 0 | 0.16218 | 0 | Version 1.0
Concrete (in-situ) | Concrete, 50 MPa | >40 MPa to ≤50 MPa | Concrete, 50 MPa, in-situ, no reinforcement, (Futurecrete® N Class GP/GL:Slag 50 MPa) (Adbri) (SA) | Concrete_50MPa | Concrete_50MPa | 2023-03-31 | 2028-03-31 | SA | S-P-05521 | Version 1 | EPD Australasia | https://epd-australasia.com/wp-content/uploads/2023/04/SP05521-Adbri-EPD-Concrete_SA_Mar23.pdf | m³ | 2400 |  |  |  | 299.49 | 299.37 | 0.12 | 0 | 0 | 299.49 | 0 | 0.12479 | 0.12474 | 5e-05 | 0 | 0 | 0.12479 | 0 | Version 1.0
Concrete (in-situ) | Concrete, 50 MPa | >40 MPa to ≤50 MPa | Concrete, 50 MPa, in-situ, no reinforcement, (Futurecrete® N Class GP/GL:FA 50 MPa) (Adbri) (SA) | Concrete_50MPa | Concrete_50MPa | 2023-03-31 | 2028-03-31 | SA | S-P-05521 | Version 1 | EPD Australasia | https://epd-australasia.com/wp-content/uploads/2023/04/SP05521-Adbri-EPD-Concrete_SA_Mar23.pdf | m³ | 2400 |  |  |  | 311.22 | 311.17 | 0.05 | 0 | 0 | 311.22 | 0 | 0.12968 | 0.12965 | 2.0833e-05 | 0 | 0 | 0.12968 | 0 | Version 1.0
Concrete (in-situ) | Concrete, 50 MPa | >40 MPa to ≤50 MPa | Concrete, 50 MPa, in-situ, no reinforcement, Pre-mix Concrete Normal Class GP blend (Boral) (ACT), (Canberra) Normal Class GP blend 50MPa | Concrete_50MPa | Concrete_50MPa | 2022-08-15 | 2026-04-01 | Canberra, ACT | S-P-02336 | Version 1.2 | EPD Australasia | https://epd-australasia.com/wp-content/uploads/2021/04/SP02336_Boral-EPD_NSW-ACT_Aug22_V1.2.pdf | m³ | 2400 |  |  |  | 454 | 0 | 0 | 0 | 0 | 454 | 0 | 0.18917 | 0 | 0 | 0 | 0 | 0.18917 | 0 | Version 1.0 | Expired
Concrete (in-situ) | Concrete, 50 MPa | >40 MPa to ≤50 MPa | Concrete, 50 MPa, in-situ, no reinforcement, Pre-mix Concrete Normal Class GP/FA blend (Boral) (ACT), (Canberra) Normal Class GP/FA blend 50 MPa | Concrete_50MPa | Concrete_50MPa | 2022-08-15 | 2026-04-01 | Canberra, ACT | S-P-02336 | Version 1.2 | EPD Australasia | https://epd-australasia.com/wp-content/uploads/2021/04/SP02336_Boral-EPD_NSW-ACT_Aug22_V1.2.pdf | m³ | 2400 |  |  |  | 424 | 0 | 0 | 0 | 0 | 424 | 0 | 0.17667 | 0 | 0 | 0 | 0 | 0.17667 | 0 | Version 1.0 | Expired
Concrete (in-situ) | Concrete, 50 MPa | >40 MPa to ≤50 MPa | Concrete, 50 MPa, in-situ, no reinforcement, Pre-mix Concrete Normal Class GP/GGBFS blend (Boral) (ACT), (Canberra) Normal Class GP/GGBFS blend 50 MPa | Concrete_50MPa | Concrete_50MPa | 2022-08-15 | 2026-04-01 | Canberra, ACT | S-P-02336 | Version 1.2 | EPD Australasia | https://epd-australasia.com/wp-content/uploads/2021/04/SP02336_Boral-EPD_NSW-ACT_Aug22_V1.2.pdf | m³ | 2400 |  |  |  | 321 | 0 | 0 | 0 | 0 | 321 | 0 | 0.13375 | 0 | 0 | 0 | 0 | 0.13375 | 0 | Version 1.0 | Expired
Concrete (in-situ) | Concrete, 50 MPa | >40 MPa to ≤50 MPa | Concrete, 50 MPa, in-situ, no reinforcement, Pre-mix Concrete ENVIROCRETE 30% (Boral) (ACT), (Canberra) ENVIROCRETE 30% 50 MPa | Concrete_50MPa | Concrete_50MPa | 2022-08-15 | 2026-04-01 | Canberra, ACT | S-P-02336 | Version 1.2 | EPD Australasia | https://epd-australasia.com/wp-content/uploads/2021/04/SP02336_Boral-EPD_NSW-ACT_Aug22_V1.2.pdf | m³ | 2400 |  |  |  | 397 | 0 | 0 | 0 | 0 | 397 | 0 | 0.16542 | 0 | 0 | 0 | 0 | 0.16542 | 0 | Version 1.0 | Expired
Concrete (in-situ) | Concrete, 50 MPa | >40 MPa to ≤50 MPa | Concrete, 50 MPa, in-situ, no reinforcement, Pre-mix Concrete ENVIROCRETE 40% (Boral) (ACT), (Canberra) ENVIROCRETE 40% 50 MPa | Concrete_50MPa | Concrete_50MPa | 2022-08-15 | 2026-04-01 | Canberra, ACT | S-P-02336 | Version 1.2 | EPD Australasia | https://epd-australasia.com/wp-content/uploads/2021/04/SP02336_Boral-EPD_NSW-ACT_Aug22_V1.2.pdf | m³ | 2400 |  |  |  | 355 | 0 | 0 | 0 | 0 | 355 | 0 | 0.14792 | 0 | 0 | 0 | 0 | 0.14792 | 0 | Version 1.0 | Expired
Concrete (in-situ) | Concrete, 50 MPa | >40 MPa to ≤50 MPa | Concrete, 50 MPa, in-situ, no reinforcement, Pre-mix Concrete ENVIROCRETE PLUS (Boral) (ACT), (Canberra) ENVIROCRETE PLUS 50MPa | Concrete_50MPa | Concrete_50MPa | 2022-08-15 | 2026-04-01 | Canberra, ACT | S-P-02336 | Version 1.2 | EPD Australasia | https://epd-australasia.com/wp-content/uploads/2021/04/SP02336_Boral-EPD_NSW-ACT_Aug22_V1.2.pdf | m³ | 2400 |  |  |  | 341 | 0 | 0 | 0 | 0 | 341 | 0 | 0.14208 | 0 | 0 | 0 | 0 | 0.14208 | 0 | Version 1.0 | Expired
Concrete (in-situ) | Concrete, 50 MPa | >40 MPa to ≤50 MPa | Concrete, 50 MPa, in-situ, no reinforcement, Pre-mix Concrete HIGH SLUMP (Boral) (ACT), (Canberra) HIGH SLUMP 50MPa | Concrete_50MPa | Concrete_50MPa | 2022-08-15 | 2026-04-01 | Canberra, ACT | S-P-02336 | Version 1.2 | EPD Australasia | https://epd-australasia.com/wp-content/uploads/2021/04/SP02336_Boral-EPD_NSW-ACT_Aug22_V1.2.pdf | m³ | 2400 |  |  |  | 436 | 0 | 0 | 0 | 0 | 436 | 0 | 0.18167 | 0 | 0 | 0 | 0 | 0.18167 | 0 | Version 1.0 | Expired
Concrete (in-situ) | Concrete, 50 MPa | >40 MPa to ≤50 MPa | Concrete, 50 MPa, in-situ, no reinforcement, Pre-mix Concrete ENVISIA (Boral) (ACT), (Canberra) ENVISIA 50MPa | Concrete_50MPa | Concrete_50MPa | 2022-08-15 | 2026-04-01 | Canberra, ACT | S-P-02336 | Version 1.2 | EPD Australasia | https://epd-australasia.com/wp-content/uploads/2021/04/SP02336_Boral-EPD_NSW-ACT_Aug22_V1.2.pdf | m³ | 2400 |  |  |  | 327 | 0 | 0 | 0 | 0 | 327 | 0 | 0.13625 | 0 | 0 | 0 | 0 | 0.13625 | 0 | Version 1.0 | Expired
Concrete (in-situ) | Concrete, 50 MPa | >40 MPa to ≤50 MPa | Concrete, 50 MPa, in-situ, no reinforcement, Pre-mix Concrete TREMIE (Boral) (ACT), (Canberra) TREMIE 50MPa | Concrete_50MPa | Concrete_50MPa | 2022-08-15 | 2026-04-01 | Canberra, ACT | S-P-02336 | Version 1.2 | EPD Australasia | https://epd-australasia.com/wp-content/uploads/2021/04/SP02336_Boral-EPD_NSW-ACT_Aug22_V1.2.pdf | m³ | 2400 |  |  |  | 387 | 0 | 0 | 0 | 0 | 387 | 0 | 0.16125 | 0 | 0 | 0 | 0 | 0.16125 | 0 | Version 1.0 | Expired
Concrete (in-situ) | Concrete, 50 MPa | >40 MPa to ≤50 MPa | Concrete, 50 MPa, in-situ, no reinforcement, Pre-mix Concrete TfNSW B80 (Boral) (ACT), (Canberra) TfNSW B80 50MPa 20MM TREMIE CFA C1 EXPOSURE | Concrete_50MPa | Concrete_50MPa | 2022-08-15 | 2026-04-01 | Canberra, ACT | S-P-02336 | Version 1.2 | EPD Australasia | https://epd-australasia.com/wp-content/uploads/2021/04/SP02336_Boral-EPD_NSW-ACT_Aug22_V1.2.pdf | m³ | 2400 |  |  |  | 358 | 0 | 0 | 0 | 0 | 358 | 0 | 0.14917 | 0 | 0 | 0 | 0 | 0.14917 | 0 | Version 1.0 | Expired
Concrete (in-situ) | Concrete, 50 MPa | >40 MPa to ≤50 MPa | Concrete, 50 MPa, in-situ, no reinforcement, Pre-mix Concrete TfNSW B80 (Boral) (ACT), (Canberra) TfNSW B80 50MPa 20MM TREMIE B2 EXPOSURE | Concrete_50MPa | Concrete_50MPa | 2022-08-15 | 2026-04-01 | Canberra, ACT | S-P-02336 | Version 1.2 | EPD Australasia | https://epd-australasia.com/wp-content/uploads/2021/04/SP02336_Boral-EPD_NSW-ACT_Aug22_V1.2.pdf | m³ | 2400 |  |  |  | 415 | 0 | 0 | 0 | 0 | 415 | 0 | 0.17292 | 0 | 0 | 0 | 0 | 0.17292 | 0 | Version 1.0 | Expired
Concrete (in-situ) | Concrete, 50 MPa | >40 MPa to ≤50 MPa | Concrete, 50 MPa, in-situ, no reinforcement, Pre-mix Concrete Normal Class GP blend (Boral) (NSW), (Newcastle) Normal Class GP blend 50MPa | Concrete_50MPa | Concrete_50MPa | 2022-08-15 | 2026-04-01 | Newcastle, NSW | S-P-02336 | Version 1.2 | EPD Australasia | https://epd-australasia.com/wp-content/uploads/2021/04/SP02336_Boral-EPD_NSW-ACT_Aug22_V1.2.pdf | m³ | 2400 |  |  |  | 444 | 0 | 0 | 0 | 0 | 444 | 0 | 0.185 | 0 | 0 | 0 | 0 | 0.185 | 0 | Version 1.0 | Expired
Concrete (in-situ) | Concrete, 50 MPa | >40 MPa to ≤50 MPa | Concrete, 50 MPa, in-situ, no reinforcement, Pre-mix Concrete Normal Class GP/FA blend (Boral) (NSW), (Newcastle) Normal Class GP/FA blend 50 MPa | Concrete_50MPa | Concrete_50MPa | 2022-08-15 | 2026-04-01 | Newcastle, NSW | S-P-02336 | Version 1.2 | EPD Australasia | https://epd-australasia.com/wp-content/uploads/2021/04/SP02336_Boral-EPD_NSW-ACT_Aug22_V1.2.pdf | m³ | 2400 |  |  |  | 410 | 0 | 0 | 0 | 0 | 410 | 0 | 0.17083 | 0 | 0 | 0 | 0 | 0.17083 | 0 | Version 1.0 | Expired
Concrete (in-situ) | Concrete, 50 MPa | >40 MPa to ≤50 MPa | Concrete, 50 MPa, in-situ, no reinforcement, Pre-mix Concrete ENVIROCRETE 30% (Boral) (NSW), (Newcastle) ENVIROCRETE 30% 50 MPa | Concrete_50MPa | Concrete_50MPa | 2022-08-15 | 2026-04-01 | Newcastle, NSW | S-P-02336 | Version 1.2 | EPD Australasia | https://epd-australasia.com/wp-content/uploads/2021/04/SP02336_Boral-EPD_NSW-ACT_Aug22_V1.2.pdf | m³ | 2400 |  |  |  | 385 | 0 | 0 | 0 | 0 | 385 | 0 | 0.16042 | 0 | 0 | 0 | 0 | 0.16042 | 0 | Version 1.0 | Expired
Concrete (in-situ) | Concrete, 50 MPa | >40 MPa to ≤50 MPa | Concrete, 50 MPa, in-situ, no reinforcement, Pre-mix Concrete ENVIROCRETE 40% (Boral) (NSW), (Newcastle) ENVIROCRETE 40% 50 MPa | Concrete_50MPa | Concrete_50MPa | 2022-08-15 | 2026-04-01 | Newcastle, NSW | S-P-02336 | Version 1.2 | EPD Australasia | https://epd-australasia.com/wp-content/uploads/2021/04/SP02336_Boral-EPD_NSW-ACT_Aug22_V1.2.pdf | m³ | 2400 |  |  |  | 345 | 0 | 0 | 0 | 0 | 345 | 0 | 0.14375 | 0 | 0 | 0 | 0 | 0.14375 | 0 | Version 1.0 | Expired
Concrete (in-situ) | Concrete, 50 MPa | >40 MPa to ≤50 MPa | Concrete, 50 MPa, in-situ, no reinforcement, Pre-mix Concrete ENVIROCRETE PLUS (Boral) (NSW), (Newcastle) ENVIROCRETE PLUS 50MPa | Concrete_50MPa | Concrete_50MPa | 2022-08-15 | 2026-04-01 | Newcastle, NSW | S-P-02336 | Version 1.2 | EPD Australasia | https://epd-australasia.com/wp-content/uploads/2021/04/SP02336_Boral-EPD_NSW-ACT_Aug22_V1.2.pdf | m³ | 2400 |  |  |  | 333 | 0 | 0 | 0 | 0 | 333 | 0 | 0.13875 | 0 | 0 | 0 | 0 | 0.13875 | 0 | Version 1.0 | Expired
Concrete (in-situ) | Concrete, 50 MPa | >40 MPa to ≤50 MPa | Concrete, 50 MPa, in-situ, no reinforcement, Pre-mix Concrete ENVISIA (Boral) (NSW), (Newcastle) ENVISIA 50MPa | Concrete_50MPa | Concrete_50MPa | 2022-08-15 | 2026-04-01 | Newcastle, NSW | S-P-02336 | Version 1.2 | EPD Australasia | https://epd-australasia.com/wp-content/uploads/2021/04/SP02336_Boral-EPD_NSW-ACT_Aug22_V1.2.pdf | m³ | 2400 |  |  |  | 324 | 0 | 0 | 0 | 0 | 324 | 0 | 0.135 | 0 | 0 | 0 | 0 | 0.135 | 0 | Version 1.0 | Expired
Concrete (in-situ) | Concrete, 50 MPa | >40 MPa to ≤50 MPa | Concrete, 50 MPa, in-situ, no reinforcement, Pre-mix Concrete HIGH SLUMP (Boral) (NSW), (Newcastle) HIGH SLUMP 50MPa | Concrete_50MPa | Concrete_50MPa | 2022-08-15 | 2026-04-01 | Newcastle, NSW | S-P-02336 | Version 1.2 | EPD Australasia | https://epd-australasia.com/wp-content/uploads/2021/04/SP02336_Boral-EPD_NSW-ACT_Aug22_V1.2.pdf | m³ | 2400 |  |  |  | 427 | 0 | 0 | 0 | 0 | 427 | 0 | 0.17792 | 0 | 0 | 0 | 0 | 0.17792 | 0 | Version 1.0 | Expired
Concrete (in-situ) | Concrete, 50 MPa | >40 MPa to ≤50 MPa | Concrete, 50 MPa, in-situ, no reinforcement, Pre-mix Concrete TREMIE (Boral) (NSW), (Newcastle) TREMIE 50MPa | Concrete_50MPa | Concrete_50MPa | 2022-08-15 | 2026-04-01 | Newcastle, NSW | S-P-02336 | Version 1.2 | EPD Australasia | https://epd-australasia.com/wp-content/uploads/2021/04/SP02336_Boral-EPD_NSW-ACT_Aug22_V1.2.pdf | m³ | 2400 |  |  |  | 335 | 0 | 0 | 0 | 0 | 335 | 0 | 0.13958 | 0 | 0 | 0 | 0 | 0.13958 | 0 | Version 1.0 | Expired
Concrete (in-situ) | Concrete, 50 MPa | >40 MPa to ≤50 MPa | Concrete, 50 MPa, in-situ, no reinforcement, Pre-mix Concrete Normal Class GP/GGBFS blend (Boral) (NSW), (Newcastle) Normal Class GP/GGBFS blend 50 MPa | Concrete_50MPa | Concrete_50MPa | 2022-08-15 | 2026-04-01 | Newcastle, NSW | S-P-02336 | Version 1.2 | EPD Australasia | https://epd-australasia.com/wp-content/uploads/2021/04/SP02336_Boral-EPD_NSW-ACT_Aug22_V1.2.pdf | m³ | 2400 |  |  |  | 313 | 0 | 0 | 0 | 0 | 313 | 0 | 0.13042 | 0 | 0 | 0 | 0 | 0.13042 | 0 | Version 1.0 | Expired
Concrete (in-situ) | Concrete, 50 MPa | >40 MPa to ≤50 MPa | Concrete, 50 MPa, in-situ, no reinforcement, Pre-mix Concrete TfNSW B80 (Boral) (NSW), (Newcastle) TfNSW B80 50MPa 20MM TREMIE CFA C1 EXPOSURE | Concrete_50MPa | Concrete_50MPa | 2022-08-15 | 2026-04-01 | Newcastle, NSW | S-P-02336 | Version 1.2 | EPD Australasia | https://epd-australasia.com/wp-content/uploads/2021/04/SP02336_Boral-EPD_NSW-ACT_Aug22_V1.2.pdf | m³ | 2400 |  |  |  | 341 | 0 | 0 | 0 | 0 | 341 | 0 | 0.14208 | 0 | 0 | 0 | 0 | 0.14208 | 0 | Version 1.0 | Expired
Concrete (in-situ) | Concrete, 50 MPa | >40 MPa to ≤50 MPa | Concrete, 50 MPa, in-situ, no reinforcement, Pre-mix Concrete TfNSW B80 (Boral) (NSW), (Newcastle) TfNSW B80 50MPa 20MM PUMP B2 EXPOSURE | Concrete_50MPa | Concrete_50MPa | 2022-08-15 | 2026-04-01 | Newcastle, NSW | S-P-02336 | Version 1.2 | EPD Australasia | https://epd-australasia.com/wp-content/uploads/2021/04/SP02336_Boral-EPD_NSW-ACT_Aug22_V1.2.pdf | m³ | 2400 |  |  |  | 426 | 0 | 0 | 0 | 0 | 426 | 0 | 0.1775 | 0 | 0 | 0 | 0 | 0.1775 | 0 | Version 1.0 | Expired
Concrete (in-situ) | Concrete, 50 MPa | >40 MPa to ≤50 MPa | Concrete, 50 MPa, in-situ, no reinforcement, Pre-mix Concrete TfNSW B80 (Boral) (NSW), (Newcastle) TfNSW B80 50MPa 20MM TREMIE B2 EXPOSURE | Concrete_50MPa | Concrete_50MPa | 2022-08-15 | 2026-04-01 | Newcastle, NSW | S-P-02336 | Version 1.2 | EPD Australasia | https://epd-australasia.com/wp-content/uploads/2021/04/SP02336_Boral-EPD_NSW-ACT_Aug22_V1.2.pdf | m³ | 2400 |  |  |  | 415 | 0 | 0 | 0 | 0 | 415 | 0 | 0.17292 | 0 | 0 | 0 | 0 | 0.17292 | 0 | Version 1.0 | Expired
Concrete (in-situ) | Concrete, 50 MPa | >40 MPa to ≤50 MPa | Concrete, 50 MPa, in-situ, no reinforcement, Pre-mix Concrete Normal Class GP blend (Boral) (NSW), (Sydney) Normal Class GP blend 50MPa | Concrete_50MPa | Concrete_50MPa | 2022-08-15 | 2026-04-01 | Sydney, NSW | S-P-02336 | Version 1.2 | EPD Australasia | https://epd-australasia.com/wp-content/uploads/2021/04/SP02336_Boral-EPD_NSW-ACT_Aug22_V1.2.pdf | m³ | 2400 |  |  |  | 454 | 0 | 0 | 0 | 0 | 454 | 0 | 0.18917 | 0 | 0 | 0 | 0 | 0.18917 | 0 | Version 1.0 | Expired
Concrete (in-situ) | Concrete, 50 MPa | >40 MPa to ≤50 MPa | Concrete, 50 MPa, in-situ, no reinforcement, Pre-mix Concrete Normal Class GP/FA blend (Boral) (NSW), (Sydney) Normal Class GP/FA blend 50 MPa | Concrete_50MPa | Concrete_50MPa | 2022-08-15 | 2026-04-01 | Sydney, NSW | S-P-02336 | Version 1.2 | EPD Australasia | https://epd-australasia.com/wp-content/uploads/2021/04/SP02336_Boral-EPD_NSW-ACT_Aug22_V1.2.pdf | m³ | 2400 |  |  |  | 421 | 0 | 0 | 0 | 0 | 421 | 0 | 0.17542 | 0 | 0 | 0 | 0 | 0.17542 | 0 | Version 1.0 | Expired
Concrete (in-situ) | Concrete, 50 MPa | >40 MPa to ≤50 MPa | Concrete, 50 MPa, in-situ, no reinforcement, Pre-mix Concrete Normal Class GP/GGBFS blend (Boral) (NSW), (Sydney) Normal Class GP/GGBFS blend 50 MPa | Concrete_50MPa | Concrete_50MPa | 2022-08-15 | 2026-04-01 | Sydney, NSW | S-P-02336 | Version 1.2 | EPD Australasia | https://epd-australasia.com/wp-content/uploads/2021/04/SP02336_Boral-EPD_NSW-ACT_Aug22_V1.2.pdf | m³ | 2400 |  |  |  | 316 | 0 | 0 | 0 | 0 | 316 | 0 | 0.13167 | 0 | 0 | 0 | 0 | 0.13167 | 0 | Version 1.0 | Expired
Concrete (in-situ) | Concrete, 50 MPa | >40 MPa to ≤50 MPa | Concrete, 50 MPa, in-situ, no reinforcement, Pre-mix Concrete Normal Class GP/GGBFS/FA blend (Boral) (NSW), (Sydney) Normal Class GP/GGBFS/FA blend 50 MPa | Concrete_50MPa | Concrete_50MPa | 2022-08-15 | 2026-04-01 | Sydney, NSW | S-P-02336 | Version 1.2 | EPD Australasia | https://epd-australasia.com/wp-content/uploads/2021/04/SP02336_Boral-EPD_NSW-ACT_Aug22_V1.2.pdf | m³ | 2400 |  |  |  | 378 | 0 | 0 | 0 | 0 | 378 | 0 | 0.1575 | 0 | 0 | 0 | 0 | 0.1575 | 0 | Version 1.0 | Expired
Concrete (in-situ) | Concrete, 50 MPa | >40 MPa to ≤50 MPa | Concrete, 50 MPa, in-situ, no reinforcement, Pre-mix Concrete ENVIROCRETE 30% (Boral) (NSW), (Sydney) ENVIROCRETE 30% 50 MPa | Concrete_50MPa | Concrete_50MPa | 2022-08-15 | 2026-04-01 | Sydney, NSW | S-P-02336 | Version 1.2 | EPD Australasia | https://epd-australasia.com/wp-content/uploads/2021/04/SP02336_Boral-EPD_NSW-ACT_Aug22_V1.2.pdf | m³ | 2400 |  |  |  | 393 | 0 | 0 | 0 | 0 | 393 | 0 | 0.16375 | 0 | 0 | 0 | 0 | 0.16375 | 0 | Version 1.0 | Expired
Concrete (in-situ) | Concrete, 50 MPa | >40 MPa to ≤50 MPa | Concrete, 50 MPa, in-situ, no reinforcement, Pre-mix Concrete ENVIROCRETE 40% (Boral) (NSW), (Sydney) ENVIROCRETE 40% 50 MPa | Concrete_50MPa | Concrete_50MPa | 2022-08-15 | 2026-04-01 | Sydney, NSW | S-P-02336 | Version 1.2 | EPD Australasia | https://epd-australasia.com/wp-content/uploads/2021/04/SP02336_Boral-EPD_NSW-ACT_Aug22_V1.2.pdf | m³ | 2400 |  |  |  | 348 | 0 | 0 | 0 | 0 | 348 | 0 | 0.145 | 0 | 0 | 0 | 0 | 0.145 | 0 | Version 1.0 | Expired
Concrete (in-situ) | Concrete, 50 MPa | >40 MPa to ≤50 MPa | Concrete, 50 MPa, in-situ, no reinforcement, Pre-mix Concrete ENVIROCRETE PLUS (Boral) (NSW), (Sydney) ENVIROCRETE PLUS 50MPa | Concrete_50MPa | Concrete_50MPa | 2022-08-15 | 2026-04-01 | Sydney, NSW | S-P-02336 | Version 1.2 | EPD Australasia | https://epd-australasia.com/wp-content/uploads/2021/04/SP02336_Boral-EPD_NSW-ACT_Aug22_V1.2.pdf | m³ | 2400 |  |  |  | 337 | 0 | 0 | 0 | 0 | 337 | 0 | 0.14042 | 0 | 0 | 0 | 0 | 0.14042 | 0 | Version 1.0 | Expired
Concrete (in-situ) | Concrete, 50 MPa | >40 MPa to ≤50 MPa | Concrete, 50 MPa, in-situ, no reinforcement, Pre-mix Concrete TREMIE (Boral) (NSW), (Sydney) TREMIE 50MPa | Concrete_50MPa | Concrete_50MPa | 2022-08-15 | 2026-04-01 | Sydney, NSW | S-P-02336 | Version 1.2 | EPD Australasia | https://epd-australasia.com/wp-content/uploads/2021/04/SP02336_Boral-EPD_NSW-ACT_Aug22_V1.2.pdf | m³ | 2400 |  |  |  | 335 | 0 | 0 | 0 | 0 | 335 | 0 | 0.13958 | 0 | 0 | 0 | 0 | 0.13958 | 0 | Version 1.0 | Expired
Concrete (in-situ) | Concrete, 50 MPa | >40 MPa to ≤50 MPa | Concrete, 50 MPa, in-situ, no reinforcement, Pre-mix Concrete ENVISIA (Boral) (NSW), (Sydney) ENVISIA 50MPa | Concrete_50MPa | Concrete_50MPa | 2022-08-15 | 2026-04-01 | Sydney, NSW | S-P-02336 | Version 1.2 | EPD Australasia | https://epd-australasia.com/wp-content/uploads/2021/04/SP02336_Boral-EPD_NSW-ACT_Aug22_V1.2.pdf | m³ | 2400 |  |  |  | 324 | 0 | 0 | 0 | 0 | 324 | 0 | 0.135 | 0 | 0 | 0 | 0 | 0.135 | 0 | Version 1.0 | Expired
Concrete (in-situ) | Concrete, 50 MPa | >40 MPa to ≤50 MPa | Concrete, 50 MPa, in-situ, no reinforcement, Pre-mix Concrete HIGH SLUMP (Boral) (NSW), (Sydney) HIGH SLUMP 50MPa | Concrete_50MPa | Concrete_50MPa | 2022-08-15 | 2026-04-01 | Sydney, NSW | S-P-02336 | Version 1.2 | EPD Australasia | https://epd-australasia.com/wp-content/uploads/2021/04/SP02336_Boral-EPD_NSW-ACT_Aug22_V1.2.pdf | m³ | 2400 |  |  |  | 328 | 0 | 0 | 0 | 0 | 328 | 0 | 0.13667 | 0 | 0 | 0 | 0 | 0.13667 | 0 | Version 1.0 | Expired
Concrete (in-situ) | Concrete, 50 MPa | >40 MPa to ≤50 MPa | Concrete, 50 MPa, in-situ, no reinforcement, Pre-mix Concrete TfNSW B80 (Boral) (NSW), (Sydney) TfNSW B80 50MPa 20MM TREMIE CFA C1 EXPOSURE | Concrete_50MPa | Concrete_50MPa | 2022-08-15 | 2026-04-01 | Sydney, NSW | S-P-02336 | Version 1.2 | EPD Australasia | https://epd-australasia.com/wp-content/uploads/2021/04/SP02336_Boral-EPD_NSW-ACT_Aug22_V1.2.pdf | m³ | 2400 |  |  |  | 248 | 0 | 0 | 0 | 0 | 248 | 0 | 0.10333 | 0 | 0 | 0 | 0 | 0.10333 | 0 | Version 1.0 | Expired
Concrete (in-situ) | Concrete, 50 MPa | >40 MPa to ≤50 MPa | Concrete, 50 MPa, in-situ, no reinforcement, Pre-mix Concrete TfNSW B80 (Boral) (NSW), (Sydney) TfNSW B80 50MPa 20MM PUMP B2 EXPOSURE | Concrete_50MPa | Concrete_50MPa | 2022-08-15 | 2026-04-01 | Sydney, NSW | S-P-02336 | Version 1.2 | EPD Australasia | https://epd-australasia.com/wp-content/uploads/2021/04/SP02336_Boral-EPD_NSW-ACT_Aug22_V1.2.pdf | m³ | 2400 |  |  |  | 239 | 0 | 0 | 0 | 0 | 239 | 0 | 0.099583 | 0 | 0 | 0 | 0 | 0.099583 | 0 | Version 1.0 | Expired
Concrete (in-situ) | Concrete, 50 MPa | >40 MPa to ≤50 MPa | Concrete, 50 MPa, in-situ, no reinforcement, Pre-mix Concrete TfNSW B80 (Boral) (NSW), (Sydney) TfNSW B80 50MPa 20MM TREMIE B2 EXPOSURE | Concrete_50MPa | Concrete_50MPa | 2022-08-15 | 2026-04-01 | Sydney, NSW | S-P-02336 | Version 1.2 | EPD Australasia | https://epd-australasia.com/wp-content/uploads/2021/04/SP02336_Boral-EPD_NSW-ACT_Aug22_V1.2.pdf | m³ | 2400 |  |  |  | 233 | 0 | 0 | 0 | 0 | 233 | 0 | 0.097083 | 0 | 0 | 0 | 0 | 0.097083 | 0 | Version 1.0 | Expired
Concrete (in-situ) | Concrete, 50 MPa | >40 MPa to ≤50 MPa | Concrete, 50 MPa, in-situ, no reinforcement, Pre-mix Concrete Normal Class GP blend (Boral) (NSW), (Wollongong) Normal Class GP blend 50MPa | Concrete_50MPa | Concrete_50MPa | 2022-08-15 | 2026-04-01 | Wollongong, NSW | S-P-02336 | Version 1.2 | EPD Australasia | https://epd-australasia.com/wp-content/uploads/2021/04/SP02336_Boral-EPD_NSW-ACT_Aug22_V1.2.pdf | m³ | 2400 |  |  |  | 449 | 0 | 0 | 0 | 0 | 449 | 0 | 0.18708 | 0 | 0 | 0 | 0 | 0.18708 | 0 | Version 1.0 | Expired
Concrete (in-situ) | Concrete, 50 MPa | >40 MPa to ≤50 MPa | Concrete, 50 MPa, in-situ, no reinforcement, Pre-mix Concrete Normal Class GP/FA blend (Boral) (NSW), (Wollongong) Normal Class GP/FA blend 50 MPa | Concrete_50MPa | Concrete_50MPa | 2022-08-15 | 2026-04-01 | Wollongong, NSW | S-P-02336 | Version 1.2 | EPD Australasia | https://epd-australasia.com/wp-content/uploads/2021/04/SP02336_Boral-EPD_NSW-ACT_Aug22_V1.2.pdf | m³ | 2400 |  |  |  | 417 | 0 | 0 | 0 | 0 | 417 | 0 | 0.17375 | 0 | 0 | 0 | 0 | 0.17375 | 0 | Version 1.0 | Expired
Concrete (in-situ) | Concrete, 50 MPa | >40 MPa to ≤50 MPa | Concrete, 50 MPa, in-situ, no reinforcement, Pre-mix Concrete Normal Class GP/GGBFS blend (Boral) (NSW), (Wollongong) Normal Class GP/GGBFS blend 50 MPa | Concrete_50MPa | Concrete_50MPa | 2022-08-15 | 2026-04-01 | Wollongong, NSW | S-P-02336 | Version 1.2 | EPD Australasia | https://epd-australasia.com/wp-content/uploads/2021/04/SP02336_Boral-EPD_NSW-ACT_Aug22_V1.2.pdf | m³ | 2400 |  |  |  | 309 | 0 | 0 | 0 | 0 | 309 | 0 | 0.12875 | 0 | 0 | 0 | 0 | 0.12875 | 0 | Version 1.0 | Expired
Concrete (in-situ) | Concrete, 50 MPa | >40 MPa to ≤50 MPa | Concrete, 50 MPa, in-situ, no reinforcement, Pre-mix Concrete Normal Class GP/GGBFS/FA blend (Boral) (NSW), (Wollongong) Normal Class GP/GGBFS/FA blend 50 MPa | Concrete_50MPa | Concrete_50MPa | 2022-08-15 | 2026-04-01 | Wollongong, NSW | S-P-02336 | Version 1.2 | EPD Australasia | https://epd-australasia.com/wp-content/uploads/2021/04/SP02336_Boral-EPD_NSW-ACT_Aug22_V1.2.pdf | m³ | 2400 |  |  |  | 376 | 0 | 0 | 0 | 0 | 376 | 0 | 0.15667 | 0 | 0 | 0 | 0 | 0.15667 | 0 | Version 1.0 | Expired
Concrete (in-situ) | Concrete, 50 MPa | >40 MPa to ≤50 MPa | Concrete, 50 MPa, in-situ, no reinforcement, Pre-mix Concrete TfNSW B80 (Boral) (NSW), (Wollongong) TfNSW B80 50MPa 20MM TREMIE CFA C1 EXPOSURE | Concrete_50MPa | Concrete_50MPa | 2022-08-15 | 2026-04-01 | Wollongong, NSW | S-P-02336 | Version 1.2 | EPD Australasia | https://epd-australasia.com/wp-content/uploads/2021/04/SP02336_Boral-EPD_NSW-ACT_Aug22_V1.2.pdf | m³ | 2400 |  |  |  | 349 | 0 | 0 | 0 | 0 | 349 | 0 | 0.14542 | 0 | 0 | 0 | 0 | 0.14542 | 0 | Version 1.0 | Expired
Concrete (in-situ) | Concrete, 50 MPa | >40 MPa to ≤50 MPa | Concrete, 50 MPa, in-situ, no reinforcement, Pre-mix Concrete ENVIROCRETE 30% (Boral) (NSW), (Wollongong) ENVIROCRETE 30% 50 MPa | Concrete_50MPa | Concrete_50MPa | 2022-08-15 | 2026-04-01 | Wollongong, NSW | S-P-02336 | Version 1.2 | EPD Australasia | https://epd-australasia.com/wp-content/uploads/2021/04/SP02336_Boral-EPD_NSW-ACT_Aug22_V1.2.pdf | m³ | 2400 |  |  |  | 388 | 0 | 0 | 0 | 0 | 388 | 0 | 0.16167 | 0 | 0 | 0 | 0 | 0.16167 | 0 | Version 1.0 | Expired
Concrete (in-situ) | Concrete, 50 MPa | >40 MPa to ≤50 MPa | Concrete, 50 MPa, in-situ, no reinforcement, Pre-mix Concrete ENVIROCRETE 40% (Boral) (NSW), (Wollongong) ENVIROCRETE 40% 50 MPa | Concrete_50MPa | Concrete_50MPa | 2022-08-15 | 2026-04-01 | Wollongong, NSW | S-P-02336 | Version 1.2 | EPD Australasia | https://epd-australasia.com/wp-content/uploads/2021/04/SP02336_Boral-EPD_NSW-ACT_Aug22_V1.2.pdf | m³ | 2400 |  |  |  | 345 | 0 | 0 | 0 | 0 | 345 | 0 | 0.14375 | 0 | 0 | 0 | 0 | 0.14375 | 0 | Version 1.0 | Expired
Concrete (in-situ) | Concrete, 50 MPa | >40 MPa to ≤50 MPa | Concrete, 50 MPa, in-situ, no reinforcement, Pre-mix Concrete ENVIROCRETE PLUS (Boral) (NSW), (Wollongong) ENVIROCRETE PLUS 50MPa | Concrete_50MPa | Concrete_50MPa | 2022-08-15 | 2026-04-01 | Wollongong, NSW | S-P-02336 | Version 1.2 | EPD Australasia | https://epd-australasia.com/wp-content/uploads/2021/04/SP02336_Boral-EPD_NSW-ACT_Aug22_V1.2.pdf | m³ | 2400 |  |  |  | 334 | 0 | 0 | 0 | 0 | 334 | 0 | 0.13917 | 0 | 0 | 0 | 0 | 0.13917 | 0 | Version 1.0 | Expired
Concrete (in-situ) | Concrete, 50 MPa | >40 MPa to ≤50 MPa | Concrete, 50 MPa, in-situ, no reinforcement, Pre-mix Concrete ENVISIA (Boral) (NSW), (Wollongong) ENVISIA 50MPa | Concrete_50MPa | Concrete_50MPa | 2022-08-15 | 2026-04-01 | Wollongong, NSW | S-P-02336 | Version 1.2 | EPD Australasia | https://epd-australasia.com/wp-content/uploads/2021/04/SP02336_Boral-EPD_NSW-ACT_Aug22_V1.2.pdf | m³ | 2400 |  |  |  | 321 | 0 | 0 | 0 | 0 | 321 | 0 | 0.13375 | 0 | 0 | 0 | 0 | 0.13375 | 0 | Version 1.0 | Expired
Concrete (in-situ) | Concrete, 50 MPa | >40 MPa to ≤50 MPa | Concrete, 50 MPa, in-situ, no reinforcement, Pre-mix Concrete HIGH SLUMP (Boral) (NSW), (Wollongong) HIGH SLUMP 50MPa | Concrete_50MPa | Concrete_50MPa | 2022-08-15 | 2026-04-01 | Wollongong, NSW | S-P-02336 | Version 1.2 | EPD Australasia | https://epd-australasia.com/wp-content/uploads/2021/04/SP02336_Boral-EPD_NSW-ACT_Aug22_V1.2.pdf | m³ | 2400 |  |  |  | 429 | 0 | 0 | 0 | 0 | 429 | 0 | 0.17875 | 0 | 0 | 0 | 0 | 0.17875 | 0 | Version 1.0 | Expired
Concrete (in-situ) | Concrete, 50 MPa | >40 MPa to ≤50 MPa | Concrete, 50 MPa, in-situ, no reinforcement, Pre-mix Concrete TREMIE (Boral) (NSW), (Wollongong) TREMIE 50MPa | Concrete_50MPa | Concrete_50MPa | 2022-08-15 | 2026-04-01 | Wollongong, NSW | S-P-02336 | Version 1.2 | EPD Australasia | https://epd-australasia.com/wp-content/uploads/2021/04/SP02336_Boral-EPD_NSW-ACT_Aug22_V1.2.pdf | m³ | 2400 |  |  |  | 378 | 0 | 0 | 0 | 0 | 378 | 0 | 0.1575 | 0 | 0 | 0 | 0 | 0.1575 | 0 | Version 1.0 | Expired
Concrete (in-situ) | Concrete, 50 MPa | >40 MPa to ≤50 MPa | Concrete, 50 MPa, in-situ, no reinforcement, Pre-mix Concrete ENVISIA (Boral) (TAS), (Hobart) ENVISIA 50 MPa | Concrete_50MPa | Concrete_50MPa | 2021-10-15 | 2026-05-01 | Hobart, TAS | S-P-02337 |  | EPD Australasia | https://epd-australasia.com/wp-content/uploads/2021/05/BoralConcrete_EPDv1.1_2021_Tasmania_hr.pdf | m³ | 2400 |  |  |  | 399 | 0 | 0 | 0 | 0 | 399 | 0 | 0.16625 | 0 | 0 | 0 | 0 | 0.16625 | 0 | Version 1.0 | Expired
Concrete (in-situ) | Concrete, 50 MPa | >40 MPa to ≤50 MPa | Concrete, 50 MPa, in-situ, no reinforcement, Pre-mix Concrete Normal Class GP blend (Boral) (TAS), (Hobart) Normal Class GP blend 50MPa | Concrete_50MPa | Concrete_50MPa | 2021-10-15 | 2026-05-01 | Hobart, TAS | S-P-02337 |  | EPD Australasia | https://epd-australasia.com/wp-content/uploads/2021/05/BoralConcrete_EPDv1.1_2021_Tasmania_hr.pdf | m³ | 2400 |  |  |  | 498 | 0 | 0 | 0 | 0 | 498 | 0 | 0.2075 | 0 | 0 | 0 | 0 | 0.2075 | 0 | Version 1.0 | Expired
Concrete (in-situ) | Concrete, 50 MPa | >40 MPa to ≤50 MPa | Concrete, 50 MPa, in-situ, no reinforcement, Pre-mix Concrete HIGH STRENGTH (Boral) (TAS), (Hobart) HIGH STRENGTH 50 MPa | Concrete_50MPa | Concrete_50MPa | 2021-10-15 | 2026-05-01 | Hobart, TAS | S-P-02337 |  | EPD Australasia | https://epd-australasia.com/wp-content/uploads/2021/05/BoralConcrete_EPDv1.1_2021_Tasmania_hr.pdf | m³ | 2400 |  |  |  | 498 | 0 | 0 | 0 | 0 | 498 | 0 | 0.2075 | 0 | 0 | 0 | 0 | 0.2075 | 0 | Version 1.0 | Expired
Concrete (in-situ) | Concrete, 50 MPa | >40 MPa to ≤50 MPa | Concrete, 50 MPa, in-situ, no reinforcement, Pre-mix Concrete (Boral) (TAS), (Hobart) VICROADS VR450 50 MPa 20MM TREMIE B2 / CFA C1 EXPOSURE | Concrete_50MPa | Concrete_50MPa | 2021-10-15 | 2026-05-01 | Hobart, TAS | S-P-02337 |  | EPD Australasia | https://epd-australasia.com/wp-content/uploads/2021/05/BoralConcrete_EPDv1.1_2021_Tasmania_hr.pdf | m³ | 2400 |  |  |  | 513 | 0 | 0 | 0 | 0 | 513 | 0 | 0.21375 | 0 | 0 | 0 | 0 | 0.21375 | 0 | Version 1.0 | Expired
Concrete (in-situ) | Concrete, 50 MPa | >40 MPa to ≤50 MPa | Concrete, 50 MPa, in-situ, no reinforcement, Pre-mix Concrete Normal Class GP blend (Boral) (TAS), (Launceston) Normal Class GP blend 50MPa | Concrete_50MPa | Concrete_50MPa | 2021-10-15 | 2026-05-01 | Launceston, TAS | S-P-02337 |  | EPD Australasia | https://epd-australasia.com/wp-content/uploads/2021/05/BoralConcrete_EPDv1.1_2021_Tasmania_hr.pdf | m³ | 2400 |  |  |  | 490 | 0 | 0 | 0 | 0 | 490 | 0 | 0.20417 | 0 | 0 | 0 | 0 | 0.20417 | 0 | Version 1.0 | Expired
Concrete (in-situ) | Concrete, 50 MPa | >40 MPa to ≤50 MPa | Concrete, 50 MPa, in-situ, no reinforcement, Pre-mix Concrete ENVISIA (Boral) (TAS), (Launceston) ENVISIA 50 MPa | Concrete_50MPa | Concrete_50MPa | 2021-10-15 | 2026-05-01 | Launceston, TAS | S-P-02337 |  | EPD Australasia | https://epd-australasia.com/wp-content/uploads/2021/05/BoralConcrete_EPDv1.1_2021_Tasmania_hr.pdf | m³ | 2400 |  |  |  | 386 | 0 | 0 | 0 | 0 | 386 | 0 | 0.16083 | 0 | 0 | 0 | 0 | 0.16083 | 0 | Version 1.0 | Expired
Concrete (in-situ) | Concrete, 50 MPa | >40 MPa to ≤50 MPa | Concrete, 50 MPa, in-situ, no reinforcement, Pre-mix Concrete HIGH STRENGTH (Boral) (TAS), (Launceston) HIGH STRENGTH 50 MPa | Concrete_50MPa | Concrete_50MPa | 2021-10-15 | 2026-05-01 | Launceston, TAS | S-P-02337 |  | EPD Australasia | https://epd-australasia.com/wp-content/uploads/2021/05/BoralConcrete_EPDv1.1_2021_Tasmania_hr.pdf | m³ | 2400 |  |  |  | 490 | 0 | 0 | 0 | 0 | 490 | 0 | 0.20417 | 0 | 0 | 0 | 0 | 0.20417 | 0 | Version 1.0 | Expired
Concrete (in-situ) | Concrete, 50 MPa | >40 MPa to ≤50 MPa | Concrete, 50 MPa, in-situ, no reinforcement, Pre-mix Concrete (Boral) (TAS), (Launceston) VICROADS VR450 50 MPa 20MM TREMIE B2 / CFA C1 EXPOSURE | Concrete_50MPa | Concrete_50MPa | 2021-10-15 | 2026-05-01 | Launceston, TAS | S-P-02337 |  | EPD Australasia | https://epd-australasia.com/wp-content/uploads/2021/05/BoralConcrete_EPDv1.1_2021_Tasmania_hr.pdf | m³ | 2400 |  |  |  | 473 | 0 | 0 | 0 | 0 | 473 | 0 | 0.19708 | 0 | 0 | 0 | 0 | 0.19708 | 0 | Version 1.0 | Expired
Concrete (in-situ) | Concrete, 50 MPa | >40 MPa to ≤50 MPa | Concrete, 50 MPa, in-situ, no reinforcement, GP, Normal Class (WA Premix) (WA), (Perth) | Concrete_50MPa | Concrete_50MPa | 2022-02-28 | 2027-02-28 | Perth, WA | S-P-05479 |  | EPD Australasia | https://epd-australasia.com/wp-content/uploads/2022/07/SP-05479_WA-Premix-Ready-Mix-Concrete-EPD-v1.0.pdf | m³ | 2400 |  |  |  | 505 | 0 | 0 | 0 | 0 | 505 | 0 | 0.21042 | 0 | 0 | 0 | 0 | 0.21042 | 0 | Version 1.0
Concrete (in-situ) | Concrete, 50 MPa | >40 MPa to ≤50 MPa | Concrete, 50 MPa, in-situ, no reinforcement, AH1440, Special Class (WA Premix) (WA), (Perth) | Concrete_50MPa | Concrete_50MPa | 2022-02-28 | 2027-02-28 | Perth, WA | S-P-05479 |  | EPD Australasia | https://epd-australasia.com/wp-content/uploads/2022/07/SP-05479_WA-Premix-Ready-Mix-Concrete-EPD-v1.0.pdf | m³ | 2400 |  |  |  | 510 | 0 | 0 | 0 | 0 | 510 | 0 | 0.2125 | 0 | 0 | 0 | 0 | 0.2125 | 0 | Version 1.0
Concrete (in-situ) | Concrete, 50 MPa | >40 MPa to ≤50 MPa | Concrete, 50 MPa, in-situ, no reinforcement, AH1450, Special Class (WA Premix) (WA), (Perth) | Concrete_50MPa | Concrete_50MPa | 2022-02-28 | 2027-02-28 | Perth, WA | S-P-05479 |  | EPD Australasia | https://epd-australasia.com/wp-content/uploads/2022/07/SP-05479_WA-Premix-Ready-Mix-Concrete-EPD-v1.0.pdf | m³ | 2400 |  |  |  | 517 | 0 | 0 | 0 | 0 | 517 | 0 | 0.21542 | 0 | 0 | 0 | 0 | 0.21542 | 0 | Version 1.0
Concrete (in-situ) | Concrete, 50 MPa | >40 MPa to ≤50 MPa | Concrete, 50 MPa, in-situ, no reinforcement, BH1450, Special Class (WA Premix) (WA), (Perth) | Concrete_50MPa | Concrete_50MPa | 2022-02-28 | 2027-02-28 | Perth, WA | S-P-05479 |  | EPD Australasia | https://epd-australasia.com/wp-content/uploads/2022/07/SP-05479_WA-Premix-Ready-Mix-Concrete-EPD-v1.0.pdf | m³ | 2400 |  |  |  | 523 | 0 | 0 | 0 | 0 | 523 | 0 | 0.21792 | 0 | 0 | 0 | 0 | 0.21792 | 0 | Version 1.0
Concrete (in-situ) | Concrete, 50 MPa | >40 MPa to ≤50 MPa | Concrete, 50 MPa, in-situ, no reinforcement, AH6444, Special Class (WA Premix) (WA), (Perth) | Concrete_50MPa | Concrete_50MPa | 2022-02-28 | 2027-02-28 | Perth, WA | S-P-05479 |  | EPD Australasia | https://epd-australasia.com/wp-content/uploads/2022/07/SP-05479_WA-Premix-Ready-Mix-Concrete-EPD-v1.0.pdf | m³ | 2400 |  |  |  | 251 | 0 | 0 | 0 | 0 | 251 | 0 | 0.10458 | 0 | 0 | 0 | 0 | 0.10458 | 0 | Version 1.0
Concrete (in-situ) | Concrete, 50 MPa | >40 MPa to ≤50 MPa | Concrete, 50 MPa, in-situ, no reinforcement, AH6476, Special Class (WA Premix) (WA), (Perth) | Concrete_50MPa | Concrete_50MPa | 2022-02-28 | 2027-02-28 | Perth, WA | S-P-05479 |  | EPD Australasia | https://epd-australasia.com/wp-content/uploads/2022/07/SP-05479_WA-Premix-Ready-Mix-Concrete-EPD-v1.0.pdf | m³ | 2400 |  |  |  | 275 | 0 | 0 | 0 | 0 | 275 | 0 | 0.11458 | 0 | 0 | 0 | 0 | 0.11458 | 0 | Version 1.0
Concrete (in-situ) | Concrete, 50 MPa | >40 MPa to ≤50 MPa | Concrete, 50 MPa, in-situ, no reinforcement, AH6445, Special Class (WA Premix) (WA), (Perth) | Concrete_50MPa | Concrete_50MPa | 2022-02-28 | 2027-02-28 | Perth, WA | S-P-05479 |  | EPD Australasia | https://epd-australasia.com/wp-content/uploads/2022/07/SP-05479_WA-Premix-Ready-Mix-Concrete-EPD-v1.0.pdf | m³ | 2400 |  |  |  | 252 | 0 | 0 | 0 | 0 | 252 | 0 | 0.105 | 0 | 0 | 0 | 0 | 0.105 | 0 | Version 1.0
Concrete (in-situ) | Concrete, 50 MPa | >40 MPa to ≤50 MPa | Concrete, 50 MPa, in-situ, no reinforcement, AH6450, Special Class (WA Premix) (WA), (Perth) | Concrete_50MPa | Concrete_50MPa | 2022-02-28 | 2027-02-28 | Perth, WA | S-P-05479 |  | EPD Australasia | https://epd-australasia.com/wp-content/uploads/2022/07/SP-05479_WA-Premix-Ready-Mix-Concrete-EPD-v1.0.pdf | m³ | 2400 |  |  |  | 255 | 0 | 0 | 0 | 0 | 255 | 0 | 0.10625 | 0 | 0 | 0 | 0 | 0.10625 | 0 | Version 1.0
Concrete (in-situ) | Concrete, 50 MPa | >40 MPa to ≤50 MPa | Concrete, 50 MPa, in-situ, no reinforcement, BP6450, Special Class (WA Premix) (WA), (Perth) | Concrete_50MPa | Concrete_50MPa | 2022-02-28 | 2027-02-28 | Perth, WA | S-P-05479 |  | EPD Australasia | https://epd-australasia.com/wp-content/uploads/2022/07/SP-05479_WA-Premix-Ready-Mix-Concrete-EPD-v1.0.pdf | m³ | 2400 |  |  |  | 259 | 0 | 0 | 0 | 0 | 259 | 0 | 0.10792 | 0 | 0 | 0 | 0 | 0.10792 | 0 | Version 1.0
Concrete (in-situ) | Concrete, 50 MPa | >40 MPa to ≤50 MPa | Concrete, 50 MPa, in-situ, no reinforcement, BP8450, Special Class (WA Premix) (WA), (Perth) | Concrete_50MPa | Concrete_50MPa | 2022-02-28 | 2027-02-28 | Perth, WA | S-P-05479 |  | EPD Australasia | https://epd-australasia.com/wp-content/uploads/2022/07/SP-05479_WA-Premix-Ready-Mix-Concrete-EPD-v1.0.pdf | m³ | 2400 |  |  |  | 271 | 0 | 0 | 0 | 0 | 271 | 0 | 0.11292 | 0 | 0 | 0 | 0 | 0.11292 | 0 | Version 1.0
Concrete (in-situ) | Concrete, 50 MPa | >40 MPa to ≤50 MPa | Concrete, 50 MPa, in-situ, no reinforcement, AH1446, Special Class (WA Premix) (WA), (Perth) | Concrete_50MPa | Concrete_50MPa | 2022-02-28 | 2027-02-28 | Perth, WA | S-P-05479 |  | EPD Australasia | https://epd-australasia.com/wp-content/uploads/2022/07/SP-05479_WA-Premix-Ready-Mix-Concrete-EPD-v1.0.pdf | m³ | 2400 |  |  |  | 517 | 0 | 0 | 0 | 0 | 517 | 0 | 0.21542 | 0 | 0 | 0 | 0 | 0.21542 | 0 | Version 1.0
Concrete (in-situ) | Concrete, 50 MPa | >40 MPa to ≤50 MPa | Concrete, 50 MPa, in-situ, no reinforcement, AH1448, Special Class (WA Premix) (WA), (Perth) | Concrete_50MPa | Concrete_50MPa | 2022-02-28 | 2027-02-28 | Perth, WA | S-P-05479 |  | EPD Australasia | https://epd-australasia.com/wp-content/uploads/2022/07/SP-05479_WA-Premix-Ready-Mix-Concrete-EPD-v1.0.pdf | m³ | 2400 |  |  |  | 521 | 0 | 0 | 0 | 0 | 521 | 0 | 0.21708 | 0 | 0 | 0 | 0 | 0.21708 | 0 | Version 1.0
Concrete (in-situ) | Concrete, 50 MPa | >40 MPa to ≤50 MPa | Concrete, 50 MPa, in-situ, no reinforcement, AH9450, Special Class (WA Premix) (WA), (Perth) | Concrete_50MPa | Concrete_50MPa | 2022-02-28 | 2027-02-28 | Perth, WA | S-P-05479 |  | EPD Australasia | https://epd-australasia.com/wp-content/uploads/2022/07/SP-05479_WA-Premix-Ready-Mix-Concrete-EPD-v1.0.pdf | m³ | 2400 |  |  |  | 514 | 0 | 0 | 0 | 0 | 514 | 0 | 0.21417 | 0 | 0 | 0 | 0 | 0.21417 | 0 | Version 1.0
Concrete (in-situ) | Concrete, 50 MPa | >40 MPa to ≤50 MPa | Concrete, 50 MPa, in-situ, no reinforcement, BH1446, Special Class (WA Premix) (WA), (Perth) | Concrete_50MPa | Concrete_50MPa | 2022-02-28 | 2027-02-28 | Perth, WA | S-P-05479 |  | EPD Australasia | https://epd-australasia.com/wp-content/uploads/2022/07/SP-05479_WA-Premix-Ready-Mix-Concrete-EPD-v1.0.pdf | m³ | 2400 |  |  |  | 518 | 0 | 0 | 0 | 0 | 518 | 0 | 0.21583 | 0 | 0 | 0 | 0 | 0.21583 | 0 | Version 1.0
Concrete (in-situ) | Concrete, 50 MPa | >40 MPa to ≤50 MPa | Concrete, 50 MPa, in-situ, no reinforcement, BH1447, Special Class (WA Premix) (WA), (Perth) | Concrete_50MPa | Concrete_50MPa | 2022-02-28 | 2027-02-28 | Perth, WA | S-P-05479 |  | EPD Australasia | https://epd-australasia.com/wp-content/uploads/2022/07/SP-05479_WA-Premix-Ready-Mix-Concrete-EPD-v1.0.pdf | m³ | 2400 |  |  |  | 519 | 0 | 0 | 0 | 0 | 519 | 0 | 0.21625 | 0 | 0 | 0 | 0 | 0.21625 | 0 | Version 1.0
Concrete (in-situ) | Concrete, 50 MPa | >40 MPa to ≤50 MPa | Concrete, 50 MPa, in-situ, no reinforcement, BH3500, Special Class (WA Premix) (WA), (Perth) | Concrete_50MPa | Concrete_50MPa | 2022-02-28 | 2027-02-28 | Perth, WA | S-P-05479 |  | EPD Australasia | https://epd-australasia.com/wp-content/uploads/2022/07/SP-05479_WA-Premix-Ready-Mix-Concrete-EPD-v1.0.pdf | m³ | 2400 |  |  |  | 421 | 0 | 0 | 0 | 0 | 421 | 0 | 0.17542 | 0 | 0 | 0 | 0 | 0.17542 | 0 | Version 1.0
Concrete (in-situ) | Concrete, 50 MPa | >40 MPa to ≤50 MPa | Concrete, 50 MPa, in-situ, no reinforcement, CK9419, Special Class (WA Premix) (WA), (Perth) | Concrete_50MPa | Concrete_50MPa | 2022-02-28 | 2027-02-28 | Perth, WA | S-P-05479 |  | EPD Australasia | https://epd-australasia.com/wp-content/uploads/2022/07/SP-05479_WA-Premix-Ready-Mix-Concrete-EPD-v1.0.pdf | m³ | 2400 |  |  |  | 478 | 0 | 0 | 0 | 0 | 478 | 0 | 0.19917 | 0 | 0 | 0 | 0 | 0.19917 | 0 | Version 1.0
Concrete (in-situ) | Concrete, 50 MPa | >40 MPa to ≤50 MPa | Concrete, 50 MPa, in-situ, no reinforcement, Ready-Mix Concrete (LC)50 (Concrite) (NSW) (Sydney Region, NSW) | Concrete_50MPa | Concrete_50MPa | 2022-02-28 | 2027-02-28 | Sydney Region, NSW | S-P-05479 |  | EPD Australasia | https://epd-australasia.com/wp-content/uploads/2022/02/17765_Concrite_EPD_2022_SP02335.pdf | m³ | 2400 |  |  |  | 272 | 0 | 0 | 0 | 0 | 272 | 0 | 0.11333 | 0 | 0 | 0 | 0 | 0.11333 | 0 | Version 1.0
Concrete (in-situ) | Concrete, 50 MPa | >40 MPa to ≤50 MPa | Concrete, 50 MPa, in-situ, no reinforcement, Ready-Mix Concrete (LC)40 (Concrite) (NSW) (Sydney Region, NSW) | Concrete_50MPa | Concrete_50MPa | 2022-02-28 | 2027-02-28 | Sydney Region, NSW | S-P-05479 |  | EPD Australasia | https://epd-australasia.com/wp-content/uploads/2022/02/17765_Concrite_EPD_2022_SP02335.pdf | m³ | 2400 |  |  |  | 314 | 0 | 0 | 0 | 0 | 314 | 0 | 0.13083 | 0 | 0 | 0 | 0 | 0.13083 | 0 | Version 1.0
Concrete (in-situ) | Concrete, 50 MPa | >40 MPa to ≤50 MPa | Concrete, 50 MPa, in-situ, no reinforcement, Ready-Mix Concrete (LC)30 (Concrite) (NSW) (Sydney Region, NSW) | Concrete_50MPa | Concrete_50MPa | 2022-02-28 | 2027-02-28 | Sydney Region, NSW | S-P-05479 |  | EPD Australasia | https://epd-australasia.com/wp-content/uploads/2022/02/17765_Concrite_EPD_2022_SP02335.pdf | m³ | 2400 |  |  |  | 395 | 0 | 0 | 0 | 0 | 395 | 0 | 0.16458 | 0 | 0 | 0 | 0 | 0.16458 | 0 | Version 1.0
Concrete (in-situ) | Concrete, 50 MPa | >40 MPa to ≤50 MPa | Concrete, 50 MPa, in-situ, no reinforcement, Ready-Mix Concrete (LCHP) (Concrite) (NSW) (Sydney Region, NSW) | Concrete_50MPa | Concrete_50MPa | 2022-02-28 | 2027-02-28 | Sydney Region, NSW | S-P-05479 |  | EPD Australasia | https://epd-australasia.com/wp-content/uploads/2022/02/17765_Concrite_EPD_2022_SP02335.pdf | m³ | 2400 |  |  |  | 326 | 0 | 0 | 0 | 0 | 326 | 0 | 0.13583 | 0 | 0 | 0 | 0 | 0.13583 | 0 | Version 1.0
Concrete (in-situ) | Concrete, 50 MPa | >40 MPa to ≤50 MPa | Concrete, 50 MPa, in-situ, no reinforcement, Ready-Mix Concrete (LCP) (Concrite) (NSW) (Sydney Region, NSW) | Concrete_50MPa | Concrete_50MPa | 2022-02-28 | 2027-02-28 | Sydney Region, NSW | S-P-05479 |  | EPD Australasia | https://epd-australasia.com/wp-content/uploads/2022/02/17765_Concrite_EPD_2022_SP02335.pdf | m³ | 2400 |  |  |  | 348 | 0 | 0 | 0 | 0 | 348 | 0 | 0.145 | 0 | 0 | 0 | 0 | 0.145 | 0 | Version 1.0
Concrete (in-situ) | Concrete, 50 MPa | >40 MPa to ≤50 MPa | Concrete, 50 MPa, in-situ, no reinforcement, Ready-Mix Concrete Normal class GP blend (Concrite) (NSW) (Sydney Region, NSW) | Concrete_50MPa | Concrete_50MPa | 2022-02-28 | 2027-02-28 | Sydney Region, NSW | S-P-05479 |  | EPD Australasia | https://epd-australasia.com/wp-content/uploads/2022/02/17765_Concrite_EPD_2022_SP02335.pdf | m³ | 2400 |  |  |  | 435 | 0 | 0 | 0 | 0 | 435 | 0 | 0.18125 | 0 | 0 | 0 | 0 | 0.18125 | 0 | Version 1.0
Concrete (in-situ) | Concrete, 50 MPa | >40 MPa to ≤50 MPa | Concrete, 50 MPa, in-situ, no reinforcement, Ready-Mix Concrete HIGH SLUMP (Concrite) (NSW) (Sydney Region, NSW) | Concrete_50MPa | Concrete_50MPa | 2022-02-28 | 2027-02-28 | Sydney Region, NSW | S-P-05479 |  | EPD Australasia | https://epd-australasia.com/wp-content/uploads/2022/02/17765_Concrite_EPD_2022_SP02335.pdf | m³ | 2400 |  |  |  | 377 | 0 | 0 | 0 | 0 | 377 | 0 | 0.15708 | 0 | 0 | 0 | 0 | 0.15708 | 0 | Version 1.0
Concrete (in-situ) | Concrete, 50 MPa | >40 MPa to ≤50 MPa | Concrete, 50 MPa, in-situ, no reinforcement, Ready-Mix Concrete TREMIE 50MPa (Concrite) (NSW) (Sydney Region, NSW) | Concrete_50MPa | Concrete_50MPa | 2022-02-28 | 2027-02-28 | Sydney Region, NSW | S-P-05479 |  | EPD Australasia | https://epd-australasia.com/wp-content/uploads/2022/02/17765_Concrite_EPD_2022_SP02335.pdf | m³ | 2400 |  |  |  | 378 | 0 | 0 | 0 | 0 | 378 | 0 | 0.1575 | 0 | 0 | 0 | 0 | 0.1575 | 0 | Version 1.0
Concrete (in-situ) | Concrete, 50 MPa | >40 MPa to ≤50 MPa | Concrete, 50 MPa, in-situ, no reinforcement, Ready-Mix Concrete TfNSW B80 10MM PUMP B2 EXPOSURE (Concrite) (NSW) (Sydney Region, NSW) | Concrete_50MPa | Concrete_50MPa | 2022-02-28 | 2027-02-28 | Sydney Region, NSW | S-P-05479 |  | EPD Australasia | https://epd-australasia.com/wp-content/uploads/2022/02/17765_Concrite_EPD_2022_SP02335.pdf | m³ | 2400 |  |  |  | 250 | 0 | 0 | 0 | 0 | 250 | 0 | 0.10417 | 0 | 0 | 0 | 0 | 0.10417 | 0 | Version 1.0
Concrete (in-situ) | Concrete, 50 MPa | >40 MPa to ≤50 MPa | Concrete, 50 MPa, in-situ, no reinforcement, Ready-Mix Concrete TfNSW B80 20MM PUMP B1 EXPOSURE (Concrite) (NSW) (Sydney Region, NSW) | Concrete_50MPa | Concrete_50MPa | 2022-02-28 | 2027-02-28 | Sydney Region, NSW | S-P-05479 |  | EPD Australasia | https://epd-australasia.com/wp-content/uploads/2022/02/17765_Concrite_EPD_2022_SP02335.pdf | m³ | 2400 |  |  |  | 405 | 0 | 0 | 0 | 0 | 405 | 0 | 0.16875 | 0 | 0 | 0 | 0 | 0.16875 | 0 | Version 1.0
Concrete (in-situ) | Concrete, 50 MPa | >40 MPa to ≤50 MPa | Concrete, 50 MPa, in-situ, no reinforcement, Ready-Mix Concrete TfNSW B80 20MM PUMP B2 EXPOSURE (Concrite) (NSW) (Sydney Region, NSW) | Concrete_50MPa | Concrete_50MPa | 2022-02-28 | 2027-02-28 | Sydney Region, NSW | S-P-05479 |  | EPD Australasia | https://epd-australasia.com/wp-content/uploads/2022/02/17765_Concrite_EPD_2022_SP02335.pdf | m³ | 2400 |  |  |  | 251 | 0 | 0 | 0 | 0 | 251 | 0 | 0.10458 | 0 | 0 | 0 | 0 | 0.10458 | 0 | Version 1.0
Concrete (in-situ) | Concrete, 50 MPa | >40 MPa to ≤50 MPa | Concrete, 50 MPa, in-situ, no reinforcement, Ready-Mix Concrete SLAG AGG CONCRETE MIX, (LC)50 (Concrite) (NSW) (Sydney Region, NSW) | Concrete_50MPa | Concrete_50MPa | 2022-02-28 | 2027-02-28 | Sydney Region, NSW | S-P-05479 |  | EPD Australasia | https://epd-australasia.com/wp-content/uploads/2022/02/17765_Concrite_EPD_2022_SP02335.pdf | m³ | 2400 |  |  |  | 287 | 0 | 0 | 0 | 0 | 287 | 0 | 0.11958 | 0 | 0 | 0 | 0 | 0.11958 | 0 | Version 1.0
Concrete (in-situ) | Concrete, 50 MPa | >40 MPa to ≤50 MPa | Concrete, 50 MPa, in-situ, no reinforcement, Ready-Mix Concrete SLAG AGG CONCRETE MIX, (LC)40 (Concrite) (NSW) (Sydney Region, NSW) | Concrete_50MPa | Concrete_50MPa | 2022-02-28 | 2027-02-28 | Sydney Region, NSW | S-P-05479 |  | EPD Australasia | https://epd-australasia.com/wp-content/uploads/2022/02/17765_Concrite_EPD_2022_SP02335.pdf | m³ | 2400 |  |  |  | 323 | 0 | 0 | 0 | 0 | 323 | 0 | 0.13458 | 0 | 0 | 0 | 0 | 0.13458 | 0 | Version 1.0
Concrete (in-situ) | Concrete, 50 MPa | >40 MPa to ≤50 MPa | Concrete, 50 MPa, in-situ, no reinforcement, Ready-Mix Concrete SLAG AGG CONCRETE MIX, (LC)30 (Concrite) (NSW) (Sydney Region, NSW) | Concrete_50MPa | Concrete_50MPa | 2022-02-28 | 2027-02-28 | Sydney Region, NSW | S-P-05479 |  | EPD Australasia | https://epd-australasia.com/wp-content/uploads/2022/02/17765_Concrite_EPD_2022_SP02335.pdf | m³ | 2400 |  |  |  | 391 | 0 | 0 | 0 | 0 | 391 | 0 | 0.16292 | 0 | 0 | 0 | 0 | 0.16292 | 0 | Version 1.0
Concrete (in-situ) | Concrete, 50 MPa | >40 MPa to ≤50 MPa | Concrete, 50 MPa, in-situ, no reinforcement, Ready-Mix Concrete (LC)30 50MPa (Concrite) (NSW) (Southern Highlands, NSW) | Concrete_50MPa | Concrete_50MPa | 2022-02-28 | 2027-02-28 | Southern Highlands, NSW | S-P-05479 |  | EPD Australasia | https://epd-australasia.com/wp-content/uploads/2022/02/17765_Concrite_EPD_2022_SP02335.pdf | m³ | 2400 |  |  |  | 393 | 0 | 0 | 0 | 0 | 393 | 0 | 0.16375 | 0 | 0 | 0 | 0 | 0.16375 | 0 | Version 1.0
Concrete (in-situ) | Concrete, 50 MPa | >40 MPa to ≤50 MPa | Concrete, 50 MPa, in-situ, no reinforcement, Ready-Mix Concrete NORMAL CLASS GP BLEND (Concrite) (NSW) (Southern Highlands, NSW) | Concrete_50MPa | Concrete_50MPa | 2022-02-28 | 2027-02-28 | Southern Highlands, NSW | S-P-05479 |  | EPD Australasia | https://epd-australasia.com/wp-content/uploads/2022/02/17765_Concrite_EPD_2022_SP02335.pdf | m³ | 2400 |  |  |  | 446 | 0 | 0 | 0 | 0 | 446 | 0 | 0.18583 | 0 | 0 | 0 | 0 | 0.18583 | 0 | Version 1.0
Concrete (in-situ) | Concrete, 50 MPa | >40 MPa to ≤50 MPa | Concrete, 50 MPa, in-situ, no reinforcement, Ready-Mix Concrete HIGH SLUMP (Concrite) (NSW) (Southern Highlands, NSW) | Concrete_50MPa | Concrete_50MPa | 2022-02-28 | 2027-02-28 | Southern Highlands, NSW | S-P-05479 |  | EPD Australasia | https://epd-australasia.com/wp-content/uploads/2022/02/17765_Concrite_EPD_2022_SP02335.pdf | m³ | 2400 |  |  |  | 398 | 0 | 0 | 0 | 0 | 398 | 0 | 0.16583 | 0 | 0 | 0 | 0 | 0.16583 | 0 | Version 1.0
Concrete (in-situ) | Concrete, 50 MPa | >40 MPa to ≤50 MPa | Concrete, 50 MPa, in-situ, no reinforcement, Ready-Mix Concrete LC30 50MPa (Concrite) (ACT) (Canberra, ACT) | Concrete_50MPa | Concrete_50MPa | 2022-02-28 | 2027-02-28 | Canberra, ACT | S-P-05479 |  | EPD Australasia | https://epd-australasia.com/wp-content/uploads/2022/02/17765_Concrite_EPD_2022_SP02335.pdf | m³ | 2400 |  |  |  | 408 | 0 | 0 | 0 | 0 | 408 | 0 | 0.17 | 0 | 0 | 0 | 0 | 0.17 | 0 | Version 1.0
Concrete (in-situ) | Concrete, 50 MPa | >40 MPa to ≤50 MPa | Concrete, 50 MPa, in-situ, no reinforcement, (Futurecrete® Ultra S50MPA DINCEL 10MM) (Adbri) (NSW) | Concrete_50MPa | Concrete_50MPa | 2023-03-31 | 2028-03-31 | NSW | S-P-05519 | Version 1 | EPD Australasia | https://epd-australasia.com/wp-content/uploads/2023/04/SP05519-Adbri-EPD-Concrete_NSW_Mar23.pdf | m³ | 2400 |  |  |  | 319.12 | 319.08 | 0.0398 | 0 | 0 | 319.1198 | 0 | 0.13297 | 0.13295 | 1.6583e-05 | 0 | 0 | 0.13297 | 0 | Version 1.0
Concrete (in-situ) | Concrete, 50 MPa | >40 MPa to ≤50 MPa | Concrete, 50 MPa, in-situ, no reinforcement, (Futurecrete® Ultra S50MPA PILE/ TREMIE 10MM SP) (Adbri) (NSW) | Concrete_50MPa | Concrete_50MPa | 2023-03-31 | 2028-03-31 | NSW | S-P-05519 | Version 1 | EPD Australasia | https://epd-australasia.com/wp-content/uploads/2023/04/SP05519-Adbri-EPD-Concrete_NSW_Mar23.pdf | m³ | 2400 |  |  |  | 319.12 | 319.08 | 0.0398 | 0 | 0 | 319.1198 | 0 | 0.13297 | 0.13295 | 1.6583e-05 | 0 | 0 | 0.13297 | 0 | Version 1.0
Concrete (in-situ) | Concrete, 50 MPa | >40 MPa to ≤50 MPa | Concrete, 50 MPa, in-situ, no reinforcement, (Futurecrete® Ultra S50MPA 10MM RITEK) (Adbri) (NSW) | Concrete_50MPa | Concrete_50MPa | 2023-03-31 | 2028-03-31 | NSW | S-P-05519 | Version 1 | EPD Australasia | https://epd-australasia.com/wp-content/uploads/2023/04/SP05519-Adbri-EPD-Concrete_NSW_Mar23.pdf | m³ | 2400 |  |  |  | 316.02 | 315.98 | 0.0398 | 0 | 0 | 316.0198 | 0 | 0.13167 | 0.13166 | 1.6583e-05 | 0 | 0 | 0.13167 | 0 | Version 1.0
Concrete (in-situ) | Concrete, 50 MPa | >40 MPa to ≤50 MPa | Concrete, 50 MPa, in-situ, no reinforcement, (Futurecrete® Ultra S50MPA 10MM AFS WALL SYSTEM) (Adbri) (NSW) | Concrete_50MPa | Concrete_50MPa | 2023-03-31 | 2028-03-31 | NSW | S-P-05519 | Version 1 | EPD Australasia | https://epd-australasia.com/wp-content/uploads/2023/04/SP05519-Adbri-EPD-Concrete_NSW_Mar23.pdf | m³ | 2400 |  |  |  | 313.64 | 313.6 | 0.0394 | 0 | 0 | 313.6394 | 0 | 0.13068 | 0.13067 | 1.6417e-05 | 0 | 0 | 0.13068 | 0 | Version 1.0
Concrete (in-situ) | Concrete, 50 MPa | >40 MPa to ≤50 MPa | Concrete, 50 MPa, in-situ, no reinforcement, (Adbri Concrete N Class GP/GL:FA 50 MPa) (Adbri) (NSW) | Concrete_50MPa | Concrete_50MPa | 2023-03-31 | 2028-03-31 | NSW | S-P-05519 | Version 1 | EPD Australasia | https://epd-australasia.com/wp-content/uploads/2023/04/SP05519-Adbri-EPD-Concrete_NSW_Mar23.pdf | m³ | 2400 |  |  |  | 450.93 | 450.9 | 0.0276 | 0 | 0 | 450.9276 | 0 | 0.18789 | 0.18787 | 1.15e-05 | 0 | 0 | 0.18789 | 0 | Version 1.0
Concrete (in-situ) | Concrete, 50 MPa | >40 MPa to ≤50 MPa | Concrete, 50 MPa, in-situ, no reinforcement, (TR5014E1)(LH) (BCG) (WA), (Perth) | Concrete_50MPa | Concrete_50MPa | 2022-12-15 | 2027-12-15 | Perth, WA | S-P-05491 | Version 1 | EPD Australasia | https://epd-australasia.com/wp-content/uploads/2022/12/SP05491_BGC-EPD_Concrete_Dec22.pdf | m³ | 2400 |  |  |  | 290 | 286 | 3.96 | 0 | 0 | 289.96 | 0 | 0.12083 | 0.11917 | 0.00165 | 0 | 0 | 0.12082 | 0 | Version 1.0
Concrete (in-situ) | Concrete, 50 MPa | >40 MPa to ≤50 MPa | Concrete, 50 MPa, in-situ, no reinforcement, (R5020A)(GP) (BCG) (WA), (Perth) | Concrete_50MPa | Concrete_50MPa | 2022-12-15 | 2027-12-15 | Perth, WA | S-P-05491 | Version 1 | EPD Australasia | https://epd-australasia.com/wp-content/uploads/2022/12/SP05491_BGC-EPD_Concrete_Dec22.pdf | m³ | 2400 |  |  |  | 516 | 509 | 6.87 | 0 | 0 | 515.87 | 0 | 0.215 | 0.21208 | 0.0028625 | 0 | 0 | 0.21495 | 0 | Version 1.0
Concrete (in-situ) | Concrete, 50 MPa | >40 MPa to ≤50 MPa | Concrete, 50 MPa, in-situ, no reinforcement, (Adbri Concrete N Class GP:GL 50 MPa - Winnellie) (Adbri) (NT) | Concrete_50MPa | Concrete_50MPa | 2023-03-31 | 2028-03-31 | NT | S-P-05522 | Version 1 | EPD Australasia | https://epd-australasia.com/wp-content/uploads/2023/04/SP05522-Adbri-EPD-Concrete_NT_Mar23.pdf | m³ | 2400 |  |  |  | 558 | 557 | 0.341 | 0 | 0 | 557.341 | 0 | 0.2325 | 0.23208 | 0.00014208 | 0 | 0 | 0.23223 | 0 | Version 1.0
Concrete (in-situ) | Concrete, 50 MPa | >40 MPa to ≤50 MPa | Concrete, 50 MPa, in-situ, no reinforcement, (WE504EQ01)(Ecopact) (Holcim) (WA), (Perth Metro) | Concrete_50MPa | Concrete_50MPa | 2021-11-25 | 2026-11-25 | Perth Metro, WA | S-P-03716 | Version 1 | EPD Australasia | https://epd-australasia.com/wp-content/uploads/2021/12/SP03716-Holcim-EPD_WAPerth-ECOPact-Range_-v2.0_Apr23.pdf | m³ | 2400 |  |  |  | 382 | 381 | 0.54 | 0 | 0 | 381.54 | 0 | 0.15917 | 0.15875 | 0.000225 | 0 | 0 | 0.15898 | 0 | Version 1.0
Concrete (in-situ) | Concrete, 50 MPa | >40 MPa to ≤50 MPa | Concrete, 50 MPa, in-situ, no reinforcement, (SE501EHES) (Ecopact) (Holcim) (SA) (Adelaide) | Concrete_50MPa | Concrete_50MPa | 2022-01-27 | 2027-01-27 | SA | S-P-04660 | Version 1 | EPD Australasia | https://epd-australasia.com/wp-content/uploads/2022/02/SP04660-Holcim-EPD-ViroDecs-Special-SA-Adelaide-ECOPact-Range-V2_Mar23.pdf | m³ | 2400 |  |  |  | 397 | 396 | 0.42 | 0 | 0 | 396.42 | 0 | 0.16542 | 0.165 | 0.000175 | 0 | 0 | 0.16518 | 0 | Version 1.0
Concrete (in-situ) | Concrete, 50 MPa | >40 MPa to ≤50 MPa | Concrete, 50 MPa, in-situ, no reinforcement, (SE501EPSW) (Ecopact) (Holcim) (SA) (Adelaide) | Concrete_50MPa | Concrete_50MPa | 2022-01-27 | 2027-01-27 | SA | S-P-04660 | Version 1 | EPD Australasia | https://epd-australasia.com/wp-content/uploads/2022/02/SP04660-Holcim-EPD-ViroDecs-Special-SA-Adelaide-ECOPact-Range-V2_Mar23.pdf | m³ | 2400 |  |  |  | 388 | 387 | 0.42 | 0 | 0 | 387.42 | 0 | 0.16167 | 0.16125 | 0.000175 | 0 | 0 | 0.16143 | 0 | Version 1.0
Concrete (in-situ) | Concrete, 50 MPa | >40 MPa to ≤50 MPa | Concrete, 50 MPa, in-situ, no reinforcement, (Futurecrete® N class GP/GL:FA 50 MPa) (Adbri) (QLD) | Concrete_50MPa | Concrete_50MPa | 2023-03-31 | 2028-03-31 | QLD | S-P-05518 | Version 1 | EPD Australasia | https://epd-australasia.com/wp-content/uploads/2023/04/SP05518-Adbri-EPD-Concrete_QLD_Mar23.pdf | m³ | 2400 |  |  |  | 404 | 403 | 0.367 | 0 | 0 | 403.367 | 0 | 0.16833 | 0.16792 | 0.00015292 | 0 | 0 | 0.16807 | 0 | Version 1.0
Concrete (in-situ) | Concrete, 50 MPa | >40 MPa to ≤50 MPa | Concrete, 50 MPa, in-situ, no reinforcement, (CS5020BGS)(B) (BCG) (WA), (Perth) | Concrete_50MPa | Concrete_50MPa | 2022-12-15 | 2027-12-15 | Perth, WA | S-P-05491 | Version 1 | EPD Australasia | https://epd-australasia.com/wp-content/uploads/2022/12/SP05491_BGC-EPD_Concrete_Dec22.pdf | m³ | 2400 |  |  |  | 353 | 348 | 4.34 | 0 | 0 | 352.34 | 0 | 0.14708 | 0.145 | 0.0018083 | 0 | 0 | 0.14681 | 0 | Version 1.0
Concrete (in-situ) | Concrete, 50 MPa | >40 MPa to ≤50 MPa | Concrete, 50 MPa, in-situ, no reinforcement, (VE502E56) (Ecopact) (Holcim) (VIC) | Concrete_50MPa | Concrete_50MPa | 2022-01-12 | 2027-09-26 | VIC | S-P-04657 | Version 1 | EPD Australasia | https://epd-australasia.com/wp-content/uploads/2022/01/SP04657-Holcim-ViroDecs%E2%84%A2-Special-VIC-ECOPact-Range-ver2_Sep22.pdf | m³ | 2400 |  |  |  | 341 | 340 | 0.33 | 0 | 0 | 340.33 | 0 | 0.14208 | 0.14167 | 0.0001375 | 0 | 0 | 0.1418 | 0 | Version 1.0
Concrete (in-situ) | Concrete, 50 MPa | >40 MPa to ≤50 MPa | Concrete, 50 MPa, in-situ, no reinforcement, (SE501EWC) (Ecopact) (Holcim) (SA) (Adelaide) | Concrete_50MPa | Concrete_50MPa | 2022-01-27 | 2027-01-27 | SA | S-P-04660 | Version 1 | EPD Australasia | https://epd-australasia.com/wp-content/uploads/2022/02/SP04660-Holcim-EPD-ViroDecs-Special-SA-Adelaide-ECOPact-Range-V2_Mar23.pdf | m³ | 2400 |  |  |  | 300 | 299 | 0.38 | 0 | 0 | 299.38 | 0 | 0.125 | 0.12458 | 0.00015833 | 0 | 0 | 0.12474 | 0 | Version 1.0
Concrete (in-situ) | Concrete, 50 MPa | >40 MPa to ≤50 MPa | Concrete, 50 MPa, in-situ, no reinforcement, (SE501E2) (Ecopact) (Holcim) (SA) (Adelaide) | Concrete_50MPa | Concrete_50MPa | 2022-01-27 | 2027-01-27 | SA | S-P-04660 | Version 1 | EPD Australasia | https://epd-australasia.com/wp-content/uploads/2022/02/SP04660-Holcim-EPD-ViroDecs-Special-SA-Adelaide-ECOPact-Range-V2_Mar23.pdf | m³ | 2400 |  |  |  | 314 | 313 | 0.34 | 0 | 0 | 313.34 | 0 | 0.13083 | 0.13042 | 0.00014167 | 0 | 0 | 0.13056 | 0 | Version 1.0
Concrete (in-situ) | Concrete, 50 MPa | >40 MPa to ≤50 MPa | Concrete, 50 MPa, in-situ, no reinforcement, (SE502E5) (Ecopact) (Holcim) (SA) (Adelaide) | Concrete_50MPa | Concrete_50MPa | 2022-01-27 | 2027-01-27 | SA | S-P-04660 | Version 1 | EPD Australasia | https://epd-australasia.com/wp-content/uploads/2022/02/SP04660-Holcim-EPD-ViroDecs-Special-SA-Adelaide-ECOPact-Range-V2_Mar23.pdf | m³ | 2400 |  |  |  | 309 | 308 | 0.33 | 0 | 0 | 308.33 | 0 | 0.12875 | 0.12833 | 0.0001375 | 0 | 0 | 0.12847 | 0 | Version 1.0
Concrete (in-situ) | Concrete, 50 MPa | >40 MPa to ≤50 MPa | Concrete, 50 MPa, in-situ, no reinforcement, (SE502E) (Ecopact) (Holcim) (SA) (Adelaide) | Concrete_50MPa | Concrete_50MPa | 2022-01-27 | 2027-01-27 | SA | S-P-04660 | Version 1 | EPD Australasia | https://epd-australasia.com/wp-content/uploads/2022/02/SP04660-Holcim-EPD-ViroDecs-Special-SA-Adelaide-ECOPact-Range-V2_Mar23.pdf | m³ | 2400 |  |  |  | 304 | 303 | 0.33 | 0 | 0 | 303.33 | 0 | 0.12667 | 0.12625 | 0.0001375 | 0 | 0 | 0.12639 | 0 | Version 1.0
Concrete (in-situ) | Concrete, 50 MPa | >40 MPa to ≤50 MPa | Concrete, 50 MPa, in-situ, no reinforcement, (QE501EL21) (Ecopact) (Holcim) (QLD) (Brisbane) | Concrete_50MPa | Concrete_50MPa | 2022-01-20 | 2027-01-20 | Brisbane, QLD | S-P-04658 | Version 1 | EPD Australasia | https://epd-australasia.com/wp-content/uploads/2022/01/SP04658_Holcim-ViroDecs-Special-Qld-Brisbane-ECOPact-EPD_-Mar23_v3.0.pdf | m³ | 2400 |  |  |  | 311 | 310 | 0.24 | 0 | 0 | 310.24 | 0 | 0.12958 | 0.12917 | 0.0001 | 0 | 0 | 0.12927 | 0 | Version 1.0
Concrete (in-situ) | Concrete, 50 MPa | >40 MPa to ≤50 MPa | Concrete, 50 MPa, in-situ, no reinforcement, (WE504E2)(Ecopact) (Holcim) (WA), (Perth Metro) | Concrete_50MPa | Concrete_50MPa | 2021-11-25 | 2026-11-25 | Perth Metro, WA | S-P-03716 | Version 1 | EPD Australasia | https://epd-australasia.com/wp-content/uploads/2021/12/SP03716-Holcim-EPD_WAPerth-ECOPact-Range_-v2.0_Apr23.pdf | m³ | 2400 |  |  |  | 321 | 320 | 0.21 | 0 | 0 | 320.21 | 0 | 0.13375 | 0.13333 | 8.75e-05 | 0 | 0 | 0.13342 | 0 | Version 1.0
Concrete (in-situ) | Concrete, 50 MPa | >40 MPa to ≤50 MPa | Concrete, 50 MPa, in-situ, no reinforcement, (WE504E4)(Ecopact) (Holcim) (WA), (Perth Metro) | Concrete_50MPa | Concrete_50MPa | 2021-11-25 | 2026-11-25 | Perth Metro, WA | S-P-03716 | Version 1 | EPD Australasia | https://epd-australasia.com/wp-content/uploads/2021/12/SP03716-Holcim-EPD_WAPerth-ECOPact-Range_-v2.0_Apr23.pdf | m³ | 2400 |  |  |  | 321 | 320 | 0.21 | 0 | 0 | 320.21 | 0 | 0.13375 | 0.13333 | 8.75e-05 | 0 | 0 | 0.13342 | 0 | Version 1.0
Concrete (in-situ) | Concrete, 50 MPa | >40 MPa to ≤50 MPa | Concrete, 50 MPa, in-situ, no reinforcement, (Futurecrete® N Class GP/GL:Slag 50 MPa) (Adbri) (VIC) | Concrete_50MPa | Concrete_50MPa | 2023-03-31 | 2028-03-31 | VIC | S-P-05520 | Version 1 | EPD Australasia | https://epd-australasia.com/wp-content/uploads/2023/04/SP05520-Adbri-EPD-Concrete_VIC_Mar23.pdf | m³ | 2400 |  |  |  | 295 | 294 | 0.21 | 0 | 0 | 294.21 | 0 | 0.12292 | 0.1225 | 8.75e-05 | 0 | 0 | 0.12259 | 0 | Version 1.0
Concrete (in-situ) | Concrete, 50 MPa | >40 MPa to ≤50 MPa | Concrete, 50 MPa, in-situ, no reinforcement, (QE502E) (Ecopact) (Holcim) (QLD), Gold Coast | Concrete_50MPa | Concrete_50MPa | 2023-04-22 | 2028-04-22 | QLD | S-P-05496 | Version 1 | EPD Australasia | https://epd-australasia.com/wp-content/uploads/2023/05/SP05496-Holcim-EPD-ViroDecs%E2%84%A2-QLD-GoldCoast-ECOPact_Apr23.pdf | m³ | 2400 |  |  |  | 290 | 289 | 0.22 | 0 | 0 | 289.22 | 0 | 0.12083 | 0.12042 | 9.1667e-05 | 0 | 0 | 0.12051 | 0 | Version 1.0
Concrete (in-situ) | Concrete, 50 MPa | >40 MPa to ≤50 MPa | Concrete, 50 MPa, in-situ, no reinforcement, (QE502EEZY) (Ecopact) (Holcim) (QLD), Gold Coast | Concrete_50MPa | Concrete_50MPa | 2023-04-22 | 2028-04-22 | QLD | S-P-05496 | Version 1 | EPD Australasia | https://epd-australasia.com/wp-content/uploads/2023/05/SP05496-Holcim-EPD-ViroDecs%E2%84%A2-QLD-GoldCoast-ECOPact_Apr23.pdf | m³ | 2400 |  |  |  | 290 | 289 | 0.22 | 0 | 0 | 289.22 | 0 | 0.12083 | 0.12042 | 9.1667e-05 | 0 | 0 | 0.12051 | 0 | Version 1.0
Concrete (in-situ) | Concrete, 50 MPa | >40 MPa to ≤50 MPa | Concrete, 50 MPa, in-situ, no reinforcement, (QE501E) (Ecopact) (Holcim) (QLD), Gold Coast | Concrete_50MPa | Concrete_50MPa | 2023-04-22 | 2028-04-22 | QLD | S-P-05496 | Version 1 | EPD Australasia | https://epd-australasia.com/wp-content/uploads/2023/05/SP05496-Holcim-EPD-ViroDecs%E2%84%A2-QLD-GoldCoast-ECOPact_Apr23.pdf | m³ | 2400 |  |  |  | 289 | 288 | 0.22 | 0 | 0 | 288.22 | 0 | 0.12042 | 0.12 | 9.1667e-05 | 0 | 0 | 0.12009 | 0 | Version 1.0
Concrete (in-situ) | Concrete, 50 MPa | >40 MPa to ≤50 MPa | Concrete, 50 MPa, in-situ, no reinforcement, (QE502E) (Ecopact) (Holcim) (QLD) (Brisbane) | Concrete_50MPa | Concrete_50MPa | 2022-01-20 | 2027-01-20 | Brisbane, QLD | S-P-04658 | Version 1 | EPD Australasia | https://epd-australasia.com/wp-content/uploads/2022/01/SP04658_Holcim-ViroDecs-Special-Qld-Brisbane-ECOPact-EPD_-Mar23_v3.0.pdf | m³ | 2400 |  |  |  | 287 | 286 | 0.22 | 0 | 0 | 286.22 | 0 | 0.11958 | 0.11917 | 9.1667e-05 | 0 | 0 | 0.11926 | 0 | Version 1.0
Concrete (in-situ) | Concrete, 50 MPa | >40 MPa to ≤50 MPa | Concrete (in-situ), 50MPa, Pre-mix Concrete E50SP (Barro Group) (Australia) | Concrete_50MPa | Concrete_50MPa | 2024-12-18 | 2029-12-18 | Australia | EPD-IES-002991 | Not applicable | EPD Australasia | https://epd-australasia.com/wp-content/uploads/2025/01/EPD-IES-002991-001_BarroGroup_E50SP_2024-12-18.pdf | m³ | 2384 |  |  |  | 269 | 269 | 0.357 | 0.277 | 0 | 269.634 | 0 | 0.11284 | 0.11284 | 0.00014975 | 0.00011619 | 0 | 0.1131 | 0 | Version 2025.1
Concrete (in-situ) | Concrete, 40 MPa | >40 MPa to ≤50 MPa | Concrete (in-situ), 40MPa, Pre-mix Concrete EPG40F (Barro Group) (Australia) | Concrete_50MPa | Concrete_50MPa | 2024-12-18 | 2029-12-18 | Australia | EPD-IES-003096 | Not applicable | EPD Australasia | https://epd-australasia.com/wp-content/uploads/2025/01/EPD-IES-003096-001_BarroGroup_EPG40F_2024-12-18.pdf | m³ | 2384 |  |  |  | 205 | 205 | 0.276 | 0.282 | 0 | 205.558 | 0 | 0.08599 | 0.08599 | 0.00011577 | 0.00011829 | 0 | 0.086224 | 0 | Version 2025.1
Concrete (in-situ) | Concrete, 40 MPa | >40 MPa to ≤50 MPa | Concrete (in-situ), 40MPa, Pre-mix Concrete EN40 (Barro Group) (Australia) | Concrete_50MPa | Concrete_50MPa | 2024-12-18 | 2029-12-18 | Australia | EPD-IES-003109 | Not applicable | EPD Australasia | https://epd-australasia.com/wp-content/uploads/2025/01/EPD-IES-003109-001_BarroGroup_EN40_2024-12-18.pdf | m³ | 2384 |  |  |  | 223 | 222 | 0.252 | 0.283 | 0 | 222.535 | 0 | 0.09354 | 0.093121 | 0.0001057 | 0.00011871 | 0 | 0.093345 | 0 | Version 2025.1
Concrete (in-situ) | Concrete, 40 MPa | >40 MPa to ≤50 MPa | Concrete (in-situ), 40MPa, Pre-mix Concrete EVR400 (Barro Group) (Australia) | Concrete_50MPa | Concrete_50MPa | 2024-12-18 | 2029-12-18 | Australia | EPD-IES-003131 | Not applicable | EPD Australasia | https://epd-australasia.com/wp-content/uploads/2025/01/EPD-IES-003131-001_BarroGroup_EVR400_2024-12-18.pdf | m³ | 2384 |  |  |  | 300 | 300 | 0.282 | 0.281 | 0 | 300.563 | 0 | 0.12584 | 0.12584 | 0.00011829 | 0.00011787 | 0 | 0.12608 | 0 | Version 2025.1
Concrete (in-situ) | Concrete, 50 MPa | >40 MPa to ≤50 MPa | Concrete (in-situ), 50MPa, Pre-mix Concrete EVR450 (Barro Group) (Australia) | Concrete_50MPa | Concrete_50MPa | 2024-12-18 | 2029-12-18 | Australia | EPD-IES-003141 | Not applicable | EPD Australasia | https://epd-australasia.com/wp-content/uploads/2025/01/EPD-IES-003141-001_BarroGroup_EVR450_2024-12-18.pdf | m³ | 2384 |  |  |  | 363 | 363 | 0.33 | 0.277 | 0 | 363.607 | 0 | 0.15227 | 0.15227 | 0.00013842 | 0.00011619 | 0 | 0.15252 | 0 | Version 2025.1
Concrete (in-situ) | Concrete, 40 MPa | >40 MPa to ≤50 MPa | Concrete (in-situ), 40MPa, Pre-mix Concrete E40PT22N3 (Barro Group) (Australia) | Concrete_50MPa | Concrete_50MPa | 2024-12-18 | 2029-12-18 | Australia | EPD-IES-003159 | Not applicable | EPD Australasia | https://epd-australasia.com/wp-content/uploads/2025/01/EPD-IES-003159-001_BarroGroup_E40PT22N3_2024-12-18.pdf | m³ | 2384 |  |  |  | 276 | 275 | 0.244 | 0.284 | 0 | 275.528 | 0 | 0.11577 | 0.11535 | 0.00010235 | 0.00011913 | 0 | 0.11557 | 0 | Version 2025.1
Concrete (in-situ) | Concrete, 40 MPa | >40 MPa to ≤50 MPa | Concrete (in-situ), 40MPa, Pre-mix Concrete EGRA47 (Barro Group) (Australia) | Concrete_50MPa | Concrete_50MPa | 2024-12-18 | 2029-12-18 | Australia | EPD-IES-003183 | Not applicable | EPD Australasia | https://epd-australasia.com/wp-content/uploads/2025/01/EPD-IES-003183-001_BarroGroup_EGRA47_2024-12-18.pdf | m³ | 2384 |  |  |  | 256 | 256 | 0.266 | 0.27 | 0 | 256.536 | 0 | 0.10738 | 0.10738 | 0.00011158 | 0.00011326 | 0 | 0.10761 | 0 | Version 2025.1
Concrete (in-situ) | Concrete, 50 MPa | >40 MPa to ≤50 MPa | Concrete (in-situ), 50MPa, Pre-mix Concrete E50SPLS (Barro Group) (Australia) | Concrete_50MPa | Concrete_50MPa | 2024-12-18 | 2029-12-18 | Australia | EPD-IES-003184 | Not applicable | EPD Australasia | https://epd-australasia.com/wp-content/uploads/2025/01/EPD-IES-003184-001_BarroGroup_E50SPLS_2024-12-18.pdf | m³ | 2384 |  |  |  | 233 | 232 | 0.548 | 0.28 | 0 | 232.828 | 0 | 0.097735 | 0.097315 | 0.00022987 | 0.00011745 | 0 | 0.097663 | 0 | Version 2025.1
Concrete (in-situ) | Concrete, 40 MPa | >40 MPa to ≤50 MPa | Concrete (in-situ), 40MPa, Pre-mix Concrete E40SPLS (Barro Group) (Australia) | Concrete_50MPa | Concrete_50MPa | 2024-12-18 | 2029-12-18 | Australia | EPD-IES-003239 | Not applicable | EPD Australasia | https://epd-australasia.com/wp-content/uploads/2025/01/EPD-IES-003239-001_BarroGroup_E40SPLS_2024-12-18.pdf | m³ | 2384 |  |  |  | 305 | 304 | 0.257 | 0.284 | 0 | 304.541 | 0 | 0.12794 | 0.12752 | 0.0001078 | 0.00011913 | 0 | 0.12774 | 0 | Version 2025.1
Concrete (in-situ) | Concrete, 50 MPa | >40 MPa to ≤50 MPa | Concrete (in-situ), 50MPa, Pre-mix Concrete E50600 (Barro Group) (Australia) | Concrete_50MPa | Concrete_50MPa | 2024-12-18 | 2029-12-18 | Australia | EPD-IES-003271 | Not applicable | EPD Australasia | https://epd-australasia.com/wp-content/uploads/2025/01/EPD-IES-003271-001_BarroGroup_E50600_2024-12-18.pdf | m³ | 2384 |  |  |  | 388 | 387 | 0.29 | 0.279 | 0 | 387.569 | 0 | 0.16275 | 0.16233 | 0.00012164 | 0.00011703 | 0 | 0.16257 | 0 | Version 2025.1
Concrete (in-situ) | Concrete, 40 MPa | >40 MPa to ≤50 MPa | Concrete (in-situ), 40MPa, Pre-mix Concrete E40700 (Barro Group) (Australia) | Concrete_50MPa | Concrete_50MPa | 2024-12-18 | 2029-12-18 | Australia | EPD-IES-003285 | Not applicable | EPD Australasia | https://epd-australasia.com/wp-content/uploads/2025/01/EPD-IES-003285-001_BarroGroup_E40700_2024-12-18.pdf | m³ | 2384 |  |  |  | 256 | 255 | 0.248 | 0.284 | 0 | 255.532 | 0 | 0.10738 | 0.10696 | 0.00010403 | 0.00011913 | 0 | 0.10719 | 0 | Version 2025.1
Concrete (in-situ) | Concrete, 50 MPa | >40 MPa to ≤50 MPa | Concrete (in-situ), 50MPa, Pre-mix Concrete E50700 (Barro Group) (Australia) | Concrete_50MPa | Concrete_50MPa | 2024-12-18 | 2029-12-18 | Australia | EPD-IES-003288 | Not applicable | EPD Australasia | https://epd-australasia.com/wp-content/uploads/2025/01/EPD-IES-003288-001_BarroGroup_E50700_2024-12-18.pdf | m³ | 2384 |  |  |  | 307 | 306 | 0.272 | 0.281 | 0 | 306.553 | 0 | 0.12878 | 0.12836 | 0.00011409 | 0.00011787 | 0 | 0.12859 | 0 | Version 2025.1
Concrete (in-situ) | Concrete, 40 MPa | >40 MPa to ≤50 MPa | Concrete (in-situ), 40MPa, Pre-mix Concrete E40PT22N3M (Barro Group) (Australia) | Concrete_50MPa | Concrete_50MPa | 2024-12-18 | 2029-12-18 | Australia | EPD-IES-003288 | Not applicable | EPD Australasia | https://epd-australasia.com/wp-content/uploads/2025/01/EPD-IES-003290-001_BarroGroup_E40PT22N3M_2024-12-18.pdf | m³ | 2384 |  |  |  | 291 | 290 | 0.289 | 0.286 | 0 | 290.575 | 0 | 0.12206 | 0.12164 | 0.00012122 | 0.00011997 | 0 | 0.12189 | 0 | Version 2025.1
Concrete (in-situ) | Concrete, 50 MPa | >40 MPa to ≤50 MPa | Concrete (in-situ), 50MPa, Pre-mix Concrete E50PT22N3 (Barro Group) (Australia) | Concrete_50MPa | Concrete_50MPa | 2024-12-18 | 2029-12-18 | Australia | EPD-IES-003300 | Not applicable | EPD Australasia | https://epd-australasia.com/wp-content/uploads/2025/01/EPD-IES-003300-001_BarroGroup_E50PT22N3_2024-12-18.pdf | m³ | 2384 |  |  |  | 307 | 306 | 0.272 | 0.281 | 0 | 306.553 | 0 | 0.12878 | 0.12836 | 0.00011409 | 0.00011787 | 0 | 0.12859 | 0 | Version 2025.1
Concrete (in-situ) | Concrete, 40 MPa | >40 MPa to ≤50 MPa | Concrete (in-situ), 40MPa, Pre-mix Concrete E40SP (Barro Group) (Australia) | Concrete_50MPa | Concrete_50MPa | 2024-12-18 | 2029-12-18 | Australia | EPD-IES-003323 | Not applicable | EPD Australasia | https://epd-australasia.com/wp-content/uploads/2025/01/EPD-IES-003323-001_BarroGroup_E40SP_2024-12-18.pdf | m³ | 2384 |  |  |  | 247 | 246 | 0.336 | 0.278 | 0 | 246.614 | 0 | 0.10361 | 0.10319 | 0.00014094 | 0.00011661 | 0 | 0.10345 | 0 | Version 2025.1
Concrete (in-situ) | Concrete, 50 MPa | >40 MPa to ≤50 MPa | Concrete (in-situ), 50MPa, Pre-mix Concrete E50SPHE (Barro Group) (Australia) | Concrete_50MPa | Concrete_50MPa | 2024-12-18 | 2029-12-18 | Australia | EPD-IES-003333 | Not applicable | EPD Australasia | https://epd-australasia.com/wp-content/uploads/2025/01/EPD-IES-003333-001_BarroGroup_E50SPHE_2024-12-18.pdf | m³ | 2384 |  |  |  | 300 | 300 | 0.364 | 0.246 | 0 | 300.61 | 0 | 0.12584 | 0.12584 | 0.00015268 | 0.00010319 | 0 | 0.12609 | 0 | Version 2025.1
Concrete (in-situ) | Concrete, 50 MPa | >40 MPa to ≤50 MPa | Concrete (in-situ), 50MPa, Pre-mix Concrete EFM50 (Barro Group) (Australia) | Concrete_50MPa | Concrete_50MPa | 2024-12-18 | 2029-12-18 | Australia | EPD-IES-003335 | Not applicable | EPD Australasia | https://epd-australasia.com/wp-content/uploads/2025/01/EPD-IES-003335-001_BarroGroup_EFM50_2024-12-18.pdf | m³ | 2384 |  |  |  | 261 | 261 | 0.355 | 0.278 | 0 | 261.633 | 0 | 0.10948 | 0.10948 | 0.00014891 | 0.00011661 | 0 | 0.10975 | 0 | Version 2025.1
Concrete (in-situ) | Concrete, 40 MPa | >40 MPa to ≤50 MPa | Concrete (in-situ), 50MPa, Pre-mix Concrete EN50 (Barro Group) (Australia) | Concrete_50MPa | Concrete_50MPa | 2024-12-18 | 2029-12-18 | Australia | EPD-IES-003336 | Not applicable | EPD Australasia | https://epd-australasia.com/wp-content/uploads/2025/01/EPD-IES-003336-001_BarroGroup_EN50_2024-12-18.pdf | m³ | 2384 |  |  |  | 281 | 280 | 0.288 | 0.282 | 0 | 280.57 | 0 | 0.11787 | 0.11745 | 0.00012081 | 0.00011829 | 0 | 0.11769 | 0 | Version 2025.1
Concrete (in-situ) | Concrete, 40 MPa | >40 MPa to ≤50 MPa | Concrete (in-situ), 40MPa, Pre-mix Concrete EPG40 (Barro Group) (Australia) | Concrete_50MPa | Concrete_50MPa | 2024-12-18 | 2029-12-18 | Australia | EPD-IES-003345 | Not applicable | EPD Australasia | https://epd-australasia.com/wp-content/uploads/2025/01/EPD-IES-003345-001_BarroGroup_EPG40_2024-12-18.pdf | m³ | 2384 |  |  |  | 228 | 228 | 0.28 | 0.277 | 0 | 228.557 | 0 | 0.095638 | 0.095638 | 0.00011745 | 0.00011619 | 0 | 0.095871 | 0 | Version 2025.1
Concrete (in-situ) | Concrete, 40 MPa | >40 MPa to ≤50 MPa | Concrete (in-situ), 40MPa, Pre-mix Concrete EPT4735 (Barro Group) (Australia) | Concrete_50MPa | Concrete_50MPa | 2024-12-18 | 2029-12-18 | Australia | EPD-IES-003381 | Not applicable | EPD Australasia | https://epd-australasia.com/wp-content/uploads/2025/01/EPD-IES-003381-001_BarroGroup_EPT4735_2024-12-18.pdf | m³ | 2384 |  |  |  | 256 | 255 | 0.381 | 0.273 | 0 | 255.654 | 0 | 0.10738 | 0.10696 | 0.00015982 | 0.00011451 | 0 | 0.10724 | 0 | Version 2025.1
Concrete (in-situ) | Concrete, 40 MPa | >40 MPa to ≤50 MPa | Concrete (in-situ), 40MPa, Pre-mix Concrete EPT4035 (Barro Group) (Australia) | Concrete_50MPa | Concrete_50MPa | 2024-12-18 | 2029-12-18 | Australia | EPD-IES-003392 | Not applicable | EPD Australasia | https://epd-australasia.com/wp-content/uploads/2025/01/EPD-IES-003392-001_BarroGroup_EPT4035_2024-12-18.pdf | m³ | 2384 |  |  |  | 234 | 233 | 0.269 | 0.283 | 0 | 233.552 | 0 | 0.098154 | 0.097735 | 0.00011284 | 0.00011871 | 0 | 0.097966 | 0 | Version 2025.1
Concrete (in-situ) | Concrete, 40 MPa | >40 MPa to ≤50 MPa | Concrete (in-situ), 40MPa, Pre-mix Concrete EPT4050 (Barro Group) (Australia) | Concrete_50MPa | Concrete_50MPa | 2024-12-18 | 2029-12-18 | Australia | EPD-IES-003434 | Not applicable | EPD Australasia | https://epd-australasia.com/wp-content/uploads/2025/01/EPD-IES-003434-001_BarroGroup_EPT4050_2024-12-18.pdf | m³ | 2384 |  |  |  | 202 | 202 | 0.275 | 0.283 | 0 | 202.558 | 0 | 0.084732 | 0.084732 | 0.00011535 | 0.00011871 | 0 | 0.084966 | 0 | Version 2025.1
Concrete (in-situ) | Concrete, 40 MPa | >40 MPa to ≤50 MPa | Concrete (in-situ), 40MPa, Pre-mix Concrete EPT4065 (Barro Group) (Australia) | Concrete_50MPa | Concrete_50MPa | 2024-12-18 | 2029-12-18 | Australia | EPD-IES-003453 | Not applicable | EPD Australasia | https://epd-australasia.com/wp-content/uploads/2025/01/EPD-IES-003453-001_BarroGroup_EPT4065_2024-12-18.pdf | m³ | 2384 |  |  |  | 172 | 171 | 0.282 | 0.283 | 0 | 171.565 | 0 | 0.072148 | 0.071728 | 0.00011829 | 0.00011871 | 0 | 0.071965 | 0 | Version 2025.1
Concrete (in-situ) | Concrete, 40 MPa | >40 MPa to ≤50 MPa | Concrete (in-situ), 40MPa, Pre-mix Concrete EPG40L (Barro Group) (Australia) | Concrete_50MPa | Concrete_50MPa | 2024-12-18 | 2029-12-18 | Australia | EPD-IES-003913 | Not applicable | EPD Australasia | https://epd-australasia.com/wp-content/uploads/2025/01/EPD-IES-003913-001_BarroGroup_EPG40L_2024-12-18.pdf | m³ | 2384 |  |  |  | 214 | 213 | 0.278 | 0.277 | 0 | 213.555 | 0 | 0.089765 | 0.089346 | 0.00011661 | 0.00011619 | 0 | 0.089578 | 0 | Version 2025.1
Concrete (in-situ) | Concrete, 40 MPa | >40 MPa to ≤50 MPa | Concrete (in-situ), 40MPa, Pre-mix Concrete EPT4735L (Barro Group) (Australia) | Concrete_50MPa | Concrete_50MPa | 2024-12-18 | 2029-12-18 | Australia | EPD-IES-003925 | Not applicable | EPD Australasia | https://epd-australasia.com/wp-content/uploads/2025/01/EPD-IES-003925-001_BarroGroup_EPT4735L_2024-12-18.pdf | m³ | 2384 |  |  |  | 239 | 238 | 0.379 | 0.273 | 0 | 238.652 | 0 | 0.10025 | 0.099832 | 0.00015898 | 0.00011451 | 0 | 0.10011 | 0 | Version 2025.1
Concrete (in-situ) | Concrete, 40 MPa | >40 MPa to ≤50 MPa | Concrete (in-situ), 40MPa, Pre-mix Concrete EPT4035L (Barro Group) (Australia) | Concrete_50MPa | Concrete_50MPa | 2024-12-18 | 2029-12-18 | Australia | EPD-IES-003954 | Not applicable | EPD Australasia | https://epd-australasia.com/wp-content/uploads/2025/01/EPD-IES-003954-001_BarroGroup_EPT4035L_2024-12-18.pdf | m³ | 2384 |  |  |  | 219 | 218 | 0.267 | 0.283 | 0 | 218.55 | 0 | 0.091862 | 0.091443 | 0.000112 | 0.00011871 | 0 | 0.091674 | 0 | Version 2025.1
Concrete (in-situ) | Concrete, 40 MPa | >40 MPa to ≤50 MPa | Concrete (in-situ), 40MPa, Pre-mix Concrete EPT4050L (Barro Group) (Australia) | Concrete_50MPa | Concrete_50MPa | 2024-12-18 | 2029-12-18 | Australia | EPD-IES-003963 | Not applicable | EPD Australasia | https://epd-australasia.com/wp-content/uploads/2025/01/EPD-IES-003963-001_BarroGroup_EPT4050L_2024-12-18.pdf | m³ | 2384 |  |  |  | 191 | 190 | 0.274 | 0.283 | 0 | 190.557 | 0 | 0.080117 | 0.079698 | 0.00011493 | 0.00011871 | 0 | 0.079932 | 0 | Version 2025.1
Concrete (in-situ) | Concrete, 40 MPa | >40 MPa to ≤50 MPa | Concrete (in-situ), 40MPa, Pre-mix Concrete EPT4065L (Barro Group) (Australia) | Concrete_50MPa | Concrete_50MPa | 2024-12-18 | 2029-12-18 | Australia | EPD-IES-004958 | Not applicable | EPD Australasia | https://epd-australasia.com/wp-content/uploads/2025/01/EPD-IES-004958-001_BarroGroup_EPT4065L_2024-12-18.pdf | m³ | 2384 |  |  |  | 164 | 163 | 0.281 | 0.283 | 0 | 163.564 | 0 | 0.068792 | 0.068372 | 0.00011787 | 0.00011871 | 0 | 0.068609 | 0 | Version 2025.1
Concrete (in-situ) | Concrete, 50 MPa | >40 MPa to ≤50 MPa | Concrete (in-situ), ENVISIA concrete in-situ Melb metro - 50 MPa (Boral) (Australia) | Concrete_50MPa | Concrete_50MPa | 2022-02-21 | 2027-02-21 | Australia | S-P-02341 | Version 1.0 | EPD Australasia | SP02341-Boral-EPD_2022_Vic_v1.0.pdf (epd-australasia.com) | m³ | 2400 |  |  |  | 318 | 0 | 0 | 0 | 0 | 318 | 0 | 0.1325 | 0 | 0 | 0 | 0 | 0.1325 | 0 | Version 2025.1
Concrete (in-situ) | Concrete, 50 MPa | >40 MPa to ≤50 MPa | Concrete (in-situ), Envirocrete plus concrete in-situ Melb metro - 50 MPa (Boral) (Australia) | Concrete_50MPa | Concrete_50MPa | 2022-02-21 | 2027-02-21 | Australia | S-P-02341 | Version 1.0 | EPD Australasia | SP02341-Boral-EPD_2022_Vic_v1.0.pdf (epd-australasia.com) | m³ | 2400 |  |  |  | 338 | 0 | 0 | 0 | 0 | 338 | 0 | 0.14083 | 0 | 0 | 0 | 0 | 0.14083 | 0 | Version 2025.1
Concrete (in-situ) | Concrete, 50 MPa | >40 MPa to ≤50 MPa | Concrete (in-situ), Envirocrete concrete in-situ Melb metro - 50 MPa (Boral) (Australia) | Concrete_50MPa | Concrete_50MPa | 2022-02-21 | 2027-02-21 | Australia | S-P-02341 | Version 1.0 | EPD Australasia | SP02341-Boral-EPD_2022_Vic_v1.0.pdf (epd-australasia.com) | m³ | 2400 |  |  |  | 364 | 0 | 0 | 0 | 0 | 364 | 0 | 0.15167 | 0 | 0 | 0 | 0 | 0.15167 | 0 | Version 2025.1
Concrete (in-situ) | Concrete, 50 MPa | >40 MPa to ≤50 MPa | Concrete (in-situ), Envirocrete 40% concrete in-situ Melb metro - 50 MPa (Boral) (Australia) | Concrete_50MPa | Concrete_50MPa | 2022-02-21 | 2027-02-21 | Australia | S-P-02341 | Version 1.0 | EPD Australasia | SP02341-Boral-EPD_2022_Vic_v1.0.pdf (epd-australasia.com) | m³ | 2400 |  |  |  | 397 | 0 | 0 | 0 | 0 | 397 | 0 | 0.16542 | 0 | 0 | 0 | 0 | 0.16542 | 0 | Version 2025.1
Concrete (in-situ) | Concrete, 50 MPa | >40 MPa to ≤50 MPa | Concrete (in-situ), Envirocrete 30% concrete in-situ Melb metro - 50 MPa (Boral) (Australia) | Concrete_50MPa | Concrete_50MPa | 2022-02-21 | 2027-02-21 | Australia | S-P-02341 | Version 1.0 | EPD Australasia | SP02341-Boral-EPD_2022_Vic_v1.0.pdf (epd-australasia.com) | m³ | 2400 |  |  |  | 454 | 0 | 0 | 0 | 0 | 454 | 0 | 0.18917 | 0 | 0 | 0 | 0 | 0.18917 | 0 | Version 2025.1
Concrete (in-situ) | Concrete, 50 MPa | >40 MPa to ≤50 MPa | Concrete (in-situ), Normal GP blend concrete in-situ Melb metro - 50 MPa (Boral) (Australia) | Concrete_50MPa | Concrete_50MPa | 2022-02-21 | 2027-02-21 | Australia | S-P-02341 | Version 1.0 | EPD Australasia | SP02341-Boral-EPD_2022_Vic_v1.0.pdf (epd-australasia.com) | m³ | 2400 |  |  |  | 490 | 0 | 0 | 0 | 0 | 490 | 0 | 0.20417 | 0 | 0 | 0 | 0 | 0.20417 | 0 | Version 2025.1
Concrete (in-situ) | Concrete, 50 MPa | >40 MPa to ≤50 MPa | Concrete (in-situ), Normal GP /FA blend blend concrete in-situ Melb metro - 50 MPa (Boral) (Australia) | Concrete_50MPa | Concrete_50MPa | 2022-02-21 | 2027-02-21 | Australia | S-P-02341 | Version 1.0 | EPD Australasia | SP02341-Boral-EPD_2022_Vic_v1.0.pdf (epd-australasia.com) | m³ | 2400 |  |  |  | 469 | 0 | 0 | 0 | 0 | 469 | 0 | 0.19542 | 0 | 0 | 0 | 0 | 0.19542 | 0 | Version 2025.1
Concrete (in-situ) | Concrete, 50 MPa | >40 MPa to ≤50 MPa | Concrete (in-situ), Normal GP /GGBFS blend blend concrete in-situ Melb metro - 50 MPa (Boral) (Australia) | Concrete_50MPa | Concrete_50MPa | 2022-02-21 | 2027-02-21 | Australia | S-P-02341 | Version 1.0 | EPD Australasia | SP02341-Boral-EPD_2022_Vic_v1.0.pdf (epd-australasia.com) | m³ | 2400 |  |  |  | 433 | 0 | 0 | 0 | 0 | 433 | 0 | 0.18042 | 0 | 0 | 0 | 0 | 0.18042 | 0 | Version 2025.1
Concrete (in-situ) | Concrete, 50 MPa | >40 MPa to ≤50 MPa | Concrete (in-situ), ENVISIA concrete in-situ Perth metro - 50 MPa (Boral) (Australia) | Concrete_50MPa | Concrete_50MPa | 2024-10-31 | 2026-08-01 | Australia | EPD-IES-0002338:002 | Not applicable | EPD Australasia | EPD-IES-0002338-002_BORAL-LTD_Perth-Pre-mix-Concrete_2024-10-31.pdf (epd-australasia.com) | m³ | 2400 |  |  |  | 298 | 0 | 0 | 0 | 0 | 298 | 0 | 0.12417 | 0 | 0 | 0 | 0 | 0.12417 | 0 | Version 2025.1
Concrete (in-situ) | Concrete, 50 MPa | >40 MPa to ≤50 MPa | Concrete (in-situ), Envirocrete plus concrete in-situ Perth metro - 50 MPa (Boral) (Australia) | Concrete_50MPa | Concrete_50MPa | 2024-10-31 | 2026-08-01 | Australia | EPD-IES-0002338:002 | Not applicable | EPD Australasia | EPD-IES-0002338-002_BORAL-LTD_Perth-Pre-mix-Concrete_2024-10-31.pdf (epd-australasia.com) | m³ | 2400 |  |  |  | 311 | 0 | 0 | 0 | 0 | 311 | 0 | 0.12958 | 0 | 0 | 0 | 0 | 0.12958 | 0 | Version 2025.1
Concrete (in-situ) | Concrete, 50 MPa | >40 MPa to ≤50 MPa | Concrete (in-situ), Envirocrete concrete in-situ Perth metro - 50 MPa (Boral) (Australia) | Concrete_50MPa | Concrete_50MPa | 2024-10-31 | 2026-08-01 | Australia | EPD-IES-0002338:002 | Not applicable | EPD Australasia | EPD-IES-0002338-002_BORAL-LTD_Perth-Pre-mix-Concrete_2024-10-31.pdf (epd-australasia.com) | m³ | 2400 |  |  |  | 335 | 0 | 0 | 0 | 0 | 335 | 0 | 0.13958 | 0 | 0 | 0 | 0 | 0.13958 | 0 | Version 2025.1
Concrete (in-situ) | Concrete, 50 MPa | >40 MPa to ≤50 MPa | Concrete (in-situ), Envirocrete 30% concrete in-situ Perth metro - 50 MPa (Boral) (Australia) | Concrete_50MPa | Concrete_50MPa | 2024-10-31 | 2026-08-01 | Australia | EPD-IES-0002338:002 | Not applicable | EPD Australasia | EPD-IES-0002338-002_BORAL-LTD_Perth-Pre-mix-Concrete_2024-10-31.pdf (epd-australasia.com) | m³ | 2400 |  |  |  | 335 | 0 | 0 | 0 | 0 | 335 | 0 | 0.13958 | 0 | 0 | 0 | 0 | 0.13958 | 0 | Version 2025.1
Concrete (in-situ) | Concrete, 50 MPa | >40 MPa to ≤50 MPa | Concrete (in-situ), Normal GP blend concrete in-situ Perth metro - 50 MPa (Boral) (Australia) | Concrete_50MPa | Concrete_50MPa | 2024-10-31 | 2026-08-01 | Australia | EPD-IES-0002338:002 | Not applicable | EPD Australasia | EPD-IES-0002338-002_BORAL-LTD_Perth-Pre-mix-Concrete_2024-10-31.pdf (epd-australasia.com) | m³ | 2400 |  |  |  | 468 | 0 | 0 | 0 | 0 | 468 | 0 | 0.195 | 0 | 0 | 0 | 0 | 0.195 | 0 | Version 2025.1
Concrete (in-situ) | Concrete, 50 MPa | >40 MPa to ≤50 MPa | Concrete (in-situ), Normal GP /GGBFS blend blend concrete in-situ Perth metro - 50 MPa (Boral) (Australia) | Concrete_50MPa | Concrete_50MPa | 2024-10-31 | 2026-08-01 | Australia | EPD-IES-0002338:002 | Not applicable | EPD Australasia | EPD-IES-0002338-002_BORAL-LTD_Perth-Pre-mix-Concrete_2024-10-31.pdf (epd-australasia.com) | m³ | 2400 |  |  |  | 356 | 0 | 0 | 0 | 0 | 356 | 0 | 0.14833 | 0 | 0 | 0 | 0 | 0.14833 | 0 | Version 2025.1
Concrete (in-situ) | Concrete, 50 MPa | >40 MPa to ≤50 MPa | Concrete (in-situ), ENVISIA concrete in-situ QLD metro - 50 MPa (Boral) (Australia) | Concrete_50MPa | Concrete_50MPa | 2024-01-30 | 2026-11-25 | Australia | S-P-02339 | Version 1.2 | EPD Australasia | SP02339-Boral-EPD_QLD-Concrete_vJan24.pdf (epd-australasia.com) | m³ | 2400 |  |  |  | 320 | 0 | 0 | 0 | 0 | 320 | 0 | 0.13333 | 0 | 0 | 0 | 0 | 0.13333 | 0 | Version 2025.1
Concrete (in-situ) | Concrete, 50 MPa | >40 MPa to ≤50 MPa | Concrete (in-situ), Envirocrete plus concrete in-situ QLD metro - 50 MPa (Boral) (Australia) | Concrete_50MPa | Concrete_50MPa | 2024-01-30 | 2026-11-25 | Australia | S-P-02339 | Version 1.2 | EPD Australasia | SP02339-Boral-EPD_QLD-Concrete_vJan24.pdf (epd-australasia.com) | m³ | 2400 |  |  |  | 326 | 0 | 0 | 0 | 0 | 326 | 0 | 0.13583 | 0 | 0 | 0 | 0 | 0.13583 | 0 | Version 2025.1
Concrete (in-situ) | Concrete, 50 MPa | >40 MPa to ≤50 MPa | Concrete (in-situ), Envirocrete 40% concrete in-situ QLD metro - 50 MPa (Boral) (Australia) | Concrete_50MPa | Concrete_50MPa | 2024-01-30 | 2026-11-25 | Australia | S-P-02339 | Version 1.2 | EPD Australasia | SP02339-Boral-EPD_QLD-Concrete_vJan24.pdf (epd-australasia.com) | m³ | 2400 |  |  |  | 341 | 0 | 0 | 0 | 0 | 341 | 0 | 0.14208 | 0 | 0 | 0 | 0 | 0.14208 | 0 | Version 2025.1
Concrete (in-situ) | Concrete, 50 MPa | >40 MPa to ≤50 MPa | Concrete (in-situ), Envirocrete 30% concrete in-situ QLD metro - 50 MPa (Boral) (Australia) | Concrete_50MPa | Concrete_50MPa | 2024-01-30 | 2026-11-25 | Australia | S-P-02339 | Version 1.2 | EPD Australasia | SP02339-Boral-EPD_QLD-Concrete_vJan24.pdf (epd-australasia.com) | m³ | 2400 |  |  |  | 435 | 0 | 0 | 0 | 0 | 435 | 0 | 0.18125 | 0 | 0 | 0 | 0 | 0.18125 | 0 | Version 2025.1
Concrete (in-situ) | Concrete, 50 MPa | >40 MPa to ≤50 MPa | Concrete (in-situ), Normal GP blend concrete in-situ QLD metro - 50 MPa (Boral) (Australia) | Concrete_50MPa | Concrete_50MPa | 2024-01-30 | 2026-11-25 | Australia | S-P-02339 | Version 1.2 | EPD Australasia | SP02339-Boral-EPD_QLD-Concrete_vJan24.pdf (epd-australasia.com) | m³ | 2400 |  |  |  | 538 | 0 | 0 | 0 | 0 | 538 | 0 | 0.22417 | 0 | 0 | 0 | 0 | 0.22417 | 0 | Version 2025.1
Concrete (in-situ) | Concrete, 50 MPa | >40 MPa to ≤50 MPa | Concrete (in-situ), Concrete in-situ QLD metro High slump 50 MPa (Boral) (Australia) | Concrete_50MPa | Concrete_50MPa | 2024-01-30 | 2026-11-25 | Australia | S-P-02339 | Version 1.2 | EPD Australasia | SP02339-Boral-EPD_QLD-Concrete_vJan24.pdf (epd-australasia.com) | m³ | 2400 |  |  |  | 351 | 0 | 0 | 0 | 0 | 351 | 0 | 0.14625 | 0 | 0 | 0 | 0 | 0.14625 | 0 | Version 2025.1
Concrete (in-situ) | Concrete, 50 MPa | >40 MPa to ≤50 MPa | 50 MPa, Normal Class 50MPa - straight cement (Gunlake) (Australia) | Concrete_50MPa | Concrete_50MPa | 2022-08-30 | 2027-08-20 | Australia | S-P-05478 | Version 1.0 | EPD Australasia | https://epd-australasia.com/wp-content/uploads/2022/09/SP05478-GunlakeConcreteEPD_Aug22.pdf | m³ | 2400 |  |  |  | 438 | 438 | 0.0521 | 0 | 0 | 438.0521 | 0 | 0.1825 | 0.1825 | 2.1708e-05 | 0 | 0 | 0.18252 | 0 | Version 2025.1
Concrete (in-situ) | Concrete, 50 MPa | >40 MPa to ≤50 MPa | 50 MPa, Normal Class 50MPa (NC5028PCI) - cement and fly-ash (Gunlake) (Australia) | Concrete_50MPa | Concrete_50MPa | 2022-08-30 | 2027-08-20 | Australia | S-P-05478 | Version 1.0 | EPD Australasia | https://epd-australasia.com/wp-content/uploads/2022/09/SP05478-GunlakeConcreteEPD_Aug22.pdf | m³ | 2400 |  |  |  | 418 | 418 | 0.0609 | 0 | 0 | 418.0609 | 0 | 0.17417 | 0.17417 | 2.5375e-05 | 0 | 0 | 0.17419 | 0 | Version 2025.1
Concrete (in-situ) | Concrete, 50 MPa | >40 MPa to ≤50 MPa | 50 MPa, Normal Class 50MPa (NC502APD) - cement, slag and fly-ash (Gunlake) (Australia) | Concrete_50MPa | Concrete_50MPa | 2022-08-30 | 2027-08-20 | Australia | S-P-05478 | Version 1.0 | EPD Australasia | https://epd-australasia.com/wp-content/uploads/2022/09/SP05478-GunlakeConcreteEPD_Aug22.pdf | m³ | 2400 |  |  |  | 307 | 307 | 0.0863 | 0 | 0 | 307.0863 | 0 | 0.12792 | 0.12792 | 3.5958e-05 | 0 | 0 | 0.12795 | 0 | Version 2025.1
Concrete (in-situ) | Concrete, 50 MPa | >40 MPa to ≤50 MPa | 50 MPa, Special Class 50MPa (GD502AP2) - green star mix with cement, high slag and fly-ash (Gunlake) (Australia) | Concrete_50MPa | Concrete_50MPa | 2022-08-30 | 2027-08-20 | Australia | S-P-05478 | Version 1.0 | EPD Australasia | https://epd-australasia.com/wp-content/uploads/2022/09/SP05478-GunlakeConcreteEPD_Aug22.pdf | m³ | 2400 |  |  |  | 294 | 294 | 0.0952 | 0 | 0 | 294.0952 | 0 | 0.1225 | 0.1225 | 3.9667e-05 | 0 | 0 | 0.12254 | 0 | Version 2025.1
Concrete (in-situ) | Concrete, 50 MPa | >40 MPa to ≤50 MPa | 50 MPa, Column & Wall 50 MPa • Indicative Cement Replacement - Fly Ash/GGBFS (Hymix) (Australia) | Concrete_50MPa | Concrete_50MPa | 2022-10-18 | 2027-10-18 | Australia | S-P-03722 | Version 1.1 | EPD Australasia | epd-australasia.com/wp-content/uploads/2022/10/SP03722-Hymix-EPD_LendLease-OSH_v1.1_Nov22.pdf | m³ | 2400 |  |  |  | 280 | 0 | 0 | 0 | 0 | 280 | 0 | 0.11667 | 0 | 0 | 0 | 0 | 0.11667 | 0 | Version 2025.1
Concrete (in-situ) | Concrete, 50 MPa | >40 MPa to ≤50 MPa | 50 MPa, Post Tension 50 MPa • 43% Indicative Cement Replacement - Fly Ash/GGBFS (Hymix) (Australia) | Concrete_50MPa | Concrete_50MPa | 2022-10-18 | 2027-10-18 | Australia | S-P-03722 | Version 1.1 | EPD Australasia | epd-australasia.com/wp-content/uploads/2022/10/SP03722-Hymix-EPD_LendLease-OSH_v1.1_Nov22.pdf | m³ | 2400 |  |  |  | 288 | 0 | 0 | 0 | 0 | 288 | 0 | 0.12 | 0 | 0 | 0 | 0 | 0.12 | 0 | Version 2025.1
Concrete (in-situ) | Concrete, 50 MPa | >40 MPa to ≤50 MPa | 50 MPa, Pump 50 MPa • 25% Indicative Cement Replacement, Fly Ash/GGBFS/Silica Fume (Hymix) (Australia) | Concrete_50MPa | Concrete_50MPa | 2022-10-18 | 2027-10-18 | Australia | S-P-03722 | Version 1.1 | EPD Australasia | epd-australasia.com/wp-content/uploads/2022/10/SP03722-Hymix-EPD_LendLease-OSH_v1.1_Nov22.pdf | m³ | 2400 |  |  |  | 381 | 0 | 0 | 0 | 0 | 381 | 0 | 0.15875 | 0 | 0 | 0 | 0 | 0.15875 | 0 | Version 2025.1
Concrete (in-situ) | Concrete, 50 MPa | >40 MPa to ≤50 MPa | 50 MPa, Post Tension 50 MPa 25% Indicative Cement Replacement — GGBFS (Hymix) (Australia) | Concrete_50MPa | Concrete_50MPa | 2021-08-09 | 2026-12-01 | Australia | S-P-03719 | Version 1.1 | EPD Australasia | https://epd-australasia.com/wp-content/uploads/2021/09/Hymix-Environmental-Product-Declaration-LL-BARANGAROO-R2-TOWER-SYDNEY-METRO-2.pdf | m³ | 2400 |  |  |  | 399 | 0 | 0 | 0 | 0 | 399 | 0 | 0.16625 | 0 | 0 | 0 | 0 | 0.16625 | 0 | Version 2025.1
Concrete (in-situ) | Concrete, 50 MPa | >40 MPa to ≤50 MPa | 50 MPa, Tower Columns & Wall 50 MPa 50% Indicative Cement Replacement - Fly Ash/GGBFS Blend (Hymix) (Australia) | Concrete_50MPa | Concrete_50MPa | 2021-08-09 | 2026-12-01 | Australia | S-P-03719 | Version 1.1 | EPD Australasia | https://epd-australasia.com/wp-content/uploads/2021/09/Hymix-Environmental-Product-Declaration-LL-BARANGAROO-R2-TOWER-SYDNEY-METRO-2.pdf | m³ | 2400 |  |  |  | 287 | 0 | 0 | 0 | 0 | 287 | 0 | 0.11958 | 0 | 0 | 0 | 0 | 0.11958 | 0 | Version 2025.1
Concrete (in-situ) | Concrete, 50 MPa | >40 MPa to ≤50 MPa | 50 MPa, Tower Columns & Wall 50 MPa 28% Indicative Cement Replacement - Fly Ash/GGBFS/SiIica Fume Blend (Hymix) (Australia) | Concrete_50MPa | Concrete_50MPa | 2021-08-09 | 2026-12-01 | Australia | S-P-03719 | Version 1.1 | EPD Australasia | https://epd-australasia.com/wp-content/uploads/2021/09/Hymix-Environmental-Product-Declaration-LL-BARANGAROO-R2-TOWER-SYDNEY-METRO-2.pdf | m³ | 2400 |  |  |  | 402 | 0 | 0 | 0 | 0 | 402 | 0 | 0.1675 | 0 | 0 | 0 | 0 | 0.1675 | 0 | Version 2025.1
Concrete (in-situ) | Concrete, 50 MPa | >40 MPa to ≤50 MPa | 50 MPa, Tower Jumpform - Core 50 MPa 28% Indicative Cement Replacement - Fly Ash/GGBFS/Silica Fume Blend (Hymix) (Australia) | Concrete_50MPa | Concrete_50MPa | 2021-08-09 | 2026-12-01 | Australia | S-P-03719 | Version 1.1 | EPD Australasia | https://epd-australasia.com/wp-content/uploads/2021/09/Hymix-Environmental-Product-Declaration-LL-BARANGAROO-R2-TOWER-SYDNEY-METRO-2.pdf | m³ | 2400 |  |  |  | 397 | 0 | 0 | 0 | 0 | 397 | 0 | 0.16542 | 0 | 0 | 0 | 0 | 0.16542 | 0 | Version 2025.1
Concrete (in-situ) | Concrete, 50 MPa | >40 MPa to ≤50 MPa | 50 MPa, ENVISIA 50 MPa (Boral) (Australia) | Concrete_50MPa | Concrete_50MPa | 2022-02-21 | 2027-02-21 | Australia | S-P-02341 | Version 1 | EPD Australasia | https://epd-australasia.com/wp-content/uploads/2022/03/SP02341-Boral-EPD_2022_Vic_v1.0.pdf | m³ | 2400 |  |  |  | 320 | 0 | 0 | 0 | 0 | 320 | 0 | 0.13333 | 0 | 0 | 0 | 0 | 0.13333 | 0 | Version 2025.1
Concrete (in-situ) | Concrete, 50 MPa | >40 MPa to ≤50 MPa | 50 MPa, ENVIROCRETE PLUS 50 MPa (Boral) (Australia) | Concrete_50MPa | Concrete_50MPa | 2022-02-21 | 2027-02-21 | Australia | S-P-02341 | Version 1 | EPD Australasia | https://epd-australasia.com/wp-content/uploads/2022/03/SP02341-Boral-EPD_2022_Vic_v1.0.pdf | m³ | 2400 |  |  |  | 336 | 0 | 0 | 0 | 0 | 336 | 0 | 0.14 | 0 | 0 | 0 | 0 | 0.14 | 0 | Version 2025.1
Concrete (in-situ) | Concrete, 50 MPa | >40 MPa to ≤50 MPa | 50 MPa, ENVIROCRETE 40% 50 MPa (Boral) (Australia) | Concrete_50MPa | Concrete_50MPa | 2022-02-21 | 2027-02-21 | Australia | S-P-02341 | Version 1 | EPD Australasia | https://epd-australasia.com/wp-content/uploads/2022/03/SP02341-Boral-EPD_2022_Vic_v1.0.pdf | m³ | 2400 |  |  |  | 413 | 0 | 0 | 0 | 0 | 413 | 0 | 0.17208 | 0 | 0 | 0 | 0 | 0.17208 | 0 | Version 2025.1
Concrete (in-situ) | Concrete, 50 MPa | >40 MPa to ≤50 MPa | 50 MPa, ENVIROCRETE 30% 50 MPa (Boral) (Australia) | Concrete_50MPa | Concrete_50MPa | 2022-02-21 | 2027-02-21 | Australia | S-P-02341 | Version 1 | EPD Australasia | https://epd-australasia.com/wp-content/uploads/2022/03/SP02341-Boral-EPD_2022_Vic_v1.0.pdf | m³ | 2400 |  |  |  | 463 | 0 | 0 | 0 | 0 | 463 | 0 | 0.19292 | 0 | 0 | 0 | 0 | 0.19292 | 0 | Version 2025.1
Concrete (in-situ) | Concrete, 50 MPa | >40 MPa to ≤50 MPa | 50 MPa, ENVIROCRETE 50 MPa (Boral) (Australia) | Concrete_50MPa | Concrete_50MPa | 2022-02-21 | 2027-02-21 | Australia | S-P-02341 | Version 1 | EPD Australasia | https://epd-australasia.com/wp-content/uploads/2022/03/SP02341-Boral-EPD_2022_Vic_v1.0.pdf | m³ | 2400 |  |  |  | 364 | 0 | 0 | 0 | 0 | 364 | 0 | 0.15167 | 0 | 0 | 0 | 0 | 0.15167 | 0 | Version 2025.1
Concrete (in-situ) | Concrete, 50 MPa | >40 MPa to ≤50 MPa | 50 MPa, NORMAL CLASS GP BLEND 50 MPa (Boral) (Australia) | Concrete_50MPa | Concrete_50MPa | 2022-02-21 | 2027-02-21 | Australia | S-P-02341 | Version 1 | EPD Australasia | https://epd-australasia.com/wp-content/uploads/2022/03/SP02341-Boral-EPD_2022_Vic_v1.0.pdf | m³ | 2400 |  |  |  | 485 | 0 | 0 | 0 | 0 | 485 | 0 | 0.20208 | 0 | 0 | 0 | 0 | 0.20208 | 0 | Version 2025.1
Concrete (in-situ) | Concrete, 50 MPa | >40 MPa to ≤50 MPa | 50 MPa, NORMAL CLASS GP/FA BLEND 50 MPa (Boral) (Australia) | Concrete_50MPa | Concrete_50MPa | 2022-02-21 | 2027-02-21 | Australia | S-P-02341 | Version 1 | EPD Australasia | https://epd-australasia.com/wp-content/uploads/2022/03/SP02341-Boral-EPD_2022_Vic_v1.0.pdf | m³ | 2400 |  |  |  | 414 | 0 | 0 | 0 | 0 | 414 | 0 | 0.1725 | 0 | 0 | 0 | 0 | 0.1725 | 0 | Version 2025.1
Concrete (in-situ) | Concrete, 50 MPa | >40 MPa to ≤50 MPa | 50 MPa, NORMAL CLASS GP/GGBFS BLEND 50 MPa (Boral) (Australia) | Concrete_50MPa | Concrete_50MPa | 2022-02-21 | 2027-02-21 | Australia | S-P-02341 | Version 1 | EPD Australasia | https://epd-australasia.com/wp-content/uploads/2022/03/SP02341-Boral-EPD_2022_Vic_v1.0.pdf | m³ | 2400 |  |  |  | 444 | 0 | 0 | 0 | 0 | 444 | 0 | 0.185 | 0 | 0 | 0 | 0 | 0.185 | 0 | Version 2025.1
Concrete (in-situ) | Concrete, 50 MPa | >40 MPa to ≤50 MPa | 50 MPa, VR450 50 MPa GP/SLAG (Boral) (Australia) | Concrete_50MPa | Concrete_50MPa | 2022-02-21 | 2027-02-21 | Australia | S-P-02341 | Version 1 | EPD Australasia | https://epd-australasia.com/wp-content/uploads/2022/03/SP02341-Boral-EPD_2022_Vic_v1.0.pdf | m³ | 2400 |  |  |  | 309 | 0 | 0 | 0 | 0 | 309 | 0 | 0.12875 | 0 | 0 | 0 | 0 | 0.12875 | 0 | Version 2025.1
Concrete (in-situ) | Concrete, 50 MPa | >40 MPa to ≤50 MPa | 50 MPa, VR450 50 MPa GP/FA (Boral) (Australia) | Concrete_50MPa | Concrete_50MPa | 2022-02-21 | 2027-02-21 | Australia | S-P-02341 | Version 1 | EPD Australasia | https://epd-australasia.com/wp-content/uploads/2022/03/SP02341-Boral-EPD_2022_Vic_v1.0.pdf | m³ | 2400 |  |  |  | 410 | 0 | 0 | 0 | 0 | 410 | 0 | 0.17083 | 0 | 0 | 0 | 0 | 0.17083 | 0 | Version 2025.1
Concrete (in-situ) | Concrete, 50 MPa | >40 MPa to ≤50 MPa | 50 MPa, VR450 50 MPa TREMIE GP/SLAG (Boral) (Australia) | Concrete_50MPa | Concrete_50MPa | 2022-02-21 | 2027-02-21 | Australia | S-P-02341 | Version 1 | EPD Australasia | https://epd-australasia.com/wp-content/uploads/2022/03/SP02341-Boral-EPD_2022_Vic_v1.0.pdf | m³ | 2400 |  |  |  | 311 | 0 | 0 | 0 | 0 | 311 | 0 | 0.12958 | 0 | 0 | 0 | 0 | 0.12958 | 0 | Version 2025.1
Concrete (in-situ) | Concrete, 50 MPa | >40 MPa to ≤50 MPa | 50 MPa, VR450 50 MPa TREMIE/CFA GP/SLAG (Boral) (Australia) | Concrete_50MPa | Concrete_50MPa | 2022-02-21 | 2027-02-21 | Australia | S-P-02341 | Version 1 | EPD Australasia | https://epd-australasia.com/wp-content/uploads/2022/03/SP02341-Boral-EPD_2022_Vic_v1.0.pdf | m³ | 2400 |  |  |  | 336 | 0 | 0 | 0 | 0 | 336 | 0 | 0.14 | 0 | 0 | 0 | 0 | 0.14 | 0 | Version 2025.1
Concrete (in-situ) | Concrete, 50 MPa | >40 MPa to ≤50 MPa | 50 MPa, HIGH SLUMP 50 MPa (Boral) (Australia) | Concrete_50MPa | Concrete_50MPa | 2022-02-21 | 2027-02-21 | Australia | S-P-02341 | Version 1 | EPD Australasia | https://epd-australasia.com/wp-content/uploads/2022/03/SP02341-Boral-EPD_2022_Vic_v1.0.pdf | m³ | 2400 |  |  |  | 457 | 0 | 0 | 0 | 0 | 457 | 0 | 0.19042 | 0 | 0 | 0 | 0 | 0.19042 | 0 | Version 2025.1
Concrete (in-situ) | Concrete, 50 MPa | >40 MPa to ≤50 MPa | 50 MPa, TREMIE 50 MPa (Boral) (Australia) | Concrete_50MPa | Concrete_50MPa | 2022-02-21 | 2027-02-21 | Australia | S-P-02341 | Version 1 | EPD Australasia | https://epd-australasia.com/wp-content/uploads/2022/03/SP02341-Boral-EPD_2022_Vic_v1.0.pdf | m³ | 2400 |  |  |  | 398 | 0 | 0 | 0 | 0 | 398 | 0 | 0.16583 | 0 | 0 | 0 | 0 | 0.16583 | 0 | Version 2025.1
Concrete (in-situ) | Concrete, 50 MPa | >40 MPa to ≤50 MPa | 50 MPa, ENVISIA 50 MPa (Boral) (Australia) | Concrete_50MPa | Concrete_50MPa | 2022-02-21 | 2027-02-21 | Australia | S-P-02341 | Version 1 | EPD Australasia | https://epd-australasia.com/wp-content/uploads/2022/03/SP02341-Boral-EPD_2022_Vic_v1.0.pdf | m³ | 2400 |  |  |  | 320 | 0 | 0 | 0 | 0 | 320 | 0 | 0.13333 | 0 | 0 | 0 | 0 | 0.13333 | 0 | Version 2025.1
Concrete (in-situ) | Concrete, 50 MPa | >40 MPa to ≤50 MPa | 50 MPa, ENVIROCRETE PLUS 50 MPa (Boral) (Australia) | Concrete_50MPa | Concrete_50MPa | 2022-02-21 | 2027-02-21 | Australia | S-P-02341 | Version 1 | EPD Australasia | https://epd-australasia.com/wp-content/uploads/2022/03/SP02341-Boral-EPD_2022_Vic_v1.0.pdf | m³ | 2400 |  |  |  | 336 | 0 | 0 | 0 | 0 | 336 | 0 | 0.14 | 0 | 0 | 0 | 0 | 0.14 | 0 | Version 2025.1
Concrete (in-situ) | Concrete, 50 MPa | >40 MPa to ≤50 MPa | 50 MPa, ENVIROCRETE 40% 50 MPa (Boral) (Australia) | Concrete_50MPa | Concrete_50MPa | 2022-02-21 | 2027-02-21 | Australia | S-P-02341 | Version 1 | EPD Australasia | https://epd-australasia.com/wp-content/uploads/2022/03/SP02341-Boral-EPD_2022_Vic_v1.0.pdf | m³ | 2400 |  |  |  | 413 | 0 | 0 | 0 | 0 | 413 | 0 | 0.17208 | 0 | 0 | 0 | 0 | 0.17208 | 0 | Version 2025.1
Concrete (in-situ) | Concrete, 50 MPa | >40 MPa to ≤50 MPa | 50 MPa, ENVIROCRETE 30% 50 MPa (Boral) (Australia) | Concrete_50MPa | Concrete_50MPa | 2022-02-21 | 2027-02-21 | Australia | S-P-02341 | Version 1 | EPD Australasia | https://epd-australasia.com/wp-content/uploads/2022/03/SP02341-Boral-EPD_2022_Vic_v1.0.pdf | m³ | 2400 |  |  |  | 463 | 0 | 0 | 0 | 0 | 463 | 0 | 0.19292 | 0 | 0 | 0 | 0 | 0.19292 | 0 | Version 2025.1
Concrete (in-situ) | Concrete, 50 MPa | >40 MPa to ≤50 MPa | 50 MPa, ENVIROCRETE 50 MPa (Boral) (Australia) | Concrete_50MPa | Concrete_50MPa | 2022-02-21 | 2027-02-21 | Australia | S-P-02341 | Version 1 | EPD Australasia | https://epd-australasia.com/wp-content/uploads/2022/03/SP02341-Boral-EPD_2022_Vic_v1.0.pdf | m³ | 2400 |  |  |  | 364 | 0 | 0 | 0 | 0 | 364 | 0 | 0.15167 | 0 | 0 | 0 | 0 | 0.15167 | 0 | Version 2025.1
Concrete (in-situ) | Concrete, 50 MPa | >40 MPa to ≤50 MPa | 50 MPa, NORMAL CLASS GP BLEND 50 MPa (Boral) (Australia) | Concrete_50MPa | Concrete_50MPa | 2022-02-21 | 2027-02-21 | Australia | S-P-02341 | Version 1 | EPD Australasia | https://epd-australasia.com/wp-content/uploads/2022/03/SP02341-Boral-EPD_2022_Vic_v1.0.pdf | m³ | 2400 |  |  |  | 485 | 0 | 0 | 0 | 0 | 485 | 0 | 0.20208 | 0 | 0 | 0 | 0 | 0.20208 | 0 | Version 2025.1
Concrete (in-situ) | Concrete, 50 MPa | >40 MPa to ≤50 MPa | 50 MPa, NORMAL CLASS GP/FA BLEND 50 MPa (Boral) (Australia) | Concrete_50MPa | Concrete_50MPa | 2022-02-21 | 2027-02-21 | Australia | S-P-02341 | Version 1 | EPD Australasia | https://epd-australasia.com/wp-content/uploads/2022/03/SP02341-Boral-EPD_2022_Vic_v1.0.pdf | m³ | 2400 |  |  |  | 414 | 0 | 0 | 0 | 0 | 414 | 0 | 0.1725 | 0 | 0 | 0 | 0 | 0.1725 | 0 | Version 2025.1
Concrete (in-situ) | Concrete, 50 MPa | >40 MPa to ≤50 MPa | 50 MPa, NORMAL CLASS GP/GGBFS BLEND 50 MPa (Boral) (Australia) | Concrete_50MPa | Concrete_50MPa | 2022-02-21 | 2027-02-21 | Australia | S-P-02341 | Version 1 | EPD Australasia | https://epd-australasia.com/wp-content/uploads/2022/03/SP02341-Boral-EPD_2022_Vic_v1.0.pdf | m³ | 2400 |  |  |  | 444 | 0 | 0 | 0 | 0 | 444 | 0 | 0.185 | 0 | 0 | 0 | 0 | 0.185 | 0 | Version 2025.1
Concrete (in-situ) | Concrete, 50 MPa | >40 MPa to ≤50 MPa | 50 MPa, VR450 50 MPa GP/SLAG (Boral) (Australia) | Concrete_50MPa | Concrete_50MPa | 2022-02-21 | 2027-02-21 | Australia | S-P-02341 | Version 1 | EPD Australasia | https://epd-australasia.com/wp-content/uploads/2022/03/SP02341-Boral-EPD_2022_Vic_v1.0.pdf | m³ | 2400 |  |  |  | 309 | 0 | 0 | 0 | 0 | 309 | 0 | 0.12875 | 0 | 0 | 0 | 0 | 0.12875 | 0 | Version 2025.1
Concrete (in-situ) | Concrete, 50 MPa | >40 MPa to ≤50 MPa | 50 MPa, VR450 50 MPa GP/FA (Boral) (Australia) | Concrete_50MPa | Concrete_50MPa | 2022-02-21 | 2027-02-21 | Australia | S-P-02341 | Version 1 | EPD Australasia | https://epd-australasia.com/wp-content/uploads/2022/03/SP02341-Boral-EPD_2022_Vic_v1.0.pdf | m³ | 2400 |  |  |  | 410 | 0 | 0 | 0 | 0 | 410 | 0 | 0.17083 | 0 | 0 | 0 | 0 | 0.17083 | 0 | Version 2025.1
Concrete (in-situ) | Concrete, 50 MPa | >40 MPa to ≤50 MPa | 50 MPa, VR450 50 MPa TREMIE GP/SLAG (Boral) (Australia) | Concrete_50MPa | Concrete_50MPa | 2022-02-21 | 2027-02-21 | Australia | S-P-02341 | Version 1 | EPD Australasia | https://epd-australasia.com/wp-content/uploads/2022/03/SP02341-Boral-EPD_2022_Vic_v1.0.pdf | m³ | 2400 |  |  |  | 311 | 0 | 0 | 0 | 0 | 311 | 0 | 0.12958 | 0 | 0 | 0 | 0 | 0.12958 | 0 | Version 2025.1
Concrete (in-situ) | Concrete, 50 MPa | >40 MPa to ≤50 MPa | 50 MPa, VR450 50 MPa TREMIE/CFA GP/SLAG (Boral) (Australia) | Concrete_50MPa | Concrete_50MPa | 2022-02-21 | 2027-02-21 | Australia | S-P-02341 | Version 1 | EPD Australasia | https://epd-australasia.com/wp-content/uploads/2022/03/SP02341-Boral-EPD_2022_Vic_v1.0.pdf | m³ | 2400 |  |  |  | 336 | 0 | 0 | 0 | 0 | 336 | 0 | 0.14 | 0 | 0 | 0 | 0 | 0.14 | 0 | Version 2025.1
Concrete (in-situ) | Concrete, 50 MPa | >40 MPa to ≤50 MPa | 50 MPa, HIGH SLUMP 50 MPa (Boral) (Australia) | Concrete_50MPa | Concrete_50MPa | 2022-02-21 | 2027-02-21 | Australia | S-P-02341 | Version 1 | EPD Australasia | https://epd-australasia.com/wp-content/uploads/2022/03/SP02341-Boral-EPD_2022_Vic_v1.0.pdf | m³ | 2400 |  |  |  | 457 | 0 | 0 | 0 | 0 | 457 | 0 | 0.19042 | 0 | 0 | 0 | 0 | 0.19042 | 0 | Version 2025.1
Concrete (in-situ) | Concrete, 50 MPa | >40 MPa to ≤50 MPa | 50 MPa, TREMIE 50 MPa (Boral) (Australia) | Concrete_50MPa | Concrete_50MPa | 2022-02-21 | 2027-02-21 | Australia | S-P-02341 | Version 1 | EPD Australasia | https://epd-australasia.com/wp-content/uploads/2022/03/SP02341-Boral-EPD_2022_Vic_v1.0.pdf | m³ | 2400 |  |  |  | 398 | 0 | 0 | 0 | 0 | 398 | 0 | 0.16583 | 0 | 0 | 0 | 0 | 0.16583 | 0 | Version 2025.1
Concrete (in-situ) | Concrete, 50 MPa | >40 MPa to ≤50 MPa | 50 MPa, ENVISIA 50 MPa (Boral) (Australia) | Concrete_50MPa | Concrete_50MPa | 2022-02-21 | 2027-02-21 | Australia | S-P-02341 | Version 1 | EPD Australasia | https://epd-australasia.com/wp-content/uploads/2022/03/SP02341-Boral-EPD_2022_Vic_v1.0.pdf | m³ | 2400 |  |  |  | 320 | 0 | 0 | 0 | 0 | 320 | 0 | 0.13333 | 0 | 0 | 0 | 0 | 0.13333 | 0 | Version 2025.1
Concrete (in-situ) | Concrete, 50 MPa | >40 MPa to ≤50 MPa | 50 MPa, ENVIROCRETE PLUS 50 MPa (Boral) (Australia) | Concrete_50MPa | Concrete_50MPa | 2022-02-21 | 2027-02-21 | Australia | S-P-02341 | Version 1 | EPD Australasia | https://epd-australasia.com/wp-content/uploads/2022/03/SP02341-Boral-EPD_2022_Vic_v1.0.pdf | m³ | 2400 |  |  |  | 336 | 0 | 0 | 0 | 0 | 336 | 0 | 0.14 | 0 | 0 | 0 | 0 | 0.14 | 0 | Version 2025.1
Concrete (in-situ) | Concrete, 50 MPa | >40 MPa to ≤50 MPa | 50 MPa, ENVIROCRETE 40% 50 MPa (Boral) (Australia) | Concrete_50MPa | Concrete_50MPa | 2022-02-21 | 2027-02-21 | Australia | S-P-02341 | Version 1 | EPD Australasia | https://epd-australasia.com/wp-content/uploads/2022/03/SP02341-Boral-EPD_2022_Vic_v1.0.pdf | m³ | 2400 |  |  |  | 413 | 0 | 0 | 0 | 0 | 413 | 0 | 0.17208 | 0 | 0 | 0 | 0 | 0.17208 | 0 | Version 2025.1
Concrete (in-situ) | Concrete, 50 MPa | >40 MPa to ≤50 MPa | 50 MPa, ENVIROCRETE 30% 50 MPa (Boral) (Australia) | Concrete_50MPa | Concrete_50MPa | 2022-02-21 | 2027-02-21 | Australia | S-P-02341 | Version 1 | EPD Australasia | https://epd-australasia.com/wp-content/uploads/2022/03/SP02341-Boral-EPD_2022_Vic_v1.0.pdf | m³ | 2400 |  |  |  | 463 | 0 | 0 | 0 | 0 | 463 | 0 | 0.19292 | 0 | 0 | 0 | 0 | 0.19292 | 0 | Version 2025.1
Concrete (in-situ) | Concrete, 50 MPa | >40 MPa to ≤50 MPa | 50 MPa, ENVIROCRETE 50 MPa (Boral) (Australia) | Concrete_50MPa | Concrete_50MPa | 2022-02-21 | 2027-02-21 | Australia | S-P-02341 | Version 1 | EPD Australasia | https://epd-australasia.com/wp-content/uploads/2022/03/SP02341-Boral-EPD_2022_Vic_v1.0.pdf | m³ | 2400 |  |  |  | 364 | 0 | 0 | 0 | 0 | 364 | 0 | 0.15167 | 0 | 0 | 0 | 0 | 0.15167 | 0 | Version 2025.1
Concrete (in-situ) | Concrete, 50 MPa | >40 MPa to ≤50 MPa | 50 MPa, NORMAL CLASS GP BLEND 50 MPa (Boral) (Australia) | Concrete_50MPa | Concrete_50MPa | 2022-02-21 | 2027-02-21 | Australia | S-P-02341 | Version 1 | EPD Australasia | https://epd-australasia.com/wp-content/uploads/2022/03/SP02341-Boral-EPD_2022_Vic_v1.0.pdf | m³ | 2400 |  |  |  | 485 | 0 | 0 | 0 | 0 | 485 | 0 | 0.20208 | 0 | 0 | 0 | 0 | 0.20208 | 0 | Version 2025.1
Concrete (in-situ) | Concrete, 50 MPa | >40 MPa to ≤50 MPa | 50 MPa, NORMAL CLASS GP/FA BLEND 50 MPa (Boral) (Australia) | Concrete_50MPa | Concrete_50MPa | 2022-02-21 | 2027-02-21 | Australia | S-P-02341 | Version 1 | EPD Australasia | https://epd-australasia.com/wp-content/uploads/2022/03/SP02341-Boral-EPD_2022_Vic_v1.0.pdf | m³ | 2400 |  |  |  | 414 | 0 | 0 | 0 | 0 | 414 | 0 | 0.1725 | 0 | 0 | 0 | 0 | 0.1725 | 0 | Version 2025.1
Concrete (in-situ) | Concrete, 50 MPa | >40 MPa to ≤50 MPa | 50 MPa, NORMAL CLASS GP/GGBFS BLEND 50 MPa (Boral) (Australia) | Concrete_50MPa | Concrete_50MPa | 2022-02-21 | 2027-02-21 | Australia | S-P-02341 | Version 1 | EPD Australasia | https://epd-australasia.com/wp-content/uploads/2022/03/SP02341-Boral-EPD_2022_Vic_v1.0.pdf | m³ | 2400 |  |  |  | 444 | 0 | 0 | 0 | 0 | 444 | 0 | 0.185 | 0 | 0 | 0 | 0 | 0.185 | 0 | Version 2025.1
Concrete (in-situ) | Concrete, 50 MPa | >40 MPa to ≤50 MPa | 50 MPa, VR450 50 MPa GP/SLAG (Boral) (Australia) | Concrete_50MPa | Concrete_50MPa | 2022-02-21 | 2027-02-21 | Australia | S-P-02341 | Version 1 | EPD Australasia | https://epd-australasia.com/wp-content/uploads/2022/03/SP02341-Boral-EPD_2022_Vic_v1.0.pdf | m³ | 2400 |  |  |  | 309 | 0 | 0 | 0 | 0 | 309 | 0 | 0.12875 | 0 | 0 | 0 | 0 | 0.12875 | 0 | Version 2025.1
Concrete (in-situ) | Concrete, 50 MPa | >40 MPa to ≤50 MPa | 50 MPa, VR450 50 MPa GP/FA (Boral) (Australia) | Concrete_50MPa | Concrete_50MPa | 2022-02-21 | 2027-02-21 | Australia | S-P-02341 | Version 1 | EPD Australasia | https://epd-australasia.com/wp-content/uploads/2022/03/SP02341-Boral-EPD_2022_Vic_v1.0.pdf | m³ | 2400 |  |  |  | 410 | 0 | 0 | 0 | 0 | 410 | 0 | 0.17083 | 0 | 0 | 0 | 0 | 0.17083 | 0 | Version 2025.1
Concrete (in-situ) | Concrete, 50 MPa | >40 MPa to ≤50 MPa | 50 MPa, VR450 50 MPa TREMIE GP/SLAG (Boral) (Australia) | Concrete_50MPa | Concrete_50MPa | 2022-02-21 | 2027-02-21 | Australia | S-P-02341 | Version 1 | EPD Australasia | https://epd-australasia.com/wp-content/uploads/2022/03/SP02341-Boral-EPD_2022_Vic_v1.0.pdf | m³ | 2400 |  |  |  | 311 | 0 | 0 | 0 | 0 | 311 | 0 | 0.12958 | 0 | 0 | 0 | 0 | 0.12958 | 0 | Version 2025.1
Concrete (in-situ) | Concrete, 50 MPa | >40 MPa to ≤50 MPa | 50 MPa, VR450 50 MPa TREMIE/CFA GP/SLAG (Boral) (Australia) | Concrete_50MPa | Concrete_50MPa | 2022-02-21 | 2027-02-21 | Australia | S-P-02341 | Version 1 | EPD Australasia | https://epd-australasia.com/wp-content/uploads/2022/03/SP02341-Boral-EPD_2022_Vic_v1.0.pdf | m³ | 2400 |  |  |  | 336 | 0 | 0 | 0 | 0 | 336 | 0 | 0.14 | 0 | 0 | 0 | 0 | 0.14 | 0 | Version 2025.1
Concrete (in-situ) | Concrete, 50 MPa | >40 MPa to ≤50 MPa | 50 MPa, HIGH SLUMP 50 MPa (Boral) (Australia) | Concrete_50MPa | Concrete_50MPa | 2022-02-21 | 2027-02-21 | Australia | S-P-02341 | Version 1 | EPD Australasia | https://epd-australasia.com/wp-content/uploads/2022/03/SP02341-Boral-EPD_2022_Vic_v1.0.pdf | m³ | 2400 |  |  |  | 457 | 0 | 0 | 0 | 0 | 457 | 0 | 0.19042 | 0 | 0 | 0 | 0 | 0.19042 | 0 | Version 2025.1
Concrete (in-situ) | Concrete, 50 MPa | >40 MPa to ≤50 MPa | 50 MPa, TREMIE 50 MPa (Boral) (Australia) | Concrete_50MPa | Concrete_50MPa | 2022-02-21 | 2027-02-21 | Australia | S-P-02341 | Version 1 | EPD Australasia | https://epd-australasia.com/wp-content/uploads/2022/03/SP02341-Boral-EPD_2022_Vic_v1.0.pdf | m³ | 2400 |  |  |  | 398 | 0 | 0 | 0 | 0 | 398 | 0 | 0.16583 | 0 | 0 | 0 | 0 | 0.16583 | 0 | Version 2025.1
Concrete (in-situ) | Concrete, 50 MPa | >40 MPa to ≤50 MPa | 50 MPa, ENVISIA 50 MPa (Boral) (Australia) | Concrete_50MPa | Concrete_50MPa | 2022-02-21 | 2027-02-21 | Australia | S-P-02341 | Version 1 | EPD Australasia | https://epd-australasia.com/wp-content/uploads/2022/03/SP02341-Boral-EPD_2022_Vic_v1.0.pdf | m³ | 2400 |  |  |  | 320 | 0 | 0 | 0 | 0 | 320 | 0 | 0.13333 | 0 | 0 | 0 | 0 | 0.13333 | 0 | Version 2025.1
Concrete (in-situ) | Concrete, 50 MPa | >40 MPa to ≤50 MPa | 50 MPa, ENVIROCRETE PLUS 50 MPa (Boral) (Australia) | Concrete_50MPa | Concrete_50MPa | 2022-02-21 | 2027-02-21 | Australia | S-P-02341 | Version 1 | EPD Australasia | https://epd-australasia.com/wp-content/uploads/2022/03/SP02341-Boral-EPD_2022_Vic_v1.0.pdf | m³ | 2400 |  |  |  | 336 | 0 | 0 | 0 | 0 | 336 | 0 | 0.14 | 0 | 0 | 0 | 0 | 0.14 | 0 | Version 2025.1
Concrete (in-situ) | Concrete, 50 MPa | >40 MPa to ≤50 MPa | 50 MPa, ENVIROCRETE 40% 50 MPa (Boral) (Australia) | Concrete_50MPa | Concrete_50MPa | 2022-02-21 | 2027-02-21 | Australia | S-P-02341 | Version 1 | EPD Australasia | https://epd-australasia.com/wp-content/uploads/2022/03/SP02341-Boral-EPD_2022_Vic_v1.0.pdf | m³ | 2400 |  |  |  | 413 | 0 | 0 | 0 | 0 | 413 | 0 | 0.17208 | 0 | 0 | 0 | 0 | 0.17208 | 0 | Version 2025.1
Concrete (in-situ) | Concrete, 50 MPa | >40 MPa to ≤50 MPa | 50 MPa, ENVIROCRETE 30% 50 MPa (Boral) (Australia) | Concrete_50MPa | Concrete_50MPa | 2022-02-21 | 2027-02-21 | Australia | S-P-02341 | Version 1 | EPD Australasia | https://epd-australasia.com/wp-content/uploads/2022/03/SP02341-Boral-EPD_2022_Vic_v1.0.pdf | m³ | 2400 |  |  |  | 463 | 0 | 0 | 0 | 0 | 463 | 0 | 0.19292 | 0 | 0 | 0 | 0 | 0.19292 | 0 | Version 2025.1
Concrete (in-situ) | Concrete, 50 MPa | >40 MPa to ≤50 MPa | 50 MPa, ENVIROCRETE 50 MPa (Boral) (Australia) | Concrete_50MPa | Concrete_50MPa | 2022-02-21 | 2027-02-21 | Australia | S-P-02341 | Version 1 | EPD Australasia | https://epd-australasia.com/wp-content/uploads/2022/03/SP02341-Boral-EPD_2022_Vic_v1.0.pdf | m³ | 2400 |  |  |  | 364 | 0 | 0 | 0 | 0 | 364 | 0 | 0.15167 | 0 | 0 | 0 | 0 | 0.15167 | 0 | Version 2025.1
Concrete (in-situ) | Concrete, 50 MPa | >40 MPa to ≤50 MPa | 50 MPa, NORMAL CLASS GP BLEND 50 MPa (Boral) (Australia) | Concrete_50MPa | Concrete_50MPa | 2022-02-21 | 2027-02-21 | Australia | S-P-02341 | Version 1 | EPD Australasia | https://epd-australasia.com/wp-content/uploads/2022/03/SP02341-Boral-EPD_2022_Vic_v1.0.pdf | m³ | 2400 |  |  |  | 485 | 0 | 0 | 0 | 0 | 485 | 0 | 0.20208 | 0 | 0 | 0 | 0 | 0.20208 | 0 | Version 2025.1
Concrete (in-situ) | Concrete, 50 MPa | >40 MPa to ≤50 MPa | 50 MPa, NORMAL CLASS GP/FA BLEND 50 MPa (Boral) (Australia) | Concrete_50MPa | Concrete_50MPa | 2022-02-21 | 2027-02-21 | Australia | S-P-02341 | Version 1 | EPD Australasia | https://epd-australasia.com/wp-content/uploads/2022/03/SP02341-Boral-EPD_2022_Vic_v1.0.pdf | m³ | 2400 |  |  |  | 414 | 0 | 0 | 0 | 0 | 414 | 0 | 0.1725 | 0 | 0 | 0 | 0 | 0.1725 | 0 | Version 2025.1
Concrete (in-situ) | Concrete, 50 MPa | >40 MPa to ≤50 MPa | 50 MPa, NORMAL CLASS GP/GGBFS BLEND 50 MPa (Boral) (Australia) | Concrete_50MPa | Concrete_50MPa | 2022-02-21 | 2027-02-21 | Australia | S-P-02341 | Version 1 | EPD Australasia | https://epd-australasia.com/wp-content/uploads/2022/03/SP02341-Boral-EPD_2022_Vic_v1.0.pdf | m³ | 2400 |  |  |  | 444 | 0 | 0 | 0 | 0 | 444 | 0 | 0.185 | 0 | 0 | 0 | 0 | 0.185 | 0 | Version 2025.1
Concrete (in-situ) | Concrete, 50 MPa | >40 MPa to ≤50 MPa | 50 MPa, VR450 50 MPa GP/SLAG (Boral) (Australia) | Concrete_50MPa | Concrete_50MPa | 2022-02-21 | 2027-02-21 | Australia | S-P-02341 | Version 1 | EPD Australasia | https://epd-australasia.com/wp-content/uploads/2022/03/SP02341-Boral-EPD_2022_Vic_v1.0.pdf | m³ | 2400 |  |  |  | 309 | 0 | 0 | 0 | 0 | 309 | 0 | 0.12875 | 0 | 0 | 0 | 0 | 0.12875 | 0 | Version 2025.1
Concrete (in-situ) | Concrete, 50 MPa | >40 MPa to ≤50 MPa | 50 MPa, VR450 50 MPa GP/FA (Boral) (Australia) | Concrete_50MPa | Concrete_50MPa | 2022-02-21 | 2027-02-21 | Australia | S-P-02341 | Version 1 | EPD Australasia | https://epd-australasia.com/wp-content/uploads/2022/03/SP02341-Boral-EPD_2022_Vic_v1.0.pdf | m³ | 2400 |  |  |  | 410 | 0 | 0 | 0 | 0 | 410 | 0 | 0.17083 | 0 | 0 | 0 | 0 | 0.17083 | 0 | Version 2025.1
Concrete (in-situ) | Concrete, 50 MPa | >40 MPa to ≤50 MPa | 50 MPa, VR450 50 MPa GP/SLAG (Boral) (Australia) | Concrete_50MPa | Concrete_50MPa | 2022-02-21 | 2027-02-21 | Australia | S-P-02341 | Version 1 | EPD Australasia | https://epd-australasia.com/wp-content/uploads/2022/03/SP02341-Boral-EPD_2022_Vic_v1.0.pdf | m³ | 2400 |  |  |  | 309 | 0 | 0 | 0 | 0 | 309 | 0 | 0.12875 | 0 | 0 | 0 | 0 | 0.12875 | 0 | Version 2025.1
Concrete (in-situ) | Concrete, 50 MPa | >40 MPa to ≤50 MPa | 50 MPa, VR450 50 MPa TREMIE/CFA GP/SLAG (Boral) (Australia) | Concrete_50MPa | Concrete_50MPa | 2022-02-21 | 2027-02-21 | Australia | S-P-02341 | Version 1 | EPD Australasia | https://epd-australasia.com/wp-content/uploads/2022/03/SP02341-Boral-EPD_2022_Vic_v1.0.pdf | m³ | 2400 |  |  |  | 336 | 0 | 0 | 0 | 0 | 336 | 0 | 0.14 | 0 | 0 | 0 | 0 | 0.14 | 0 | Version 2025.1
Concrete (in-situ) | Concrete, 50 MPa | >40 MPa to ≤50 MPa | 50 MPa, HIGH SLUMP 50 MPa (Boral) (Australia) | Concrete_50MPa | Concrete_50MPa | 2022-02-21 | 2027-02-21 | Australia | S-P-02341 | Version 1 | EPD Australasia | https://epd-australasia.com/wp-content/uploads/2022/03/SP02341-Boral-EPD_2022_Vic_v1.0.pdf | m³ | 2400 |  |  |  | 457 | 0 | 0 | 0 | 0 | 457 | 0 | 0.19042 | 0 | 0 | 0 | 0 | 0.19042 | 0 | Version 2025.1
Concrete (in-situ) | Concrete, 50 MPa | >40 MPa to ≤50 MPa | 50 MPa, TREMIE 50 MPa (Boral) (Australia) | Concrete_50MPa | Concrete_50MPa | 2022-02-21 | 2027-02-21 | Australia | S-P-02341 | Version 1 | EPD Australasia | https://epd-australasia.com/wp-content/uploads/2022/03/SP02341-Boral-EPD_2022_Vic_v1.0.pdf | m³ | 2400 |  |  |  | 398 | 0 | 0 | 0 | 0 | 398 | 0 | 0.16583 | 0 | 0 | 0 | 0 | 0.16583 | 0 | Version 2025.1
Concrete (in-situ) | Concrete, 50 MPa | >40 MPa to ≤50 MPa | 50 MPa, ENVISIA 50 MPa (Boral) (Australia) | Concrete_50MPa | Concrete_50MPa | 2022-02-21 | 2027-02-21 | Australia | S-P-02341 | Version 1 | EPD Australasia | https://epd-australasia.com/wp-content/uploads/2022/03/SP02341-Boral-EPD_2022_Vic_v1.0.pdf | m³ | 2400 |  |  |  | 320 | 0 | 0 | 0 | 0 | 320 | 0 | 0.13333 | 0 | 0 | 0 | 0 | 0.13333 | 0 | Version 2025.1
Concrete (in-situ) | Concrete, 50 MPa | >40 MPa to ≤50 MPa | 50 MPa, ENVIROCRETE PLUS 50 MPa (Boral) (Australia) | Concrete_50MPa | Concrete_50MPa | 2022-02-21 | 2027-02-21 | Australia | S-P-02341 | Version 1 | EPD Australasia | https://epd-australasia.com/wp-content/uploads/2022/03/SP02341-Boral-EPD_2022_Vic_v1.0.pdf | m³ | 2400 |  |  |  | 336 | 0 | 0 | 0 | 0 | 336 | 0 | 0.14 | 0 | 0 | 0 | 0 | 0.14 | 0 | Version 2025.1
Concrete (in-situ) | Concrete, 50 MPa | >40 MPa to ≤50 MPa | 50 MPa, ENVIROCRETE 40% 50 MPa (Boral) (Australia) | Concrete_50MPa | Concrete_50MPa | 2022-02-21 | 2027-02-21 | Australia | S-P-02341 | Version 1 | EPD Australasia | https://epd-australasia.com/wp-content/uploads/2022/03/SP02341-Boral-EPD_2022_Vic_v1.0.pdf | m³ | 2400 |  |  |  | 413 | 0 | 0 | 0 | 0 | 413 | 0 | 0.17208 | 0 | 0 | 0 | 0 | 0.17208 | 0 | Version 2025.1
Concrete (in-situ) | Concrete, 50 MPa | >40 MPa to ≤50 MPa | 50 MPa, ENVIROCRETE 30% 50 MPa (Boral) (Australia) | Concrete_50MPa | Concrete_50MPa | 2022-02-21 | 2027-02-21 | Australia | S-P-02341 | Version 1 | EPD Australasia | https://epd-australasia.com/wp-content/uploads/2022/03/SP02341-Boral-EPD_2022_Vic_v1.0.pdf | m³ | 2400 |  |  |  | 463 | 0 | 0 | 0 | 0 | 463 | 0 | 0.19292 | 0 | 0 | 0 | 0 | 0.19292 | 0 | Version 2025.1
Concrete (in-situ) | Concrete, 50 MPa | >40 MPa to ≤50 MPa | 50 MPa, ENVIROCRETE 50 MPa (Boral) (Australia) | Concrete_50MPa | Concrete_50MPa | 2022-02-21 | 2027-02-21 | Australia | S-P-02341 | Version 1 | EPD Australasia | https://epd-australasia.com/wp-content/uploads/2022/03/SP02341-Boral-EPD_2022_Vic_v1.0.pdf | m³ | 2400 |  |  |  | 364 | 0 | 0 | 0 | 0 | 364 | 0 | 0.15167 | 0 | 0 | 0 | 0 | 0.15167 | 0 | Version 2025.1
Concrete (in-situ) | Concrete, 50 MPa | >40 MPa to ≤50 MPa | 50 MPa, NORMAL CLASS GP BLEND 50 MPa (Boral) (Australia) | Concrete_50MPa | Concrete_50MPa | 2022-02-21 | 2027-02-21 | Australia | S-P-02341 | Version 1 | EPD Australasia | https://epd-australasia.com/wp-content/uploads/2022/03/SP02341-Boral-EPD_2022_Vic_v1.0.pdf | m³ | 2400 |  |  |  | 485 | 0 | 0 | 0 | 0 | 485 | 0 | 0.20208 | 0 | 0 | 0 | 0 | 0.20208 | 0 | Version 2025.1
Concrete (in-situ) | Concrete, 50 MPa | >40 MPa to ≤50 MPa | 50 MPa, NORMAL CLASS GP/FA BLEND 50 MPa (Boral) (Australia) | Concrete_50MPa | Concrete_50MPa | 2022-02-21 | 2027-02-21 | Australia | S-P-02341 | Version 1 | EPD Australasia | https://epd-australasia.com/wp-content/uploads/2022/03/SP02341-Boral-EPD_2022_Vic_v1.0.pdf | m³ | 2400 |  |  |  | 414 | 0 | 0 | 0 | 0 | 414 | 0 | 0.1725 | 0 | 0 | 0 | 0 | 0.1725 | 0 | Version 2025.1
Concrete (in-situ) | Concrete, 50 MPa | >40 MPa to ≤50 MPa | 50 MPa, NORMAL CLASS GP/GGBFS BLEND 50 MPa (Boral) (Australia) | Concrete_50MPa | Concrete_50MPa | 2022-02-21 | 2027-02-21 | Australia | S-P-02341 | Version 1 | EPD Australasia | https://epd-australasia.com/wp-content/uploads/2022/03/SP02341-Boral-EPD_2022_Vic_v1.0.pdf | m³ | 2400 |  |  |  | 444 | 0 | 0 | 0 | 0 | 444 | 0 | 0.185 | 0 | 0 | 0 | 0 | 0.185 | 0 | Version 2025.1
Concrete (in-situ) | Concrete, 50 MPa | >40 MPa to ≤50 MPa | 50 MPa, VR450 50 MPa GP (Boral) (Australia) | Concrete_50MPa | Concrete_50MPa | 2022-02-21 | 2027-02-21 | Australia | S-P-02341 | Version 1 | EPD Australasia | https://epd-australasia.com/wp-content/uploads/2022/03/SP02341-Boral-EPD_2022_Vic_v1.0.pdf | m³ | 2400 |  |  |  | 311 | 0 | 0 | 0 | 0 | 311 | 0 | 0.12958 | 0 | 0 | 0 | 0 | 0.12958 | 0 | Version 2025.1
Concrete (in-situ) | Concrete, 50 MPa | >40 MPa to ≤50 MPa | 50 MPa, VR450 50 MPa TREMIE GP/SLAG (Boral) (Australia) | Concrete_50MPa | Concrete_50MPa | 2022-02-21 | 2027-02-21 | Australia | S-P-02341 | Version 1 | EPD Australasia | https://epd-australasia.com/wp-content/uploads/2022/03/SP02341-Boral-EPD_2022_Vic_v1.0.pdf | m³ | 2400 |  |  |  | 311 | 0 | 0 | 0 | 0 | 311 | 0 | 0.12958 | 0 | 0 | 0 | 0 | 0.12958 | 0 | Version 2025.1
Concrete (in-situ) | Concrete, 50 MPa | >40 MPa to ≤50 MPa | 50 MPa, VR450 50 MPa GP/SLAG (Boral) (Australia) | Concrete_50MPa | Concrete_50MPa | 2022-02-21 | 2027-02-21 | Australia | S-P-02341 | Version 1 | EPD Australasia | https://epd-australasia.com/wp-content/uploads/2022/03/SP02341-Boral-EPD_2022_Vic_v1.0.pdf | m³ | 2400 |  |  |  | 309 | 0 | 0 | 0 | 0 | 309 | 0 | 0.12875 | 0 | 0 | 0 | 0 | 0.12875 | 0 | Version 2025.1
Concrete (in-situ) | Concrete, 50 MPa | >40 MPa to ≤50 MPa | 50 MPa, VR450 50 MPa TREMIE/CFA GP/SLAG (Boral) (Australia) | Concrete_50MPa | Concrete_50MPa | 2022-02-21 | 2027-02-21 | Australia | S-P-02341 | Version 1 | EPD Australasia | https://epd-australasia.com/wp-content/uploads/2022/03/SP02341-Boral-EPD_2022_Vic_v1.0.pdf | m³ | 2400 |  |  |  | 336 | 0 | 0 | 0 | 0 | 336 | 0 | 0.14 | 0 | 0 | 0 | 0 | 0.14 | 0 | Version 2025.1
Concrete (in-situ) | Concrete, 50 MPa | >40 MPa to ≤50 MPa | 50 MPa, HIGH SLUMP 50 MPa (Boral) (Australia) | Concrete_50MPa | Concrete_50MPa | 2022-02-21 | 2027-02-21 | Australia | S-P-02341 | Version 1 | EPD Australasia | https://epd-australasia.com/wp-content/uploads/2022/03/SP02341-Boral-EPD_2022_Vic_v1.0.pdf | m³ | 2400 |  |  |  | 457 | 0 | 0 | 0 | 0 | 457 | 0 | 0.19042 | 0 | 0 | 0 | 0 | 0.19042 | 0 | Version 2025.1
Concrete (in-situ) | Concrete, 50 MPa | >40 MPa to ≤50 MPa | 50 MPa, TREMIE 50 MPa (Boral) (Australia) | Concrete_50MPa | Concrete_50MPa | 2022-02-21 | 2027-02-21 | Australia | S-P-02341 | Version 1 | EPD Australasia | https://epd-australasia.com/wp-content/uploads/2022/03/SP02341-Boral-EPD_2022_Vic_v1.0.pdf | m³ | 2400 |  |  |  | 398 | 0 | 0 | 0 | 0 | 398 | 0 | 0.16583 | 0 | 0 | 0 | 0 | 0.16583 | 0 | Version 2025.1
Concrete (in-situ) | Concrete, 50 MPa | >40 MPa to ≤50 MPa | 50 MPa, ENVISIA 50 MPa (Boral) (Australia) | Concrete_50MPa | Concrete_50MPa | 2022-02-21 | 2027-02-21 | Australia | S-P-02341 | Version 1 | EPD Australasia | https://epd-australasia.com/wp-content/uploads/2022/03/SP02341-Boral-EPD_2022_Vic_v1.0.pdf | m³ | 2400 |  |  |  | 320 | 0 | 0 | 0 | 0 | 320 | 0 | 0.13333 | 0 | 0 | 0 | 0 | 0.13333 | 0 | Version 2025.1
Concrete (in-situ) | Concrete, 50 MPa | >40 MPa to ≤50 MPa | 50 MPa, ENVIROCRETE PLUS 50 MPa (Boral) (Australia) | Concrete_50MPa | Concrete_50MPa | 2022-02-21 | 2027-02-21 | Australia | S-P-02341 | Version 1 | EPD Australasia | https://epd-australasia.com/wp-content/uploads/2022/03/SP02341-Boral-EPD_2022_Vic_v1.0.pdf | m³ | 2400 |  |  |  | 336 | 0 | 0 | 0 | 0 | 336 | 0 | 0.14 | 0 | 0 | 0 | 0 | 0.14 | 0 | Version 2025.1
Concrete (in-situ) | Concrete, 50 MPa | >40 MPa to ≤50 MPa | 50 MPa, ENVIROCRETE 40% 50 MPa (Boral) (Australia) | Concrete_50MPa | Concrete_50MPa | 2022-02-21 | 2027-02-21 | Australia | S-P-02341 | Version 1 | EPD Australasia | https://epd-australasia.com/wp-content/uploads/2022/03/SP02341-Boral-EPD_2022_Vic_v1.0.pdf | m³ | 2400 |  |  |  | 413 | 0 | 0 | 0 | 0 | 413 | 0 | 0.17208 | 0 | 0 | 0 | 0 | 0.17208 | 0 | Version 2025.1
Concrete (in-situ) | Concrete, 50 MPa | >40 MPa to ≤50 MPa | 50 MPa, ENVIROCRETE 30% 50 MPa (Boral) (Australia) | Concrete_50MPa | Concrete_50MPa | 2022-02-21 | 2027-02-21 | Australia | S-P-02341 | Version 1 | EPD Australasia | https://epd-australasia.com/wp-content/uploads/2022/03/SP02341-Boral-EPD_2022_Vic_v1.0.pdf | m³ | 2400 |  |  |  | 463 | 0 | 0 | 0 | 0 | 463 | 0 | 0.19292 | 0 | 0 | 0 | 0 | 0.19292 | 0 | Version 2025.1
Concrete (in-situ) | Concrete, 50 MPa | >40 MPa to ≤50 MPa | 50 MPa, ENVIROCRETE 50 MPa (Boral) (Australia) | Concrete_50MPa | Concrete_50MPa | 2022-02-21 | 2027-02-21 | Australia | S-P-02341 | Version 1 | EPD Australasia | https://epd-australasia.com/wp-content/uploads/2022/03/SP02341-Boral-EPD_2022_Vic_v1.0.pdf | m³ | 2400 |  |  |  | 364 | 0 | 0 | 0 | 0 | 364 | 0 | 0.15167 | 0 | 0 | 0 | 0 | 0.15167 | 0 | Version 2025.1
Concrete (in-situ) | Concrete, 50 MPa | >40 MPa to ≤50 MPa | 50 MPa, NORMAL CLASS GP BLEND 50 MPa (Boral) (Australia) | Concrete_50MPa | Concrete_50MPa | 2022-02-21 | 2027-02-21 | Australia | S-P-02341 | Version 1 | EPD Australasia | https://epd-australasia.com/wp-content/uploads/2022/03/SP02341-Boral-EPD_2022_Vic_v1.0.pdf | m³ | 2400 |  |  |  | 485 | 0 | 0 | 0 | 0 | 485 | 0 | 0.20208 | 0 | 0 | 0 | 0 | 0.20208 | 0 | Version 2025.1
Concrete (in-situ) | Concrete, 50 MPa | >40 MPa to ≤50 MPa | 50 MPa, NORMAL CLASS GP/FA BLEND 50 MPa (Boral) (Australia) | Concrete_50MPa | Concrete_50MPa | 2022-02-21 | 2027-02-21 | Australia | S-P-02341 | Version 1 | EPD Australasia | https://epd-australasia.com/wp-content/uploads/2022/03/SP02341-Boral-EPD_2022_Vic_v1.0.pdf | m³ | 2400 |  |  |  | 414 | 0 | 0 | 0 | 0 | 414 | 0 | 0.1725 | 0 | 0 | 0 | 0 | 0.1725 | 0 | Version 2025.1
Concrete (in-situ) | Concrete, 50 MPa | >40 MPa to ≤50 MPa | 50 MPa, NORMAL CLASS GP/GGBFS BLEND 50 MPa (Boral) (Australia) | Concrete_50MPa | Concrete_50MPa | 2022-02-21 | 2027-02-21 | Australia | S-P-02341 | Version 1 | EPD Australasia | https://epd-australasia.com/wp-content/uploads/2022/03/SP02341-Boral-EPD_2022_Vic_v1.0.pdf | m³ | 2400 |  |  |  | 444 | 0 | 0 | 0 | 0 | 444 | 0 | 0.185 | 0 | 0 | 0 | 0 | 0.185 | 0 | Version 2025.1
Concrete (in-situ) | Concrete, 50 MPa | >40 MPa to ≤50 MPa | 50 MPa, VR450 50 MPa GP/SLAG (Boral) (Australia) | Concrete_50MPa | Concrete_50MPa | 2022-02-21 | 2027-02-21 | Australia | S-P-02341 | Version 1 | EPD Australasia | https://epd-australasia.com/wp-content/uploads/2022/03/SP02341-Boral-EPD_2022_Vic_v1.0.pdf | m³ | 2400 |  |  |  | 309 | 0 | 0 | 0 | 0 | 309 | 0 | 0.12875 | 0 | 0 | 0 | 0 | 0.12875 | 0 | Version 2025.1
Concrete (in-situ) | Concrete, 50 MPa | >40 MPa to ≤50 MPa | 50 MPa, VR450 50 MPa GP/FA (Boral) (Australia) | Concrete_50MPa | Concrete_50MPa | 2022-02-21 | 2027-02-21 | Australia | S-P-02341 | Version 1 | EPD Australasia | https://epd-australasia.com/wp-content/uploads/2022/03/SP02341-Boral-EPD_2022_Vic_v1.0.pdf | m³ | 2400 |  |  |  | 410 | 0 | 0 | 0 | 0 | 410 | 0 | 0.17083 | 0 | 0 | 0 | 0 | 0.17083 | 0 | Version 2025.1
Concrete (in-situ) | Concrete, 50 MPa | >40 MPa to ≤50 MPa | 50 MPa, VR450 50 MPa TREMIE GP/SLAG (Boral) (Australia) | Concrete_50MPa | Concrete_50MPa | 2022-02-21 | 2027-02-21 | Australia | S-P-02341 | Version 1 | EPD Australasia | https://epd-australasia.com/wp-content/uploads/2022/03/SP02341-Boral-EPD_2022_Vic_v1.0.pdf | m³ | 2400 |  |  |  | 311 | 0 | 0 | 0 | 0 | 311 | 0 | 0.12958 | 0 | 0 | 0 | 0 | 0.12958 | 0 | Version 2025.1
Concrete (in-situ) | Concrete, 50 MPa | >40 MPa to ≤50 MPa | 50 MPa, VR450 50 MPa TREMIE/CFA GP/SLAG (Boral) (Australia) | Concrete_50MPa | Concrete_50MPa | 2022-02-21 | 2027-02-21 | Australia | S-P-02341 | Version 1 | EPD Australasia | https://epd-australasia.com/wp-content/uploads/2022/03/SP02341-Boral-EPD_2022_Vic_v1.0.pdf | m³ | 2400 |  |  |  | 336 | 0 | 0 | 0 | 0 | 336 | 0 | 0.14 | 0 | 0 | 0 | 0 | 0.14 | 0 | Version 2025.1
Concrete (in-situ) | Concrete, 50 MPa | >40 MPa to ≤50 MPa | 50 MPa, HIGH SLUMP 50 MPa (Boral) (Australia) | Concrete_50MPa | Concrete_50MPa | 2022-02-21 | 2027-02-21 | Australia | S-P-02341 | Version 1 | EPD Australasia | https://epd-australasia.com/wp-content/uploads/2022/03/SP02341-Boral-EPD_2022_Vic_v1.0.pdf | m³ | 2400 |  |  |  | 457 | 0 | 0 | 0 | 0 | 457 | 0 | 0.19042 | 0 | 0 | 0 | 0 | 0.19042 | 0 | Version 2025.1
Concrete (in-situ) | Concrete, 50 MPa | >40 MPa to ≤50 MPa | 50 MPa, TREMIE 50 MPa (Boral) (Australia) | Concrete_50MPa | Concrete_50MPa | 2022-02-21 | 2027-02-21 | Australia | S-P-02341 | Version 1 | EPD Australasia | https://epd-australasia.com/wp-content/uploads/2022/03/SP02341-Boral-EPD_2022_Vic_v1.0.pdf | m³ | 2400 |  |  |  | 398 | 0 | 0 | 0 | 0 | 398 | 0 | 0.16583 | 0 | 0 | 0 | 0 | 0.16583 | 0 | Version 2025.1
Concrete (in-situ) | Concrete, 50 MPa | >40 MPa to ≤50 MPa | 50 MPa, ENVISIA 50 MPa (Boral) (Australia) | Concrete_50MPa | Concrete_50MPa | 2022-02-21 | 2027-02-21 | Australia | S-P-02341 | Version 1 | EPD Australasia | https://epd-australasia.com/wp-content/uploads/2022/03/SP02341-Boral-EPD_2022_Vic_v1.0.pdf | m³ | 2400 |  |  |  | 320 | 0 | 0 | 0 | 0 | 320 | 0 | 0.13333 | 0 | 0 | 0 | 0 | 0.13333 | 0 | Version 2025.1
Concrete (in-situ) | Concrete, 50 MPa | >40 MPa to ≤50 MPa | 50 MPa, ENVIROCRETE PLUS 50 MPa (Boral) (Australia) | Concrete_50MPa | Concrete_50MPa | 2022-02-21 | 2027-02-21 | Australia | S-P-02341 | Version 1 | EPD Australasia | https://epd-australasia.com/wp-content/uploads/2022/03/SP02341-Boral-EPD_2022_Vic_v1.0.pdf | m³ | 2400 |  |  |  | 336 | 0 | 0 | 0 | 0 | 336 | 0 | 0.14 | 0 | 0 | 0 | 0 | 0.14 | 0 | Version 2025.1
Concrete (in-situ) | Concrete, 50 MPa | >40 MPa to ≤50 MPa | 50 MPa, ENVIROCRETE 40% 50 MPa (Boral) (Australia) | Concrete_50MPa | Concrete_50MPa | 2022-02-21 | 2027-02-21 | Australia | S-P-02341 | Version 1 | EPD Australasia | https://epd-australasia.com/wp-content/uploads/2022/03/SP02341-Boral-EPD_2022_Vic_v1.0.pdf | m³ | 2400 |  |  |  | 413 | 0 | 0 | 0 | 0 | 413 | 0 | 0.17208 | 0 | 0 | 0 | 0 | 0.17208 | 0 | Version 2025.1
Concrete (in-situ) | Concrete, 50 MPa | >40 MPa to ≤50 MPa | 50 MPa, ENVIROCRETE 30% 50 MPa (Boral) (Australia) | Concrete_50MPa | Concrete_50MPa | 2022-02-21 | 2027-02-21 | Australia | S-P-02341 | Version 1 | EPD Australasia | https://epd-australasia.com/wp-content/uploads/2022/03/SP02341-Boral-EPD_2022_Vic_v1.0.pdf | m³ | 2400 |  |  |  | 463 | 0 | 0 | 0 | 0 | 463 | 0 | 0.19292 | 0 | 0 | 0 | 0 | 0.19292 | 0 | Version 2025.1
Concrete (in-situ) | Concrete, 50 MPa | >40 MPa to ≤50 MPa | 50 MPa, ENVIROCRETE 50 MPa (Boral) (Australia) | Concrete_50MPa | Concrete_50MPa | 2022-02-21 | 2027-02-21 | Australia | S-P-02341 | Version 1 | EPD Australasia | https://epd-australasia.com/wp-content/uploads/2022/03/SP02341-Boral-EPD_2022_Vic_v1.0.pdf | m³ | 2400 |  |  |  | 364 | 0 | 0 | 0 | 0 | 364 | 0 | 0.15167 | 0 | 0 | 0 | 0 | 0.15167 | 0 | Version 2025.1
Concrete (in-situ) | Concrete, 50 MPa | >40 MPa to ≤50 MPa | 50 MPa, NORMAL CLASS GP BLEND 50 MPa (Boral) (Australia) | Concrete_50MPa | Concrete_50MPa | 2022-02-21 | 2027-02-21 | Australia | S-P-02341 | Version 1 | EPD Australasia | https://epd-australasia.com/wp-content/uploads/2022/03/SP02341-Boral-EPD_2022_Vic_v1.0.pdf | m³ | 2400 |  |  |  | 485 | 0 | 0 | 0 | 0 | 485 | 0 | 0.20208 | 0 | 0 | 0 | 0 | 0.20208 | 0 | Version 2025.1
Concrete (in-situ) | Concrete, 50 MPa | >40 MPa to ≤50 MPa | 50 MPa, NORMAL CLASS GP/FA BLEND 50 MPa (Boral) (Australia) | Concrete_50MPa | Concrete_50MPa | 2022-02-21 | 2027-02-21 | Australia | S-P-02341 | Version 1 | EPD Australasia | https://epd-australasia.com/wp-content/uploads/2022/03/SP02341-Boral-EPD_2022_Vic_v1.0.pdf | m³ | 2400 |  |  |  | 414 | 0 | 0 | 0 | 0 | 414 | 0 | 0.1725 | 0 | 0 | 0 | 0 | 0.1725 | 0 | Version 2025.1
Concrete (in-situ) | Concrete, 50 MPa | >40 MPa to ≤50 MPa | 50 MPa, NORMAL CLASS GP/GGBFS BLEND 50 MPa (Boral) (Australia) | Concrete_50MPa | Concrete_50MPa | 2022-02-21 | 2027-02-21 | Australia | S-P-02341 | Version 1 | EPD Australasia | https://epd-australasia.com/wp-content/uploads/2022/03/SP02341-Boral-EPD_2022_Vic_v1.0.pdf | m³ | 2400 |  |  |  | 444 | 0 | 0 | 0 | 0 | 444 | 0 | 0.185 | 0 | 0 | 0 | 0 | 0.185 | 0 | Version 2025.1
Concrete (in-situ) | Concrete, 50 MPa | >40 MPa to ≤50 MPa | 50 MPa, VR450 50 MPa GP/SLAG (Boral) (Australia) | Concrete_50MPa | Concrete_50MPa | 2022-02-21 | 2027-02-21 | Australia | S-P-02341 | Version 1 | EPD Australasia | https://epd-australasia.com/wp-content/uploads/2022/03/SP02341-Boral-EPD_2022_Vic_v1.0.pdf | m³ | 2400 |  |  |  | 309 | 0 | 0 | 0 | 0 | 309 | 0 | 0.12875 | 0 | 0 | 0 | 0 | 0.12875 | 0 | Version 2025.1
Concrete (in-situ) | Concrete, 50 MPa | >40 MPa to ≤50 MPa | 50 MPa, VR450 50 MPa GP/FA (Boral) (Australia) | Concrete_50MPa | Concrete_50MPa | 2022-02-21 | 2027-02-21 | Australia | S-P-02341 | Version 1 | EPD Australasia | https://epd-australasia.com/wp-content/uploads/2022/03/SP02341-Boral-EPD_2022_Vic_v1.0.pdf | m³ | 2400 |  |  |  | 410 | 0 | 0 | 0 | 0 | 410 | 0 | 0.17083 | 0 | 0 | 0 | 0 | 0.17083 | 0 | Version 2025.1
Concrete (in-situ) | Concrete, 50 MPa | >40 MPa to ≤50 MPa | 50 MPa, VR450 50 MPa TREMIE GP/SLAG (Boral) (Australia) | Concrete_50MPa | Concrete_50MPa | 2022-02-21 | 2027-02-21 | Australia | S-P-02341 | Version 1 | EPD Australasia | https://epd-australasia.com/wp-content/uploads/2022/03/SP02341-Boral-EPD_2022_Vic_v1.0.pdf | m³ | 2400 |  |  |  | 311 | 0 | 0 | 0 | 0 | 311 | 0 | 0.12958 | 0 | 0 | 0 | 0 | 0.12958 | 0 | Version 2025.1
Concrete (in-situ) | Concrete, 50 MPa | >40 MPa to ≤50 MPa | 50 MPa, VR450 50 MPa TREMIE/CFA GP/SLAG (Boral) (Australia) | Concrete_50MPa | Concrete_50MPa | 2022-02-21 | 2027-02-21 | Australia | S-P-02341 | Version 1 | EPD Australasia | https://epd-australasia.com/wp-content/uploads/2022/03/SP02341-Boral-EPD_2022_Vic_v1.0.pdf | m³ | 2400 |  |  |  | 336 | 0 | 0 | 0 | 0 | 336 | 0 | 0.14 | 0 | 0 | 0 | 0 | 0.14 | 0 | Version 2025.1
Concrete (in-situ) | Concrete, 50 MPa | >40 MPa to ≤50 MPa | 50 MPa, HIGH SLUMP 50 MPa (Boral) (Australia) | Concrete_50MPa | Concrete_50MPa | 2022-02-21 | 2027-02-21 | Australia | S-P-02341 | Version 1 | EPD Australasia | https://epd-australasia.com/wp-content/uploads/2022/03/SP02341-Boral-EPD_2022_Vic_v1.0.pdf | m³ | 2400 |  |  |  | 457 | 0 | 0 | 0 | 0 | 457 | 0 | 0.19042 | 0 | 0 | 0 | 0 | 0.19042 | 0 | Version 2025.1
Concrete (in-situ) | Concrete, 50 MPa | >40 MPa to ≤50 MPa | 50 MPa, TREMIE 50 MPa (Boral) (Australia) | Concrete_50MPa | Concrete_50MPa | 2022-02-21 | 2027-02-21 | Australia | S-P-02341 | Version 1 | EPD Australasia | https://epd-australasia.com/wp-content/uploads/2022/03/SP02341-Boral-EPD_2022_Vic_v1.0.pdf | m³ | 2400 |  |  |  | 398 | 0 | 0 | 0 | 0 | 398 | 0 | 0.16583 | 0 | 0 | 0 | 0 | 0.16583 | 0 | Version 2025.1
Concrete (in-situ) | Concrete, 50 MPa | >40 MPa to ≤50 MPa | 50 MPa, TAS, VR450/50/EXP CL C concrete manufactured in our Northern Region (Hazell Bros Concrete Pty Ltd) (Australia) | Concrete_50MPa | Concrete_50MPa | 2024-01-01 | 2029-01-01 | Australia | EPD-IES-0014056:001 (S-P-14056) | Not applicable | EPD Australasia | https://epd-australasia.com/?s=0014056:001&post_type=epd | m³ | 2400 |  |  |  | 428.7278 | 421.3628 | 7.365 | 2.657e-05 | 0 | 428.7278 | 0 | 0.17864 | 0.17557 | 0.0030687 | 1.1071e-08 | 0 | 0.17864 | 0 | Version 2025.1
Concrete (in-situ) | Concrete, 50 MPa | >40 MPa to ≤50 MPa | 50 MPa, TAS, VR450/50/EXP CL C concrete manufactured in our Southern Region (Hazell Bros Concrete Pty Ltd) (Australia) | Concrete_50MPa | Concrete_50MPa | 2024-01-01 | 2029-01-01 | Australia | EPD-IES-0014084:001 (S-P-14084) | Not applicable | EPD Australasia | https://epd-australasia.com/?s=0014084:001&post_type=epd | m³ | 2400 |  |  |  | 432.5502 | 425.2208 | 7.2226 | 0.10673 | 0 | 432.5502 | 0 | 0.18023 | 0.17718 | 0.0030094 | 4.4472e-05 | 0 | 0.18023 | 0 | Version 2025.1
Concrete (in-situ) | Concrete, 50 MPa | >40 MPa to ≤50 MPa | 50 MPa, NSW, Concrete: S50/10/100 manufactured at Prestons (Advanced Readymix) (Australia) | Concrete_50MPa | Concrete_50MPa | 2024-01-01 | 2029-01-01 | Australia | EPD-IES-0013959:001 (S-P-13959) | Not applicable | EPD Australasia | https://epd-australasia.com/?s=0013959:001&post_type=epd | m³ | 2400 |  |  |  | 467.2615 | 466.7486 | 0.51056 | 0.0023371 | 0 | 467.2615 | 0 | 0.19469 | 0.19448 | 0.00021273 | 9.7378e-07 | 0 | 0.19469 | 0 | Version 2025.1
Concrete (in-situ) | Concrete, 50 MPa | >40 MPa to ≤50 MPa | 50 MPa, NSW, Concrete: AD50PANW, AL50PANW, PE50PANW manufactured at Prestons (Advanced Readymix) (Australia) | Concrete_50MPa | Concrete_50MPa | 2024-01-01 | 2029-01-01 | Australia | EPD-IES-0013928:001 (S-P-13928) | Not applicable | EPD Australasia | https://epd-australasia.com/?s=0013928:001&post_type=epd | m³ | 2400 |  |  |  | 432.019 | 431.5172 | 0.49653 | 0.005289 | 0 | 432.019 | 0 | 0.18001 | 0.1798 | 0.00020689 | 2.2038e-06 | 0 | 0.18001 | 0 | Version 2025.1
Concrete (in-situ) | Concrete, 50 MPa | >40 MPa to ≤50 MPa | 50 MPa, NSW, Concrete: AD50PANW, AL50PANW, PE50PANW manufactured at Seven Hills (Advanced Readymix) (Australia) | Concrete_50MPa | Concrete_50MPa | 2024-01-01 | 2029-01-01 | Australia | EPD-IES-0013966:001 (S-P-13966) | Not applicable | EPD Australasia | https://epd-australasia.com/?s=0013966:001&post_type=epd | m³ | 2400 |  |  |  | 428.8829 | 428.3814 | 0.49616 | 0.005299 | 0 | 428.8829 | 0 | 0.1787 | 0.17849 | 0.00020673 | 2.2079e-06 | 0 | 0.1787 | 0 | Version 2025.1
Concrete (in-situ) | Concrete, 50 MPa | >40 MPa to ≤50 MPa | 50 MPa, NSW, Concrete: AD50PANW, AL50PANW, PE50PANW manufactured at Smithfield (Advanced Readymix) (Australia) | Concrete_50MPa | Concrete_50MPa | 2024-01-01 | 2029-01-01 | Australia | EPD-IES-0014004:001 (S-P-14004) | Not applicable | EPD Australasia | https://epd-australasia.com/?s=0014004:001&post_type=epd | m³ | 2400 |  |  |  | 430.0022 | 429.5021 | 0.49478 | 0.0053069 | 0 | 430.0022 | 0 | 0.17917 | 0.17896 | 0.00020616 | 2.2112e-06 | 0 | 0.17917 | 0 | Version 2025.1
Concrete (in-situ) | Concrete, 50 MPa | >40 MPa to ≤50 MPa | 50 MPa, NSW, Concrete: S50/10/100 manufactured at Smithfield (Advanced Readymix) (Australia) | Concrete_50MPa | Concrete_50MPa | 2024-01-01 | 2029-01-01 | Australia | EPD-IES-0014035:001 (S-P-14035) | Not applicable | EPD Australasia | https://epd-australasia.com/?s=0014035:001&post_type=epd | m³ | 2400 |  |  |  | 436.7631 | 436.2785 | 0.48239 | 0.0022188 | 0 | 436.7632 | 0 | 0.18198 | 0.18178 | 0.00020099 | 9.2451e-07 | 0 | 0.18198 | 0 | Version 2025.1
Concrete (in-situ) | Concrete, 50 MPa | >40 MPa to ≤50 MPa | 50 MPa, NSW, Concrete: AD50PAN, AL50PAN, PE50PAN manufactured at Prestons (Advanced Readymix) (Australia) | Concrete_50MPa | Concrete_50MPa | 2024-01-01 | 2029-01-01 | Australia | EPD-IES-0013927:001 (S-P-13927) | Not applicable | EPD Australasia | https://epd-australasia.com/?s=0013927:001&post_type=epd | m³ | 2400 |  |  |  | 429.7873 | 429.3286 | 0.45382 | 0.0048587 | 0 | 429.7873 | 0 | 0.17908 | 0.17889 | 0.00018909 | 2.0244e-06 | 0 | 0.17908 | 0 | Version 2025.1
Concrete (in-situ) | Concrete, 50 MPa | >40 MPa to ≤50 MPa | 50 MPa, NSW, Concrete: AD50PAN, AL50PAN, PE50PAN manufactured at Seven Hills (Advanced Readymix) (Australia) | Concrete_50MPa | Concrete_50MPa | 2024-01-01 | 2029-01-01 | Australia | EPD-IES-0013965:001 (S-P-13965) | Not applicable | EPD Australasia | https://epd-australasia.com/?s=0013965:001&post_type=epd | m³ | 2400 |  |  |  | 426.6496 | 426.1914 | 0.45337 | 0.0048678 | 0 | 426.6496 | 0 | 0.17777 | 0.17758 | 0.0001889 | 2.0282e-06 | 0 | 0.17777 | 0 | Version 2025.1
Concrete (in-situ) | Concrete, 50 MPa | >40 MPa to ≤50 MPa | 50 MPa, NSW, Concrete: AD50PAN, AL50PAN, PE50PAN manufactured at Smithfield (Advanced Readymix) (Australia) | Concrete_50MPa | Concrete_50MPa | 2024-01-01 | 2029-01-01 | Australia | EPD-IES-0014003:001 (S-P-14003) | Not applicable | EPD Australasia | https://epd-australasia.com/?s=0014003:001&post_type=epd | m³ | 2400 |  |  |  | 427.7642 | 427.3074 | 0.45192 | 0.0048749 | 0 | 427.7642 | 0 | 0.17824 | 0.17804 | 0.0001883 | 2.0312e-06 | 0 | 0.17824 | 0 | Version 2025.1
Concrete (in-situ) | Concrete, 50 MPa | >40 MPa to ≤50 MPa | 50 MPa, NSW, Concrete: S50/20/100 manufactured at Prestons (Advanced Readymix) (Australia) | Concrete_50MPa | Concrete_50MPa | 2024-01-01 | 2029-01-01 | Australia | EPD-IES-0013960:001 (S-P-13960) | Not applicable | EPD Australasia | https://epd-australasia.com/?s=0013960:001&post_type=epd | m³ | 2400 |  |  |  | 446.6842 | 446.2404 | 0.44221 | 0.0015668 | 0 | 446.6842 | 0 | 0.18612 | 0.18593 | 0.00018425 | 6.5282e-07 | 0 | 0.18612 | 0 | Version 2025.1
Concrete (in-situ) | Concrete, 50 MPa | >40 MPa to ≤50 MPa | 50 MPa, NSW, Concrete: S50/20/100 manufactured at Smithfield (Advanced Readymix) (Australia) | Concrete_50MPa | Concrete_50MPa | 2024-01-01 | 2029-01-01 | Australia | EPD-IES-0014036:001 (S-P-14036) | Not applicable | EPD Australasia | https://epd-australasia.com/?s=0014036:001&post_type=epd | m³ | 2400 |  |  |  | 417.4192 | 417.0008 | 0.4169 | 0.0014865 | 0 | 417.4192 | 0 | 0.17392 | 0.17375 | 0.00017371 | 6.1938e-07 | 0 | 0.17392 | 0 | Version 2025.1
Concrete (in-situ) | Concrete, 50 MPa | >40 MPa to ≤50 MPa | 50 MPa, NSW, Concrete: NS50/20/100 manufactured at Prestons (Advanced Readymix) (Australia) | Concrete_50MPa | Concrete_50MPa | 2024-01-01 | 2029-01-01 | Australia | EPD-IES-0013945:001 (S-P-13945) | Not applicable | EPD Australasia | https://epd-australasia.com/?s=0013945:001&post_type=epd | m³ | 2400 |  |  |  | 257.2275 | 256.9171 | 0.3089 | 0.0015703 | 0 | 257.2275 | 0 | 0.10718 | 0.10705 | 0.00012871 | 6.5428e-07 | 0 | 0.10718 | 0 | Version 2025.1
Concrete (in-situ) | Concrete, 50 MPa | >40 MPa to ≤50 MPa | 50 MPa, NSW, Concrete: NS50/20/100 (Advanced Readymix) (Australia) | Concrete_50MPa | Concrete_50MPa | 2024-01-01 | 2029-01-01 | Australia | EPD-IES-0014021:001 (S-P-14021) | Not applicable | EPD Australasia | https://epd-australasia.com/?s=0014021:001&post_type=epd | m³ | 2400 |  |  |  | 255.991 | 255.6828 | 0.30664 | 0.0015751 | 0 | 255.991 | 0 | 0.10666 | 0.10653 | 0.00012777 | 6.5628e-07 | 0 | 0.10666 | 0 | Version 2025.1
Concrete (in-situ) | Concrete, 50 MPa | >40 MPa to ≤50 MPa | 50 MPa, NSW, Concrete: NS50/20/80 manufactured at Prestons (Advanced Readymix) (Australia) | Concrete_50MPa | Concrete_50MPa | 2024-01-01 | 2029-01-01 | Australia | EPD-IES-0013946:001 (S-P-13946) | Not applicable | EPD Australasia | https://epd-australasia.com/?s=0013946:001&post_type=epd | m³ | 2400 |  |  |  | 256.6474 | 256.3506 | 0.29531 | 0.0013957 | 0 | 256.6474 | 0 | 0.10694 | 0.10681 | 0.00012305 | 5.8153e-07 | 0 | 0.10694 | 0 | Version 2025.1
Concrete (in-situ) | Concrete, 50 MPa | >40 MPa to ≤50 MPa | 50 MPa, NSW, Concrete: NS50/20/80 manufactured at Smithfield (Advanced Readymix) (Australia) | Concrete_50MPa | Concrete_50MPa | 2024-01-01 | 2029-01-01 | Australia | EPD-IES-0014022:001 (S-P-14022) | Not applicable | EPD Australasia | https://epd-australasia.com/?s=0014022:001&post_type=epd | m³ | 2400 |  |  |  | 255.4097 | 255.1153 | 0.293 | 0.0013998 | 0 | 255.4097 | 0 | 0.10642 | 0.1063 | 0.00012208 | 5.8326e-07 | 0 | 0.10642 | 0 | Version 2025.1
Concrete (in-situ) | Concrete, 50 MPa | >40 MPa to ≤50 MPa | 50 MPa, TAS, N50/20N concrete manufactured in our Southern Region (Hazell Bros Concrete Pty Ltd) (Australia) | Concrete_50MPa | Concrete_50MPa | 2024-01-01 | 2029-01-01 | Australia | EPD-IES-0014071:001 (S-P-14071) | Not applicable | EPD Australasia | https://epd-australasia.com/?s=0014071:001&post_type=epd | m³ | 2400 |  |  |  | 392.0419 | 391.7958 | 0.12427 | 0.12183 | 0 | 392.0419 | 0 | 0.16335 | 0.16325 | 5.1781e-05 | 5.0764e-05 | 0 | 0.16335 | 0 | Version 2025.1
Concrete (in-situ) | Concrete, 50 MPa | >40 MPa to ≤50 MPa | 50 MPa, TAS, N50/20N/SCM concrete manufactured in our Southern Region (Hazell Bros Concrete Pty Ltd) (Australia) | Concrete_50MPa | Concrete_50MPa | 2024-01-01 | 2029-01-01 | Australia | EPD-IES-0014077:001 (S-P-14077) | Not applicable | EPD Australasia | https://epd-australasia.com/?s=0014077:001&post_type=epd | m³ | 2400 |  |  |  | 286.4396 | 286.2256 | 0.13604 | 0.077945 | 0 | 286.4396 | 0 | 0.11935 | 0.11926 | 5.6684e-05 | 3.2477e-05 | 0 | 0.11935 | 0 | Version 2025.1
Concrete (in-situ) | Concrete, 50 MPa | >40 MPa to ≤50 MPa | 50 MPa, NSW, Pre-mix concrete GS5020-1 (Western Suburbs Concrete) (Australia) | Concrete_50MPa | Concrete_50MPa | 2024-01-01 | 2029-01-01 | Australia | EPD-IES-0013800:001 (S-P-13800) | Not applicable | EPD Australasia | https://epd-australasia.com/?s=0013800:001&post_type=epd | m³ | 2400 |  |  |  | 354.4841 | 354.2943 | 0.15129 | 0.038469 | 0 | 354.4841 | 0 | 0.1477 | 0.14762 | 6.3038e-05 | 1.6029e-05 | 0 | 0.1477 | 0 | Version 2025.1
Concrete (in-situ) | Concrete, 50 MPa | >40 MPa to ≤50 MPa | 50 MPa, TAS, N50/20N concrete manufactured in our Northern Region (Hazell Bros Concrete Pty Ltd) (Australia) | Concrete_50MPa | Concrete_50MPa | 2024-01-01 | 2029-01-01 | Australia | EPD-IES-0014044:001 (S-P-14044) | Not applicable | EPD Australasia | https://epd-australasia.com/?s=0014044:001&post_type=epd | m³ | 2400 |  |  |  | 370.7921 | 370.6028 | 0.18929 | 1.7214e-05 | 0 | 370.7921 | 0 | 0.1545 | 0.15442 | 7.8871e-05 | 7.1725e-09 | 0 | 0.1545 | 0 | Version 2025.1
Concrete (in-situ) | Concrete, 50 MPa | >40 MPa to ≤50 MPa | 50 MPa, NSW, Pre-mix concrete GS5020-2 (Western Suburbs Concrete) (Australia) | Concrete_50MPa | Concrete_50MPa | 2024-01-01 | 2029-01-01 | Australia | EPD-IES-0013805:001 (S-P-13805) | Not applicable | EPD Australasia | https://epd-australasia.com/?s=0013805:001&post_type=epd | m³ | 2400 |  |  |  | 308.1329 | 307.9526 | 0.1476 | 0.032681 | 0 | 308.1329 | 0 | 0.12839 | 0.12831 | 6.1501e-05 | 1.3617e-05 | 0 | 0.12839 | 0 | Version 2025.1
Concrete (in-situ) | Concrete, 50 MPa | >40 MPa to ≤50 MPa | 50 MPa, NSW, Pre-mix concrete WN5020 (Western Suburbs Concrete) (Australia) | Concrete_50MPa | Concrete_50MPa | 2024-01-01 | 2029-01-01 | Australia | EPD-IES-0013825:001 (S-P-13825) | Not applicable | EPD Australasia | https://epd-australasia.com/?s=0013825:001&post_type=epd | m³ | 2400 |  |  |  | 370.8444 | 370.6655 | 0.13875 | 0.040164 | 0 | 370.8444 | 0 | 0.15452 | 0.15444 | 5.7812e-05 | 1.6735e-05 | 0 | 0.15452 | 0 | Version 2025.1
Concrete (in-situ) | Concrete, 50 MPa | >40 MPa to ≤50 MPa | 50 MPa, NSW, Pre-mix concrete WGS5020-1 (Western Suburbs Concrete) (Australia) | Concrete_50MPa | Concrete_50MPa | 2024-01-01 | 2029-01-01 | Australia | EPD-IES-0013810:001 (S-P-13810) | Not applicable | EPD Australasia | https://epd-australasia.com/?s=0013810:001&post_type=epd | m³ | 2400 |  |  |  | 340.4526 | 340.2794 | 0.13725 | 0.035952 | 0 | 340.4526 | 0 | 0.14186 | 0.14178 | 5.7186e-05 | 1.498e-05 | 0 | 0.14186 | 0 | Version 2025.1
Concrete (in-situ) | Concrete, 50 MPa | >40 MPa to ≤50 MPa | 50 MPa, NSW, Pre-mix concrete WGS5020-2 (Western Suburbs Concrete) (Australia) | Concrete_50MPa | Concrete_50MPa | 2024-01-01 | 2029-01-01 | Australia | EPD-IES-0013815:001 (S-P-13815) | Not applicable | EPD Australasia | https://epd-australasia.com/?s=0013815:001&post_type=epd | m³ | 2400 |  |  |  | 320.8389 | 320.6661 | 0.13969 | 0.033081 | 0 | 320.8389 | 0 | 0.13368 | 0.13361 | 5.8205e-05 | 1.3784e-05 | 0 | 0.13368 | 0 | Version 2025.1
Concrete (in-situ) | Concrete, 50 MPa | >40 MPa to ≤50 MPa | 50 MPa, TAS, N50/20N/SCM concrete manufactured in our Northern Region (Hazell Bros Concrete Pty Ltd) (Australia) | Concrete_50MPa | Concrete_50MPa | 2024-01-01 | 2029-01-01 | Australia | EPD-IES-0014050:001 (S-P-14050) | Not applicable | EPD Australasia | https://epd-australasia.com/?s=0014050:001&post_type=epd | m³ | 2400 |  |  |  | 282.2809 | 282.1468 | 0.13406 | 2.0876e-05 | 0 | 282.2809 | 0 | 0.11762 | 0.11756 | 5.5857e-05 | 8.6983e-09 | 0 | 0.11762 | 0 | Version 2025.1
Concrete (in-situ) | Concrete, 50 MPa | >40 MPa to ≤50 MPa | 50 MPa, NSW, Concrete: NS50/20/100 manufactured at Seven Hills (Advanced Readymix) (Australia) | Concrete_50MPa | Concrete_50MPa | 2024-01-01 | 2029-01-01 | Australia | EPD-IES-0013983:001 (S-P-13983) | Not applicable | EPD Australasia | https://epd-australasia.com/?s=0013983:001&post_type=epd | m³ | 2400 |  |  |  | 297.0154 | 296.895 | 0.11821 | 0.0021752 | 0 | 297.0154 | 0 | 0.12376 | 0.12371 | 4.9254e-05 | 9.0633e-07 | 0 | 0.12376 | 0 | Version 2025.1
Concrete (in-situ) | Concrete, 50 MPa | >40 MPa to ≤50 MPa | 50 MPa, NSW, Concrete: S50/10/100 manufactured at Seven Hills (Advanced Readymix) (Australia) | Concrete_50MPa | Concrete_50MPa | 2024-01-01 | 2029-01-01 | Australia | EPD-IES-0013997:001 (S-P-13997) | Not applicable | EPD Australasia | https://epd-australasia.com/?s=0013997:001&post_type=epd | m³ | 2400 |  |  |  | 520.4757 | 520.3569 | 0.11531 | 0.0034204 | 0 | 520.4757 | 0 | 0.21686 | 0.21682 | 4.8045e-05 | 1.4252e-06 | 0 | 0.21686 | 0 | Version 2025.1
Concrete (in-situ) | Concrete, 50 MPa | >40 MPa to ≤50 MPa | 50 MPa, NSW, Readymix concrete: ECO52TER433 (Daracrete Pty Ltd) (Australia) | Concrete_50MPa | Concrete_50MPa | 2024-01-01 | 2029-01-01 | Australia | EPD-IES-0016617:001 | Not applicable | EPD Australasia | https://epd-australasia.com/?s=0016617:001&post_type=epd | m³ | 2400 |  |  |  | 238.0397 | 237.9246 | 0.082035 | 0.033071 | 0 | 238.0397 | 0 | 0.099183 | 0.099135 | 3.4181e-05 | 1.378e-05 | 0 | 0.099183 | 0 | Version 2025.1
Concrete (in-situ) | Concrete, 50 MPa | >40 MPa to ≤50 MPa | 50 MPa, NSW, Concrete: NS50/20/80 manufactured at Seven Hills (Advanced Readymix) (Australia) | Concrete_50MPa | Concrete_50MPa | 2024-01-01 | 2029-01-01 | Australia | EPD-IES-0013984:001 (S-P-13984) | Not applicable | EPD Australasia | https://epd-australasia.com/?s=0013984:001&post_type=epd | m³ | 2400 |  |  |  | 296.4357 | 296.3291 | 0.1046 | 0.0020002 | 0 | 296.4357 | 0 | 0.12351 | 0.12347 | 4.3582e-05 | 8.3343e-07 | 0 | 0.12351 | 0 | Version 2025.1
Concrete (in-situ) | Concrete, 50 MPa | >40 MPa to ≤50 MPa | 50 MPa, NSW, Readymix concrete: PC5510HWC500 - 55MPa (Daracrete Pty Ltd) (Australia) | Concrete_50MPa | Concrete_50MPa | 2024-01-01 | 2029-01-01 | Australia | EPD-IES-0016619:001 | Not applicable | EPD Australasia | https://epd-australasia.com/?s=0016619:001&post_type=epd | m³ | 2400 |  |  |  | 427.6026 | 427.5197 | 0.0664 | 0.016512 | 0 | 427.6026 | 0 | 0.17817 | 0.17813 | 2.7667e-05 | 6.88e-06 | 0 | 0.17817 | 0 | Version 2025.1
Concrete (in-situ) | Concrete, 50 MPa | >40 MPa to ≤50 MPa | 50 MPa, NSW, Concrete: S50/20/100 manufactured at Seven Hills (Advanced Readymix) (Australia) | Concrete_50MPa | Concrete_50MPa | 2024-01-01 | 2029-01-01 | Australia | EPD-IES-0013998:001 (S-P-13998) | Not applicable | EPD Australasia | https://epd-australasia.com/?s=0013998:001&post_type=epd | m³ | 2400 |  |  |  | 497.72 | 497.6517 | 0.065612 | 0.0026381 | 0 | 497.72 | 0 | 0.20738 | 0.20735 | 2.7338e-05 | 1.0992e-06 | 0 | 0.20738 | 0 | Version 2025.1
Concrete (in-situ) | Concrete, 50 MPa | >40 MPa to ≤50 MPa | 50 MPa, NSW, Readymix concrete: PC5520180 (Daracrete Pty Ltd) (Australia) | Concrete_50MPa | Concrete_50MPa | 2024-01-01 | 2029-01-01 | Australia | EPD-IES-0016620:001 | Not applicable | EPD Australasia | https://epd-australasia.com/?s=0016620:001&post_type=epd | m³ | 2400 |  |  |  | 426.4584 | 426.3939 | 0.048554 | 0.015931 | 0 | 426.4584 | 0 | 0.17769 | 0.17766 | 2.0231e-05 | 6.6377e-06 | 0 | 0.17769 | 0 | Version 2025.1
Concrete (in-situ) | Concrete, 65 MPa | >50 MPa to ≤65 MPa | Concrete, 65 MPa, in-situ, no reinforcement, (SE651EAV) (Ecopact) (Holcim) (SA) (Adelaide) | Concrete_65MPa | Concrete_65MPa | 2022-01-27 | 2027-01-27 | SA | S-P-04660 | Version 1 | EPD Australasia | https://epd-australasia.com/wp-content/uploads/2022/02/SP04660-Holcim-EPD-ViroDecs-Special-SA-Adelaide-ECOPact-Range-V2_Mar23.pdf | m³ | 2400 |  |  |  | 355 | 355 | 0.4 | 0 | 0 | 355.4 | 0 | 0.14792 | 0.14792 | 0.00016667 | 0 | 0 | 0.14808 | 0 | Version 1.0
Concrete (in-situ) | Concrete, 65 MPa | >50 MPa to ≤65 MPa | Concrete, 65 MPa, in-situ, no reinforcement, (SE651E3) (Ecopact) (Holcim) (SA) (Adelaide) | Concrete_65MPa | Concrete_65MPa | 2022-01-27 | 2027-01-27 | SA | S-P-04660 | Version 1 | EPD Australasia | https://epd-australasia.com/wp-content/uploads/2022/02/SP04660-Holcim-EPD-ViroDecs-Special-SA-Adelaide-ECOPact-Range-V2_Mar23.pdf | m³ | 2400 |  |  |  | 339 | 339 | 0.35 | 0 | 0 | 339.35 | 0 | 0.14125 | 0.14125 | 0.00014583 | 0 | 0 | 0.1414 | 0 | Version 1.0
Concrete (in-situ) | Concrete, 65 MPa | >50 MPa to ≤65 MPa | Concrete, 65 MPa, in-situ, no reinforcement, (SE651E5) (Ecopact) (Holcim) (SA) (Adelaide) | Concrete_65MPa | Concrete_65MPa | 2022-01-27 | 2027-01-27 | SA | S-P-04660 | Version 1 | EPD Australasia | https://epd-australasia.com/wp-content/uploads/2022/02/SP04660-Holcim-EPD-ViroDecs-Special-SA-Adelaide-ECOPact-Range-V2_Mar23.pdf | m³ | 2400 |  |  |  | 340 | 340 | 0.35 | 0 | 0 | 340.35 | 0 | 0.14167 | 0.14167 | 0.00014583 | 0 | 0 | 0.14181 | 0 | Version 1.0
Concrete (in-situ) | Concrete, 65 MPa | >50 MPa to ≤65 MPa | Concrete, 65 MPa, in-situ, no reinforcement, (65MPa 14MM TREMIE 160 SLUMP) (Adbri) (VIC) | Concrete_65MPa | Concrete_65MPa | 2023-03-31 | 2028-03-31 | VIC | S-P-05520 | Version 1 | EPD Australasia | https://epd-australasia.com/wp-content/uploads/2023/04/SP05520-Adbri-EPD-Concrete_VIC_Mar23.pdf | m³ | 2400 |  |  |  | 372 | 372 | 0.35 | 0 | 0 | 372.35 | 0 | 0.155 | 0.155 | 0.00014583 | 0 | 0 | 0.15515 | 0 | Version 1.0
Concrete (in-situ) | Concrete, 65 MPa | >50 MPa to ≤65 MPa | Concrete, 65 MPa, in-situ, no reinforcement, (VE651EAV) (Ecopact) (Holcim) (VIC) | Concrete_65MPa | Concrete_65MPa | 2022-01-12 | 2027-09-26 | VIC | S-P-04657 | Version 1 | EPD Australasia | https://epd-australasia.com/wp-content/uploads/2022/01/SP04657-Holcim-ViroDecs%E2%84%A2-Special-VIC-ECOPact-Range-ver2_Sep22.pdf | m³ | 2400 |  |  |  | 344 | 344 | 0.32 | 0 | 0 | 344.32 | 0 | 0.14333 | 0.14333 | 0.00013333 | 0 | 0 | 0.14347 | 0 | Version 1.0
Concrete (in-situ) | Concrete, 65 MPa | >50 MPa to ≤65 MPa | Concrete, 65 MPa, in-situ, no reinforcement, (QE651E200) (Ecopact) (Holcim) (QLD) (Brisbane) | Concrete_65MPa | Concrete_65MPa | 2022-01-20 | 2027-01-20 | Brisbane, QLD | S-P-04658 | Version 1 | EPD Australasia | https://epd-australasia.com/wp-content/uploads/2022/01/SP04658_Holcim-ViroDecs-Special-Qld-Brisbane-ECOPact-EPD_-Mar23_v3.0.pdf | m³ | 2400 |  |  |  | 353 | 353 | 0.26 | 0 | 0 | 353.26 | 0 | 0.14708 | 0.14708 | 0.00010833 | 0 | 0 | 0.14719 | 0 | Version 1.0
Concrete (in-situ) | Concrete, 65 MPa | >50 MPa to ≤65 MPa | Concrete, 65 MPa, in-situ, no reinforcement, (QE651EDUF) (Ecopact) (Holcim) (QLD) (Brisbane) | Concrete_65MPa | Concrete_65MPa | 2022-01-20 | 2027-01-20 | Brisbane, QLD | S-P-04658 | Version 1 | EPD Australasia | https://epd-australasia.com/wp-content/uploads/2022/01/SP04658_Holcim-ViroDecs-Special-Qld-Brisbane-ECOPact-EPD_-Mar23_v3.0.pdf | m³ | 2400 |  |  |  | 355 | 355 | 0.26 | 0 | 0 | 355.26 | 0 | 0.14792 | 0.14792 | 0.00010833 | 0 | 0 | 0.14802 | 0 | Version 1.0
Concrete (in-situ) | Concrete, 65 MPa | >50 MPa to ≤65 MPa | Concrete, 65 MPa, in-situ, no reinforcement, (QE651E200) (Ecopact) (Holcim) (QLD), Gold Coast | Concrete_65MPa | Concrete_65MPa | 2023-04-22 | 2028-04-22 | QLD | S-P-05496 | Version 1 | EPD Australasia | https://epd-australasia.com/wp-content/uploads/2023/05/SP05496-Holcim-EPD-ViroDecs%E2%84%A2-QLD-GoldCoast-ECOPact_Apr23.pdf | m³ | 2400 |  |  |  | 348 | 348 | 0.25 | 0 | 0 | 348.25 | 0 | 0.145 | 0.145 | 0.00010417 | 0 | 0 | 0.1451 | 0 | Version 1.0
Concrete (in-situ) | Concrete, 65 MPa | >50 MPa to ≤65 MPa | Concrete, 65 MPa, in-situ, no reinforcement, (QE651ELCF) (Ecopact) (Holcim) (QLD) (Brisbane) | Concrete_65MPa | Concrete_65MPa | 2022-01-20 | 2027-01-20 | Brisbane, QLD | S-P-04658 | Version 1 | EPD Australasia | https://epd-australasia.com/wp-content/uploads/2022/01/SP04658_Holcim-ViroDecs-Special-Qld-Brisbane-ECOPact-EPD_-Mar23_v3.0.pdf | m³ | 2400 |  |  |  | 370 | 370 | 0.22 | 0 | 0 | 370.22 | 0 | 0.15417 | 0.15417 | 9.1667e-05 | 0 | 0 | 0.15426 | 0 | Version 1.0
Concrete (in-situ) | Concrete, 65 MPa | >50 MPa to ≤65 MPa | Concrete, 65 MPa, in-situ, no reinforcement, (QE651ECFA) (Ecopact) (Holcim) (QLD) (Brisbane) | Concrete_65MPa | Concrete_65MPa | 2022-01-20 | 2027-01-20 | Brisbane, QLD | S-P-04658 | Version 1 | EPD Australasia | https://epd-australasia.com/wp-content/uploads/2022/01/SP04658_Holcim-ViroDecs-Special-Qld-Brisbane-ECOPact-EPD_-Mar23_v3.0.pdf | m³ | 2400 |  |  |  | 369 | 369 | 0.21 | 0 | 0 | 369.21 | 0 | 0.15375 | 0.15375 | 8.75e-05 | 0 | 0 | 0.15384 | 0 | Version 1.0
Concrete (in-situ) | Concrete, 55 MPa | >50 MPa to ≤65 MPa | Concrete, 55 MPa, in-situ, no reinforcement, (VE552EVR3) (Ecopact) (Holcim) (VIC) | Concrete_65MPa | Concrete_65MPa | 2022-01-12 | 2027-09-26 | VIC | S-P-04657 | Version 1 | EPD Australasia | https://epd-australasia.com/wp-content/uploads/2022/01/SP04657-Holcim-ViroDecs%E2%84%A2-Special-VIC-ECOPact-Range-ver2_Sep22.pdf | m³ | 2400 |  |  |  | 289 | 289 | 0.16 | 0 | 0 | 289.16 | 0 | 0.12042 | 0.12042 | 6.6667e-05 | 0 | 0 | 0.12048 | 0 | Version 1.0
Concrete (in-situ) | Concrete, 55 MPa | >50 MPa to ≤65 MPa | Concrete, 55 MPa, in-situ, no reinforcement, (VE552EVR3) (Ecopact) (Holcim) (VIC) | Concrete_65MPa | Concrete_65MPa | 2022-01-12 | 2027-09-26 | VIC | S-P-04657 | Version 1 | EPD Australasia | https://epd-australasia.com/wp-content/uploads/2022/01/SP04657-Holcim-ViroDecs%E2%84%A2-Special-VIC-ECOPact-Range-ver2_Sep22.pdf | m³ | 2400 |  |  |  | 289 | 289 | 0.16 | 0 | 0 | 289.16 | 0 | 0.12042 | 0.12042 | 6.6667e-05 | 0 | 0 | 0.12048 | 0 | Version 1.0
Concrete (in-situ) | Concrete, 65 MPa | >50 MPa to ≤65 MPa | Concrete, 65 MPa, in-situ, no reinforcement, (65MPa 14MM SUPER WORKABLE CONCRETE) (Adbri) (VIC) | Concrete_65MPa | Concrete_65MPa | 2023-03-31 | 2028-03-31 | VIC | S-P-05520 | Version 1 | EPD Australasia | https://epd-australasia.com/wp-content/uploads/2023/04/SP05520-Adbri-EPD-Concrete_VIC_Mar23.pdf | m³ | 2400 |  |  |  | 369 | 369 | 0.19 | 0 | 0 | 369.19 | 0 | 0.15375 | 0.15375 | 7.9167e-05 | 0 | 0 | 0.15383 | 0 | Version 1.0
Concrete (in-situ) | Concrete, 60 MPa | >50 MPa to ≤65 MPa | Concrete, 60 MPa, in-situ, no reinforcement, (Futurecrete® Ultra S60MPA PILE/ TREMIE 10MM SP) (Adbri) (NSW) | Concrete_65MPa | Concrete_65MPa | 2023-03-31 | 2028-03-31 | NSW | S-P-05519 | Version 1 | EPD Australasia | https://epd-australasia.com/wp-content/uploads/2023/04/SP05519-Adbri-EPD-Concrete_NSW_Mar23.pdf | m³ | 2400 |  |  |  | 349.87 | 349.83 | 0.0433 | 0 | 0 | 349.8733 | 0 | 0.14578 | 0.14576 | 1.8042e-05 | 0 | 0 | 0.14578 | 0 | Version 1.0
Concrete (in-situ) | Concrete, 65 MPa | >50 MPa to ≤65 MPa | Concrete, 65 MPa, in-situ, no reinforcement, (VS654FSWC) (Holcim) (VIC) | Concrete_65MPa | Concrete_65MPa | 2021-08-04 | 2026-08-04 | VIC | S-P-03712 | Version 1 | EPD Australasia | https://epd-australasia.com/wp-content/uploads/2021/08/SP03712-Holcim-ViroDecs%E2%84%A2-Special-Victoria-EPD-V2.0.pdf | m³ | 2400 |  |  |  | 409.54 | 0 | 0 | 0 | 0 | 409.54 | 0 | 0.17064 | 0 | 0 | 0 | 0 | 0.17064 | 0 | Version 1.0
Concrete (in-situ) | Concrete, 55 MPa | >50 MPa to ≤65 MPa | Concrete, 55 MPa, in-situ, no reinforcement, (VS552FVRT) (Holcim) (VIC) | Concrete_65MPa | Concrete_65MPa | 2021-08-04 | 2026-08-04 | VIC | S-P-03712 | Version 1 | EPD Australasia | https://epd-australasia.com/wp-content/uploads/2021/08/SP03712-Holcim-ViroDecs%E2%84%A2-Special-Victoria-EPD-V2.0.pdf | m³ | 2400 |  |  |  | 303.35 | 0 | 0 | 0 | 0 | 303.35 | 0 | 0.1264 | 0 | 0 | 0 | 0 | 0.1264 | 0 | Version 1.0
Concrete (in-situ) | Concrete, 65 MPa | >50 MPa to ≤65 MPa | Concrete, 65 MPa, in-situ, no reinforcement, Pre-mix Concrete HIGH SLUMP (Boral) (ACT), (Canberra) HIGH SLUMP 65MPa | Concrete_65MPa | Concrete_65MPa | 2022-08-15 | 2026-04-01 | Canberra, ACT | S-P-02336 | Version 1.2 | EPD Australasia | https://epd-australasia.com/wp-content/uploads/2021/04/SP02336_Boral-EPD_NSW-ACT_Aug22_V1.2.pdf | m³ | 2400 |  |  |  | 492 | 0 | 0 | 0 | 0 | 492 | 0 | 0.205 | 0 | 0 | 0 | 0 | 0.205 | 0 | Version 1.0 | Expired
Concrete (in-situ) | Concrete, 65 MPa | >50 MPa to ≤65 MPa | Concrete, 65 MPa, in-situ, no reinforcement, Pre-mix Concrete ENVISIA (Boral) (ACT), (Canberra) ENVISIA 65MPa | Concrete_65MPa | Concrete_65MPa | 2022-08-15 | 2026-04-01 | Canberra, ACT | S-P-02336 | Version 1.2 | EPD Australasia | https://epd-australasia.com/wp-content/uploads/2021/04/SP02336_Boral-EPD_NSW-ACT_Aug22_V1.2.pdf | m³ | 2400 |  |  |  | 333 | 0 | 0 | 0 | 0 | 333 | 0 | 0.13875 | 0 | 0 | 0 | 0 | 0.13875 | 0 | Version 1.0 | Expired
Concrete (in-situ) | Concrete, 65 MPa | >50 MPa to ≤65 MPa | Concrete, 65 MPa, in-situ, no reinforcement, Pre-mix Concrete TREMIE (Boral) (ACT), (Canberra) TREMIE 65MPa | Concrete_65MPa | Concrete_65MPa | 2022-08-15 | 2026-04-01 | Canberra, ACT | S-P-02336 | Version 1.2 | EPD Australasia | https://epd-australasia.com/wp-content/uploads/2021/04/SP02336_Boral-EPD_NSW-ACT_Aug22_V1.2.pdf | m³ | 2400 |  |  |  | 477 | 0 | 0 | 0 | 0 | 477 | 0 | 0.19875 | 0 | 0 | 0 | 0 | 0.19875 | 0 | Version 1.0 | Expired
Concrete (in-situ) | Concrete, 65 MPa | >50 MPa to ≤65 MPa | Concrete, 65 MPa, in-situ, no reinforcement, Pre-mix Concrete ENVISIA (Boral) (NSW), (Newcastle) ENVISIA 65MPa | Concrete_65MPa | Concrete_65MPa | 2022-08-15 | 2026-04-01 | Newcastle, NSW | S-P-02336 | Version 1.2 | EPD Australasia | https://epd-australasia.com/wp-content/uploads/2021/04/SP02336_Boral-EPD_NSW-ACT_Aug22_V1.2.pdf | m³ | 2400 |  |  |  | 343 | 0 | 0 | 0 | 0 | 343 | 0 | 0.14292 | 0 | 0 | 0 | 0 | 0.14292 | 0 | Version 1.0 | Expired
Concrete (in-situ) | Concrete, 65 MPa | >50 MPa to ≤65 MPa | Concrete, 65 MPa, in-situ, no reinforcement, Pre-mix Concrete HIGH SLUMP (Boral) (NSW), (Newcastle) HIGH SLUMP 65MPa | Concrete_65MPa | Concrete_65MPa | 2022-08-15 | 2026-04-01 | Newcastle, NSW | S-P-02336 | Version 1.2 | EPD Australasia | https://epd-australasia.com/wp-content/uploads/2021/04/SP02336_Boral-EPD_NSW-ACT_Aug22_V1.2.pdf | m³ | 2400 |  |  |  | 472 | 0 | 0 | 0 | 0 | 472 | 0 | 0.19667 | 0 | 0 | 0 | 0 | 0.19667 | 0 | Version 1.0 | Expired
Concrete (in-situ) | Concrete, 65 MPa | >50 MPa to ≤65 MPa | Concrete, 65 MPa, in-situ, no reinforcement, Pre-mix Concrete TREMIE (Boral) (NSW), (Newcastle) TREMIE 65MPa | Concrete_65MPa | Concrete_65MPa | 2022-08-15 | 2026-04-01 | Newcastle, NSW | S-P-02336 | Version 1.2 | EPD Australasia | https://epd-australasia.com/wp-content/uploads/2021/04/SP02336_Boral-EPD_NSW-ACT_Aug22_V1.2.pdf | m³ | 2400 |  |  |  | 379 | 0 | 0 | 0 | 0 | 379 | 0 | 0.15792 | 0 | 0 | 0 | 0 | 0.15792 | 0 | Version 1.0 | Expired
Concrete (in-situ) | Concrete, 65 MPa | >50 MPa to ≤65 MPa | Concrete, 65 MPa, in-situ, no reinforcement, Pre-mix Concrete TREMIE (Boral) (NSW), (Sydney) TREMIE 65MPa | Concrete_65MPa | Concrete_65MPa | 2022-08-15 | 2026-04-01 | Sydney, NSW | S-P-02336 | Version 1.2 | EPD Australasia | https://epd-australasia.com/wp-content/uploads/2021/04/SP02336_Boral-EPD_NSW-ACT_Aug22_V1.2.pdf | m³ | 2400 |  |  |  | 379 | 0 | 0 | 0 | 0 | 379 | 0 | 0.15792 | 0 | 0 | 0 | 0 | 0.15792 | 0 | Version 1.0 | Expired
Concrete (in-situ) | Concrete, 65 MPa | >50 MPa to ≤65 MPa | Concrete, 65 MPa, in-situ, no reinforcement, Pre-mix Concrete ENVISIA (Boral) (NSW), (Sydney) ENVISIA 65MPa | Concrete_65MPa | Concrete_65MPa | 2022-08-15 | 2026-04-01 | Sydney, NSW | S-P-02336 | Version 1.2 | EPD Australasia | https://epd-australasia.com/wp-content/uploads/2021/04/SP02336_Boral-EPD_NSW-ACT_Aug22_V1.2.pdf | m³ | 2400 |  |  |  | 343 | 0 | 0 | 0 | 0 | 343 | 0 | 0.14292 | 0 | 0 | 0 | 0 | 0.14292 | 0 | Version 1.0 | Expired
Concrete (in-situ) | Concrete, 65 MPa | >50 MPa to ≤65 MPa | Concrete, 65 MPa, in-situ, no reinforcement, Pre-mix Concrete HIGH SLUMP (Boral) (NSW), (Sydney) HIGH SLUMP 65MPa | Concrete_65MPa | Concrete_65MPa | 2022-08-15 | 2026-04-01 | Sydney, NSW | S-P-02336 | Version 1.2 | EPD Australasia | https://epd-australasia.com/wp-content/uploads/2021/04/SP02336_Boral-EPD_NSW-ACT_Aug22_V1.2.pdf | m³ | 2400 |  |  |  | 379 | 0 | 0 | 0 | 0 | 379 | 0 | 0.15792 | 0 | 0 | 0 | 0 | 0.15792 | 0 | Version 1.0 | Expired
Concrete (in-situ) | Concrete, 65 MPa | >50 MPa to ≤65 MPa | Concrete, 65 MPa, in-situ, no reinforcement, Pre-mix Concrete ENVISIA (Boral) (NSW), (Wollongong) ENVISIA 65MPa | Concrete_65MPa | Concrete_65MPa | 2022-08-15 | 2026-04-01 | Wollongong, NSW | S-P-02336 | Version 1.2 | EPD Australasia | https://epd-australasia.com/wp-content/uploads/2021/04/SP02336_Boral-EPD_NSW-ACT_Aug22_V1.2.pdf | m³ | 2400 |  |  |  | 327 | 0 | 0 | 0 | 0 | 327 | 0 | 0.13625 | 0 | 0 | 0 | 0 | 0.13625 | 0 | Version 1.0 | Expired
Concrete (in-situ) | Concrete, 65 MPa | >50 MPa to ≤65 MPa | Concrete, 65 MPa, in-situ, no reinforcement, Pre-mix Concrete HIGH SLUMP (Boral) (NSW), (Wollongong) HIGH SLUMP 65MPa | Concrete_65MPa | Concrete_65MPa | 2022-08-15 | 2026-04-01 | Wollongong, NSW | S-P-02336 | Version 1.2 | EPD Australasia | https://epd-australasia.com/wp-content/uploads/2021/04/SP02336_Boral-EPD_NSW-ACT_Aug22_V1.2.pdf | m³ | 2400 |  |  |  | 499 | 0 | 0 | 0 | 0 | 499 | 0 | 0.20792 | 0 | 0 | 0 | 0 | 0.20792 | 0 | Version 1.0 | Expired
Concrete (in-situ) | Concrete, 65 MPa | >50 MPa to ≤65 MPa | Concrete, 65 MPa, in-situ, no reinforcement, Pre-mix Concrete TREMIE (Boral) (NSW), (Wollongong) TREMIE 65MPa | Concrete_65MPa | Concrete_65MPa | 2022-08-15 | 2026-04-01 | Wollongong, NSW | S-P-02336 | Version 1.2 | EPD Australasia | https://epd-australasia.com/wp-content/uploads/2021/04/SP02336_Boral-EPD_NSW-ACT_Aug22_V1.2.pdf | m³ | 2400 |  |  |  | 471 | 0 | 0 | 0 | 0 | 471 | 0 | 0.19625 | 0 | 0 | 0 | 0 | 0.19625 | 0 | Version 1.0 | Expired
Concrete (in-situ) | Concrete, 65 MPa | >50 MPa to ≤65 MPa | Concrete, 65 MPa, in-situ, no reinforcement, Pre-mix Concrete HIGH STRENGTH (Boral) (TAS), (Hobart) HIGH STRENGTH 65 MPa | Concrete_65MPa | Concrete_65MPa | 2021-10-15 | 2026-05-01 | Hobart, TAS | S-P-02337 |  | EPD Australasia | https://epd-australasia.com/wp-content/uploads/2021/05/BoralConcrete_EPDv1.1_2021_Tasmania_hr.pdf | m³ | 2400 |  |  |  | 608 | 0 | 0 | 0 | 0 | 608 | 0 | 0.25333 | 0 | 0 | 0 | 0 | 0.25333 | 0 | Version 1.0 | Expired
Concrete (in-situ) | Concrete, 65 MPa | >50 MPa to ≤65 MPa | Concrete, 65 MPa, in-situ, no reinforcement, Pre-mix Concrete HIGH STRENGTH (Boral) (TAS), (Launceston) HIGH STRENGTH 65 MPa | Concrete_65MPa | Concrete_65MPa | 2021-10-15 | 2026-05-01 | Launceston, TAS | S-P-02337 |  | EPD Australasia | https://epd-australasia.com/wp-content/uploads/2021/05/BoralConcrete_EPDv1.1_2021_Tasmania_hr.pdf | m³ | 2400 |  |  |  | 593 | 0 | 0 | 0 | 0 | 593 | 0 | 0.24708 | 0 | 0 | 0 | 0 | 0.24708 | 0 | Version 1.0 | Expired
Concrete (in-situ) | Concrete, 65 MPa | >50 MPa to ≤65 MPa | Concrete, 65 MPa, in-situ, no reinforcement, AH6484, Special Class (WA Premix) (WA), (Perth) | Concrete_65MPa | Concrete_65MPa | 2022-02-28 | 2027-02-28 | Perth, WA | S-P-05479 |  | EPD Australasia | https://epd-australasia.com/wp-content/uploads/2022/07/SP-05479_WA-Premix-Ready-Mix-Concrete-EPD-v1.0.pdf | m³ | 2400 |  |  |  | 274 | 0 | 0 | 0 | 0 | 274 | 0 | 0.11417 | 0 | 0 | 0 | 0 | 0.11417 | 0 | Version 1.0
Concrete (in-situ) | Concrete, 65 MPa | >50 MPa to ≤65 MPa | Concrete, 65 MPa, in-situ, no reinforcement, AH1465, Special Class (WA Premix) (WA), (Perth) | Concrete_65MPa | Concrete_65MPa | 2022-02-28 | 2027-02-28 | Perth, WA | S-P-05479 |  | EPD Australasia | https://epd-australasia.com/wp-content/uploads/2022/07/SP-05479_WA-Premix-Ready-Mix-Concrete-EPD-v1.0.pdf | m³ | 2400 |  |  |  | 539 | 0 | 0 | 0 | 0 | 539 | 0 | 0.22458 | 0 | 0 | 0 | 0 | 0.22458 | 0 | Version 1.0
Concrete (in-situ) | Concrete, 65 MPa | >50 MPa to ≤65 MPa | Concrete, 65 MPa, in-situ, no reinforcement, BP6500, Special Class (WA Premix) (WA), (Perth) | Concrete_65MPa | Concrete_65MPa | 2022-02-28 | 2027-02-28 | Perth, WA | S-P-05479 |  | EPD Australasia | https://epd-australasia.com/wp-content/uploads/2022/07/SP-05479_WA-Premix-Ready-Mix-Concrete-EPD-v1.0.pdf | m³ | 2400 |  |  |  | 285 | 0 | 0 | 0 | 0 | 285 | 0 | 0.11875 | 0 | 0 | 0 | 0 | 0.11875 | 0 | Version 1.0
Concrete (in-situ) | Concrete, 65 MPa | >50 MPa to ≤65 MPa | Concrete, 65 MPa, in-situ, no reinforcement, BP8500, Special Class (WA Premix) (WA), (Perth) | Concrete_65MPa | Concrete_65MPa | 2022-02-28 | 2027-02-28 | Perth, WA | S-P-05479 |  | EPD Australasia | https://epd-australasia.com/wp-content/uploads/2022/07/SP-05479_WA-Premix-Ready-Mix-Concrete-EPD-v1.0.pdf | m³ | 2400 |  |  |  | 298 | 0 | 0 | 0 | 0 | 298 | 0 | 0.12417 | 0 | 0 | 0 | 0 | 0.12417 | 0 | Version 1.0
Concrete (in-situ) | Concrete, 65 MPa | >50 MPa to ≤65 MPa | Concrete, 65 MPa, in-situ, no reinforcement, Ready-Mix Concrete (LC)50 (Concrite) (NSW) (Sydney Region, NSW) | Concrete_65MPa | Concrete_65MPa | 2022-02-28 | 2027-02-28 | Sydney Region, NSW | S-P-05479 |  | EPD Australasia | https://epd-australasia.com/wp-content/uploads/2022/02/17765_Concrite_EPD_2022_SP02335.pdf | m³ | 2400 |  |  |  | 277 | 0 | 0 | 0 | 0 | 277 | 0 | 0.11542 | 0 | 0 | 0 | 0 | 0.11542 | 0 | Version 1.0
Concrete (in-situ) | Concrete, 65 MPa | >50 MPa to ≤65 MPa | Concrete, 65 MPa, in-situ, no reinforcement, Ready-Mix Concrete (LCP) (Concrite) (NSW) (Sydney Region, NSW) | Concrete_65MPa | Concrete_65MPa | 2022-02-28 | 2027-02-28 | Sydney Region, NSW | S-P-05479 |  | EPD Australasia | https://epd-australasia.com/wp-content/uploads/2022/02/17765_Concrite_EPD_2022_SP02335.pdf | m³ | 2400 |  |  |  | 357 | 0 | 0 | 0 | 0 | 357 | 0 | 0.14875 | 0 | 0 | 0 | 0 | 0.14875 | 0 | Version 1.0
Concrete (in-situ) | Concrete, 65 MPa | >50 MPa to ≤65 MPa | Concrete, 65 MPa, in-situ, no reinforcement, Ready-Mix Concrete HIGH STRENGTH (Concrite) (NSW) (Sydney Region, NSW) | Concrete_65MPa | Concrete_65MPa | 2022-02-28 | 2027-02-28 | Sydney Region, NSW | S-P-05479 |  | EPD Australasia | https://epd-australasia.com/wp-content/uploads/2022/02/17765_Concrite_EPD_2022_SP02335.pdf | m³ | 2400 |  |  |  | 400 | 0 | 0 | 0 | 0 | 400 | 0 | 0.16667 | 0 | 0 | 0 | 0 | 0.16667 | 0 | Version 1.0
Concrete (in-situ) | Concrete, 64 MPa | >50 MPa to ≤65 MPa | Concrete, 64 MPa, in-situ, no reinforcement, (Futurecrete® Ultra S65MPA PILE/ TREMIE 10MM SP ) (Adbri) (NSW) | Concrete_65MPa | Concrete_65MPa | 2023-03-31 | 2028-03-31 | NSW | S-P-05519 | Version 1 | EPD Australasia | https://epd-australasia.com/wp-content/uploads/2023/04/SP05519-Adbri-EPD-Concrete_NSW_Mar23.pdf | m³ | 2400 |  |  |  | 370.85 | 370.8 | 0.046 | 0 | 0 | 370.846 | 0 | 0.15452 | 0.1545 | 1.9167e-05 | 0 | 0 | 0.15452 | 0 | Version 1.0
Concrete (in-situ) | Concrete, 65 MPa | >50 MPa to ≤65 MPa | Concrete, 65 MPa, in-situ, no reinforcement, (Futurecrete® S65MPA JUMP/ SLIP/COLUMNS 10MM SP) (Adbri) (NSW) | Concrete_65MPa | Concrete_65MPa | 2023-03-31 | 2028-03-31 | NSW | S-P-05519 | Version 1 | EPD Australasia | https://epd-australasia.com/wp-content/uploads/2023/04/SP05519-Adbri-EPD-Concrete_NSW_Mar23.pdf | m³ | 2400 |  |  |  | 495.1 | 495.08 | 0.0108 | 0 | 0 | 495.0908 | 0 | 0.20629 | 0.20628 | 4.5e-06 | 0 | 0 | 0.20629 | 0 | Version 1.0
Concrete (in-situ) | Concrete, 65 MPa | >50 MPa to ≤65 MPa | Concrete, 65 MPa, in-situ, no reinforcement, (QE651EDUF) (Ecopact) (Holcim) (QLD), Gold Coast | Concrete_65MPa | Concrete_65MPa | 2023-04-22 | 2028-04-22 | QLD | S-P-05496 | Version 1 | EPD Australasia | https://epd-australasia.com/wp-content/uploads/2023/05/SP05496-Holcim-EPD-ViroDecs%E2%84%A2-QLD-GoldCoast-ECOPact_Apr23.pdf | m³ | 2400 |  |  |  | 340 | 339 | 0.27 | 0 | 0 | 339.27 | 0 | 0.14167 | 0.14125 | 0.0001125 | 0 | 0 | 0.14136 | 0 | Version 1.0
Concrete (in-situ) | Concrete, 65 MPa | >50 MPa to ≤65 MPa | Concrete (in-situ), 65MPa, Pre-mix Concrete E65SP (Barro Group) (Australia) | Concrete_65MPa | Concrete_65MPa | 2024-12-18 | 2029-12-18 | Australia | EPD-IES-003017 | Not applicable | EPD Australasia | https://epd-australasia.com/wp-content/uploads/2025/01/EPD-IES-003017-001_BarroGroup_E65SP_2024-12-18.pdf | m³ | 2384 |  |  |  | 314 | 313 | 0.399 | 0.275 | 0 | 313.674 | 0 | 0.13171 | 0.13129 | 0.00016737 | 0.00011535 | 0 | 0.13157 | 0 | Version 2025.1
Concrete (in-situ) | Concrete, 65 MPa | >50 MPa to ≤65 MPa | Concrete (in-situ), 65MPa, Pre-mix Concrete E65N56PUD (Barro Group) (Australia) | Concrete_65MPa | Concrete_65MPa | 2024-12-18 | 2029-12-18 | Australia | EPD-IES-003304 | Not applicable | EPD Australasia | https://epd-australasia.com/wp-content/uploads/2025/01/EPD-IES-003304-001_BarroGroup_E65N56PUD_2024-12-18.pdf | m³ | 2384 |  |  |  | 346 | 345 | 0.47 | 0.281 | 0 | 345.751 | 0 | 0.14513 | 0.14471 | 0.00019715 | 0.00011787 | 0 | 0.14503 | 0 | Version 2025.1
Concrete (in-situ) | Concrete, 65 MPa | >50 MPa to ≤65 MPa | Concrete (in-situ), 65MPa, Pre-mix Concrete E65SPHE (Barro Group) (Australia) | Concrete_65MPa | Concrete_65MPa | 2024-12-18 | 2029-12-18 | Australia | EPD-IES-003334 | Not applicable | EPD Australasia | https://epd-australasia.com/wp-content/uploads/2025/01/EPD-IES-003334-001_BarroGroup_E65SPHE_2024-12-18.pdf | m³ | 2384 |  |  |  | 354 | 353 | 0.374 | 0.245 | 0 | 353.619 | 0 | 0.14849 | 0.14807 | 0.00015688 | 0.00010277 | 0 | 0.14833 | 0 | Version 2025.1
Concrete (in-situ) | Concrete, 65 MPa | >50 MPa to ≤65 MPa | Concrete (in-situ), ENVISIA concrete in-situ Melb metro - 65 MPa (Boral) (Australia) | Concrete_65MPa | Concrete_65MPa | 2022-02-21 | 2027-02-21 | Australia | S-P-02341 | Version 1.0 | EPD Australasia | SP02341-Boral-EPD_2022_Vic_v1.0.pdf (epd-australasia.com) | m³ | 2400 |  |  |  | 383 | 0 | 0 | 0 | 0 | 383 | 0 | 0.15958 | 0 | 0 | 0 | 0 | 0.15958 | 0 | Version 2025.1
Concrete (in-situ) | Concrete, 65 MPa | >50 MPa to ≤65 MPa | Concrete (in-situ), ENVISIA concrete in-situ Perth metro - 65 MPa (Boral) (Australia) | Concrete_65MPa | Concrete_65MPa | 2024-10-31 | 2026-08-01 | Australia | EPD-IES-0002338:002 | Not applicable | EPD Australasia | EPD-IES-0002338-002_BORAL-LTD_Perth-Pre-mix-Concrete_2024-10-31.pdf (epd-australasia.com) | m³ | 2400 |  |  |  | 363 | 0 | 0 | 0 | 0 | 363 | 0 | 0.15125 | 0 | 0 | 0 | 0 | 0.15125 | 0 | Version 2025.1
Concrete (in-situ) | Concrete, 65 MPa | >50 MPa to ≤65 MPa | Concrete (in-situ), Envirocrete plus concrete in-situ Perth metro - 65 MPa (Boral) (Australia) | Concrete_65MPa | Concrete_65MPa | 2024-10-31 | 2026-08-01 | Australia | EPD-IES-0002338:002 | Not applicable | EPD Australasia | EPD-IES-0002338-002_BORAL-LTD_Perth-Pre-mix-Concrete_2024-10-31.pdf (epd-australasia.com) | m³ | 2400 |  |  |  | 362 | 0 | 0 | 0 | 0 | 362 | 0 | 0.15083 | 0 | 0 | 0 | 0 | 0.15083 | 0 | Version 2025.1
Concrete (in-situ) | Concrete, 65 MPa | >50 MPa to ≤65 MPa | Concrete (in-situ), Envirocrete concrete in-situ Perth metro - 65 MPa (Boral) (Australia) | Concrete_65MPa | Concrete_65MPa | 2024-10-31 | 2026-08-01 | Australia | EPD-IES-0002338:002 | Not applicable | EPD Australasia | EPD-IES-0002338-002_BORAL-LTD_Perth-Pre-mix-Concrete_2024-10-31.pdf (epd-australasia.com) | m³ | 2400 |  |  |  | 386 | 0 | 0 | 0 | 0 | 386 | 0 | 0.16083 | 0 | 0 | 0 | 0 | 0.16083 | 0 | Version 2025.1
Concrete (in-situ) | Concrete, 65 MPa | >50 MPa to ≤65 MPa | Concrete (in-situ), Concrete in-situ QLD metro High slump 65MPa (Boral) (Australia) | Concrete_65MPa | Concrete_65MPa | 2024-01-30 | 2026-11-25 | Australia | S-P-02339 | Version 1.2 | EPD Australasia | SP02339-Boral-EPD_QLD-Concrete_vJan24.pdf (epd-australasia.com) | m³ | 2400 |  |  |  | 362 | 0 | 0 | 0 | 0 | 362 | 0 | 0.15083 | 0 | 0 | 0 | 0 | 0.15083 | 0 | Version 2025.1
Concrete (in-situ) | Concrete, 65 MPa | >50 MPa to ≤65 MPa | 65 MPa, Special Class 65MPa (HS651DPD) - high-strength with cement, high slag and fly-ash (Gunlake) (Australia) | Concrete_65MPa | Concrete_65MPa | 2022-08-30 | 2027-08-20 | Australia | S-P-05478 | Version 1.0 | EPD Australasia | https://epd-australasia.com/wp-content/uploads/2022/09/SP05478-GunlakeConcreteEPD_Aug22.pdf | m³ | 2400 |  |  |  | 305 | 305 | 0.098 | 0 | 0 | 305.098 | 0 | 0.12708 | 0.12708 | 4.0833e-05 | 0 | 0 | 0.12712 | 0 | Version 2025.1
Concrete (in-situ) | Concrete, 65 MPa | >50 MPa to ≤65 MPa | 65 MPa, Pump 65 MPa • 50% Indicative Cement Replacement • GGBFSF/Silica Fume (Hymix) (Australia) | Concrete_65MPa | Concrete_65MPa | 2022-10-18 | 2027-10-18 | Australia | S-P-03722 | Version 1.1 | EPD Australasia | epd-australasia.com/wp-content/uploads/2022/10/SP03722-Hymix-EPD_LendLease-OSH_v1.1_Nov22.pdf | m³ | 2400 |  |  |  | 339 | 0 | 0 | 0 | 0 | 339 | 0 | 0.14125 | 0 | 0 | 0 | 0 | 0.14125 | 0 | Version 2025.1
Concrete (in-situ) | Concrete, 65 MPa | >50 MPa to ≤65 MPa | 65 MPa, Post Tension 65 MPa 44% Indicative Cement Replacement - GGBFS/Silica Fume Blend (Hymix) (Australia) | Concrete_65MPa | Concrete_65MPa | 2021-08-09 | 2026-12-01 | Australia | S-P-03719 | Version 1.1 | EPD Australasia | https://epd-australasia.com/wp-content/uploads/2021/09/Hymix-Environmental-Product-Declaration-LL-BARANGAROO-R2-TOWER-SYDNEY-METRO-2.pdf | m³ | 2400 |  |  |  | 418 | 0 | 0 | 0 | 0 | 418 | 0 | 0.17417 | 0 | 0 | 0 | 0 | 0.17417 | 0 | Version 2025.1
Concrete (in-situ) | Concrete, 65 MPa | >50 MPa to ≤65 MPa | 65 MPa, Tower Jumpform - Core 65 MPa 33% Indicative Cement Replacement - Fly Ash/GGBFS/Silica Fume Blend (Hymix) (Australia) | Concrete_65MPa | Concrete_65MPa | 2021-08-09 | 2026-12-01 | Australia | S-P-03719 | Version 1.1 | EPD Australasia | https://epd-australasia.com/wp-content/uploads/2021/09/Hymix-Environmental-Product-Declaration-LL-BARANGAROO-R2-TOWER-SYDNEY-METRO-2.pdf | m³ | 2400 |  |  |  | 392 | 0 | 0 | 0 | 0 | 392 | 0 | 0.16333 | 0 | 0 | 0 | 0 | 0.16333 | 0 | Version 2025.1
Concrete (in-situ) | Concrete, 65 MPa | >50 MPa to ≤65 MPa | 65 MPa, Puddle Pour 65 MPa 50% Indicative Cement Replacement - GGBFS/SiIica Fume Blend (Hymix) (Australia) | Concrete_65MPa | Concrete_65MPa | 2021-08-09 | 2026-12-01 | Australia | S-P-03719 | Version 1.1 | EPD Australasia | https://epd-australasia.com/wp-content/uploads/2021/09/Hymix-Environmental-Product-Declaration-LL-BARANGAROO-R2-TOWER-SYDNEY-METRO-2.pdf | m³ | 2400 |  |  |  | 403 | 0 | 0 | 0 | 0 | 403 | 0 | 0.16792 | 0 | 0 | 0 | 0 | 0.16792 | 0 | Version 2025.1
Concrete (in-situ) | Concrete, 65 MPa | >50 MPa to ≤65 MPa | 65 MPa, Tower Columns & Wall 65 MPa 33% Indicative Cement Replacement - Fly Ash/GGBFS/SiIica Fume Blend (Hymix) (Australia) | Concrete_65MPa | Concrete_65MPa | 2021-08-09 | 2026-12-01 | Australia | S-P-03719 | Version 1.1 | EPD Australasia | https://epd-australasia.com/wp-content/uploads/2021/09/Hymix-Environmental-Product-Declaration-LL-BARANGAROO-R2-TOWER-SYDNEY-METRO-2.pdf | m³ | 2400 |  |  |  | 397 | 0 | 0 | 0 | 0 | 397 | 0 | 0.16542 | 0 | 0 | 0 | 0 | 0.16542 | 0 | Version 2025.1
Concrete (in-situ) | Concrete, 65 MPa | >50 MPa to ≤65 MPa | 65 MPa, ENVISIA 65 MPa (Boral) (Australia) | Concrete_65MPa | Concrete_65MPa | 2022-02-21 | 2027-02-21 | Australia | S-P-02341 | Version 1 | EPD Australasia | https://epd-australasia.com/wp-content/uploads/2022/03/SP02341-Boral-EPD_2022_Vic_v1.0.pdf | m³ | 2400 |  |  |  | 379 | 0 | 0 | 0 | 0 | 379 | 0 | 0.15792 | 0 | 0 | 0 | 0 | 0.15792 | 0 | Version 2025.1
Concrete (in-situ) | Concrete, 65 MPa | >50 MPa to ≤65 MPa | 65 MPa, HIGH SLUMP 65 MPa (Boral) (Australia) | Concrete_65MPa | Concrete_65MPa | 2022-02-21 | 2027-02-21 | Australia | S-P-02341 | Version 1 | EPD Australasia | https://epd-australasia.com/wp-content/uploads/2022/03/SP02341-Boral-EPD_2022_Vic_v1.0.pdf | m³ | 2400 |  |  |  | 480 | 0 | 0 | 0 | 0 | 480 | 0 | 0.2 | 0 | 0 | 0 | 0 | 0.2 | 0 | Version 2025.1
Concrete (in-situ) | Concrete, 65 MPa | >50 MPa to ≤65 MPa | 65 MPa, ENVISIA 65 MPa (Boral) (Australia) | Concrete_65MPa | Concrete_65MPa | 2022-02-21 | 2027-02-21 | Australia | S-P-02341 | Version 1 | EPD Australasia | https://epd-australasia.com/wp-content/uploads/2022/03/SP02341-Boral-EPD_2022_Vic_v1.0.pdf | m³ | 2400 |  |  |  | 379 | 0 | 0 | 0 | 0 | 379 | 0 | 0.15792 | 0 | 0 | 0 | 0 | 0.15792 | 0 | Version 2025.1
Concrete (in-situ) | Concrete, 65 MPa | >50 MPa to ≤65 MPa | 65 MPa, HIGH SLUMP 65 MPa (Boral) (Australia) | Concrete_65MPa | Concrete_65MPa | 2022-02-21 | 2027-02-21 | Australia | S-P-02341 | Version 1 | EPD Australasia | https://epd-australasia.com/wp-content/uploads/2022/03/SP02341-Boral-EPD_2022_Vic_v1.0.pdf | m³ | 2400 |  |  |  | 480 | 0 | 0 | 0 | 0 | 480 | 0 | 0.2 | 0 | 0 | 0 | 0 | 0.2 | 0 | Version 2025.1
Concrete (in-situ) | Concrete, 65 MPa | >50 MPa to ≤65 MPa | 65 MPa, ENVISIA 65 MPa (Boral) (Australia) | Concrete_65MPa | Concrete_65MPa | 2022-02-21 | 2027-02-21 | Australia | S-P-02341 | Version 1 | EPD Australasia | https://epd-australasia.com/wp-content/uploads/2022/03/SP02341-Boral-EPD_2022_Vic_v1.0.pdf | m³ | 2400 |  |  |  | 379 | 0 | 0 | 0 | 0 | 379 | 0 | 0.15792 | 0 | 0 | 0 | 0 | 0.15792 | 0 | Version 2025.1
Concrete (in-situ) | Concrete, 65 MPa | >50 MPa to ≤65 MPa | 65 MPa, HIGH SLUMP 65 MPa (Boral) (Australia) | Concrete_65MPa | Concrete_65MPa | 2022-02-21 | 2027-02-21 | Australia | S-P-02341 | Version 1 | EPD Australasia | https://epd-australasia.com/wp-content/uploads/2022/03/SP02341-Boral-EPD_2022_Vic_v1.0.pdf | m³ | 2400 |  |  |  | 480 | 0 | 0 | 0 | 0 | 480 | 0 | 0.2 | 0 | 0 | 0 | 0 | 0.2 | 0 | Version 2025.1
Concrete (in-situ) | Concrete, 65 MPa | >50 MPa to ≤65 MPa | 65 MPa, ENVISIA 65 MPa (Boral) (Australia) | Concrete_65MPa | Concrete_65MPa | 2022-02-21 | 2027-02-21 | Australia | S-P-02341 | Version 1 | EPD Australasia | https://epd-australasia.com/wp-content/uploads/2022/03/SP02341-Boral-EPD_2022_Vic_v1.0.pdf | m³ | 2400 |  |  |  | 379 | 0 | 0 | 0 | 0 | 379 | 0 | 0.15792 | 0 | 0 | 0 | 0 | 0.15792 | 0 | Version 2025.1
Concrete (in-situ) | Concrete, 65 MPa | >50 MPa to ≤65 MPa | 65 MPa, HIGH SLUMP 65 MPa (Boral) (Australia) | Concrete_65MPa | Concrete_65MPa | 2022-02-21 | 2027-02-21 | Australia | S-P-02341 | Version 1 | EPD Australasia | https://epd-australasia.com/wp-content/uploads/2022/03/SP02341-Boral-EPD_2022_Vic_v1.0.pdf | m³ | 2400 |  |  |  | 480 | 0 | 0 | 0 | 0 | 480 | 0 | 0.2 | 0 | 0 | 0 | 0 | 0.2 | 0 | Version 2025.1
Concrete (in-situ) | Concrete, 65 MPa | >50 MPa to ≤65 MPa | 65 MPa, ENVISIA 65 MPa (Boral) (Australia) | Concrete_65MPa | Concrete_65MPa | 2022-02-21 | 2027-02-21 | Australia | S-P-02341 | Version 1 | EPD Australasia | https://epd-australasia.com/wp-content/uploads/2022/03/SP02341-Boral-EPD_2022_Vic_v1.0.pdf | m³ | 2400 |  |  |  | 379 | 0 | 0 | 0 | 0 | 379 | 0 | 0.15792 | 0 | 0 | 0 | 0 | 0.15792 | 0 | Version 2025.1
Concrete (in-situ) | Concrete, 65 MPa | >50 MPa to ≤65 MPa | 65 MPa, HIGH SLUMP 65 MPa (Boral) (Australia) | Concrete_65MPa | Concrete_65MPa | 2022-02-21 | 2027-02-21 | Australia | S-P-02341 | Version 1 | EPD Australasia | https://epd-australasia.com/wp-content/uploads/2022/03/SP02341-Boral-EPD_2022_Vic_v1.0.pdf | m³ | 2400 |  |  |  | 480 | 0 | 0 | 0 | 0 | 480 | 0 | 0.2 | 0 | 0 | 0 | 0 | 0.2 | 0 | Version 2025.1
Concrete (in-situ) | Concrete, 65 MPa | >50 MPa to ≤65 MPa | 65 MPa, ENVISIA 65 MPa (Boral) (Australia) | Concrete_65MPa | Concrete_65MPa | 2022-02-21 | 2027-02-21 | Australia | S-P-02341 | Version 1 | EPD Australasia | https://epd-australasia.com/wp-content/uploads/2022/03/SP02341-Boral-EPD_2022_Vic_v1.0.pdf | m³ | 2400 |  |  |  | 379 | 0 | 0 | 0 | 0 | 379 | 0 | 0.15792 | 0 | 0 | 0 | 0 | 0.15792 | 0 | Version 2025.1
Concrete (in-situ) | Concrete, 65 MPa | >50 MPa to ≤65 MPa | 65 MPa, HIGH SLUMP 65 MPa (Boral) (Australia) | Concrete_65MPa | Concrete_65MPa | 2022-02-21 | 2027-02-21 | Australia | S-P-02341 | Version 1 | EPD Australasia | https://epd-australasia.com/wp-content/uploads/2022/03/SP02341-Boral-EPD_2022_Vic_v1.0.pdf | m³ | 2400 |  |  |  | 480 | 0 | 0 | 0 | 0 | 480 | 0 | 0.2 | 0 | 0 | 0 | 0 | 0.2 | 0 | Version 2025.1
Concrete (in-situ) | Concrete, 65 MPa | >50 MPa to ≤65 MPa | 65 MPa, ENVISIA 65 MPa (Boral) (Australia) | Concrete_65MPa | Concrete_65MPa | 2022-02-21 | 2027-02-21 | Australia | S-P-02341 | Version 1 | EPD Australasia | https://epd-australasia.com/wp-content/uploads/2022/03/SP02341-Boral-EPD_2022_Vic_v1.0.pdf | m³ | 2400 |  |  |  | 379 | 0 | 0 | 0 | 0 | 379 | 0 | 0.15792 | 0 | 0 | 0 | 0 | 0.15792 | 0 | Version 2025.1
Concrete (in-situ) | Concrete, 65 MPa | >50 MPa to ≤65 MPa | 65 MPa, HIGH SLUMP 65 MPa (Boral) (Australia) | Concrete_65MPa | Concrete_65MPa | 2022-02-21 | 2027-02-21 | Australia | S-P-02341 | Version 1 | EPD Australasia | https://epd-australasia.com/wp-content/uploads/2022/03/SP02341-Boral-EPD_2022_Vic_v1.0.pdf | m³ | 2400 |  |  |  | 480 | 0 | 0 | 0 | 0 | 480 | 0 | 0.2 | 0 | 0 | 0 | 0 | 0.2 | 0 | Version 2025.1
Concrete (in-situ) | Concrete, 65 MPa | >50 MPa to ≤65 MPa | 65 MPa, NSW, Concrete: AD65HE, AL65HE, PE65HE manufactured at Prestons (Advanced Readymix) (Australia) | Concrete_65MPa | Concrete_65MPa | 2024-01-01 | 2029-01-01 | Australia | EPD-IES-0013929:001 (S-P-13929) | Not applicable | EPD Australasia | https://epd-australasia.com/?s=0013929:001&post_type=epd | m³ | 2400 |  |  |  | 525.1936 | 524.5534 | 0.63399 | 0.0062523 | 0 | 525.1936 | 0 | 0.21883 | 0.21856 | 0.00026416 | 2.6051e-06 | 0 | 0.21883 | 0 | Version 2025.1
Concrete (in-situ) | Concrete, 65 MPa | >50 MPa to ≤65 MPa | 65 MPa, NSW, Concrete: AD65HE, AL65HE, PE65HE manufactured at Seven Hills (Advanced Readymix) (Australia) | Concrete_65MPa | Concrete_65MPa | 2024-01-01 | 2029-01-01 | Australia | EPD-IES-0013967:001 (S-P-13967) | Not applicable | EPD Australasia | https://epd-australasia.com/?s=0013967:001&post_type=epd | m³ | 2400 |  |  |  | 521.9204 | 521.2803 | 0.63383 | 0.0062642 | 0 | 521.9204 | 0 | 0.21747 | 0.2172 | 0.0002641 | 2.6101e-06 | 0 | 0.21747 | 0 | Version 2025.1
Concrete (in-situ) | Concrete, 65 MPa | >50 MPa to ≤65 MPa | 65 MPa, NSW, Concrete: AD65HE, AL65HE, PE65HE manufactured at Smithfield (Advanced Readymix) (Australia) | Concrete_65MPa | Concrete_65MPa | 2024-01-01 | 2029-01-01 | Australia | EPD-IES-0014005:001 (S-P-14005) | Not applicable | EPD Australasia | https://epd-australasia.com/?s=0014005:001&post_type=epd | m³ | 2400 |  |  |  | 523.137 | 522.4981 | 0.63267 | 0.0062735 | 0 | 523.137 | 0 | 0.21797 | 0.21771 | 0.00026361 | 2.614e-06 | 0 | 0.21797 | 0 | Version 2025.1
Concrete (in-situ) | Concrete, 65 MPa | >50 MPa to ≤65 MPa | 65 MPa, NSW, Concrete: S65/20/100 manufactured at Prestons (Advanced Readymix) (Australia) | Concrete_65MPa | Concrete_65MPa | 2024-01-01 | 2029-01-01 | Australia | EPD-IES-0013962:001 (S-P-13962) | Not applicable | EPD Australasia | https://epd-australasia.com/?s=0013962:001&post_type=epd | m³ | 2400 |  |  |  | 501.9076 | 501.3333 | 0.5715 | 0.0027567 | 0 | 501.9076 | 0 | 0.20913 | 0.20889 | 0.00023813 | 1.1486e-06 | 0 | 0.20913 | 0 | Version 2025.1
Concrete (in-situ) | Concrete, 65 MPa | >50 MPa to ≤65 MPa | 65 MPa, NSW, Concrete: S65/20/100 manufactured at Smithfield (Advanced Readymix) (Australia) | Concrete_65MPa | Concrete_65MPa | 2024-01-01 | 2029-01-01 | Australia | EPD-IES-0014038:001 (S-P-14038) | Not applicable | EPD Australasia | https://epd-australasia.com/?s=0014038:001&post_type=epd | m³ | 2400 |  |  |  | 470.5131 | 469.9706 | 0.53988 | 0.0026183 | 0 | 470.5131 | 0 | 0.19605 | 0.19582 | 0.00022495 | 1.091e-06 | 0 | 0.19605 | 0 | Version 2025.1
Concrete (in-situ) | Concrete, 65 MPa | >50 MPa to ≤65 MPa | 65 MPa, NSW, Concrete: S65/10/100 manufactured at Prestons (Advanced Readymix) (Australia) | Concrete_65MPa | Concrete_65MPa | 2024-01-01 | 2029-01-01 | Australia | EPD-IES-0013961:001 (S-P-13961) | Not applicable | EPD Australasia | https://epd-australasia.com/?s=0013961:001&post_type=epd | m³ | 2400 |  |  |  | 515.6076 | 515.0907 | 0.51502 | 0.0018753 | 0 | 515.6076 | 0 | 0.21484 | 0.21462 | 0.00021459 | 7.8138e-07 | 0 | 0.21484 | 0 | Version 2025.1
Concrete (in-situ) | Concrete, 65 MPa | >50 MPa to ≤65 MPa | 65 MPa, NSW, Concrete: S65/10/100 manufactured at Smithfield (Advanced Readymix) (Australia) | Concrete_65MPa | Concrete_65MPa | 2024-01-01 | 2029-01-01 | Australia | EPD-IES-0014037:001 (S-P-14037) | Not applicable | EPD Australasia | https://epd-australasia.com/?s=0014037:001&post_type=epd | m³ | 2400 |  |  |  | 484.1516 | 483.6631 | 0.48672 | 0.0017804 | 0 | 484.1516 | 0 | 0.20173 | 0.20153 | 0.0002028 | 7.4183e-07 | 0 | 0.20173 | 0 | Version 2025.1
Concrete (in-situ) | Concrete, 65 MPa | >50 MPa to ≤65 MPa | 60 MPa, NSW, Readymix concrete: Z6010FLOW650 (Daracrete Pty Ltd) (Australia) | Concrete_65MPa | Concrete_65MPa | 2024-01-01 | 2029-01-01 | Australia | EPD-IES-0016621:001 | Not applicable | EPD Australasia | https://epd-australasia.com/?s=0016621:001&post_type=epd | m³ | 2400 |  |  |  | 447.0862 | 446.824 | 0.22907 | 0.033125 | 0 | 447.0862 | 0 | 0.18629 | 0.18618 | 9.5446e-05 | 1.3802e-05 | 0 | 0.18629 | 0 | Version 2025.1
Concrete (in-situ) | Concrete, 65 MPa | >50 MPa to ≤65 MPa | 60 MPa, NSW, Readymix concrete: Z6020FLOW650 (Daracrete Pty Ltd) (Australia) | Concrete_65MPa | Concrete_65MPa | 2024-01-01 | 2029-01-01 | Australia | EPD-IES-0016623:001 | Not applicable | EPD Australasia | https://epd-australasia.com/?s=0016623:001&post_type=epd | m³ | 2400 |  |  |  | 448.4984 | 448.3404 | 0.11232 | 0.045663 | 0 | 448.4984 | 0 | 0.18687 | 0.18681 | 4.68e-05 | 1.9026e-05 | 0 | 0.18687 | 0 | Version 2025.1
Concrete (in-situ) | Concrete, 65 MPa | >50 MPa to ≤65 MPa | 60 MPa, NSW, Readymix concrete: Z6020FLOW475 (Daracrete Pty Ltd) (Australia) | Concrete_65MPa | Concrete_65MPa | 2024-01-01 | 2029-01-01 | Australia | EPD-IES-0016622:001 | Not applicable | EPD Australasia | https://epd-australasia.com/?s=0016622:001&post_type=epd | m³ | 2400 |  |  |  | 448.3628 | 448.2049 | 0.11217 | 0.045663 | 0 | 448.3628 | 0 | 0.18682 | 0.18675 | 4.6739e-05 | 1.9026e-05 | 0 | 0.18682 | 0 | Version 2025.1
Concrete (in-situ) | Concrete, 65 MPa | >50 MPa to ≤65 MPa | 60 MPa, NSW, Readymix concrete: ECO60C2475 (Daracrete Pty Ltd) (Australia) | Concrete_65MPa | Concrete_65MPa | 2024-01-01 | 2029-01-01 | Australia | EPD-IES-0016618:001 | Not applicable | EPD Australasia | https://epd-australasia.com/?s=0016618:001&post_type=epd | m³ | 2400 |  |  |  | 279.0063 | 278.8531 | 0.11925 | 0.03391 | 0 | 279.0063 | 0 | 0.11625 | 0.11619 | 4.9686e-05 | 1.4129e-05 | 0 | 0.11625 | 0 | Version 2025.1
Concrete (in-situ) | Concrete, 65 MPa | >50 MPa to ≤65 MPa | 60 MPa, NSW, Readymix concrete: Z62HWCB80475 (Daracrete Pty Ltd) (Australia) | Concrete_65MPa | Concrete_65MPa | 2024-01-01 | 2029-01-01 | Australia | EPD-IES-0016624:001 | Not applicable | EPD Australasia | https://epd-australasia.com/?s=0016624:001&post_type=epd | m³ | 2400 |  |  |  | 425.2215 | 425.0711 | 0.10656 | 0.043926 | 0 | 425.2215 | 0 | 0.17718 | 0.17711 | 4.4399e-05 | 1.8302e-05 | 0 | 0.17718 | 0 | Version 2025.1
Concrete (in-situ) | Concrete, 65 MPa | >50 MPa to ≤65 MPa | 65 MPa, NSW, Concrete: S65/20/100 manufactured at Seven Hills (Advanced Readymix) (Australia) | Concrete_65MPa | Concrete_65MPa | 2024-01-01 | 2029-01-01 | Australia | EPD-IES-0014000:001 (S-P-14000) | Not applicable | EPD Australasia | https://epd-australasia.com/?s=0014000:001&post_type=epd | m³ | 2400 |  |  |  | 561.6798 | 561.5345 | 0.14137 | 0.0039219 | 0 | 561.6798 | 0 | 0.23403 | 0.23397 | 5.8905e-05 | 1.6341e-06 | 0 | 0.23403 | 0 | Version 2025.1
Concrete (in-situ) | Concrete, 65 MPa | >50 MPa to ≤65 MPa | 65 MPa, NSW, Concrete: S65/10/100 manufactured at Seven Hills (Advanced Readymix) (Australia) | Concrete_65MPa | Concrete_65MPa | 2024-01-01 | 2029-01-01 | Australia | EPD-IES-0013999:001 (S-P-13999) | Not applicable | EPD Australasia | https://epd-australasia.com/?s=0013999:001&post_type=epd | m³ | 2400 |  |  |  | 578.9458 | 578.8701 | 0.07261 | 0.0031366 | 0 | 578.9458 | 0 | 0.24123 | 0.2412 | 3.0254e-05 | 1.3069e-06 | 0 | 0.24123 | 0 | Version 2025.1
Concrete (in-situ) | Concrete, 80 MPa | >65 MPa to ≤80 MPa | Concrete, 80 MPa, in-situ, no reinforcement, (VE801EAV) (Ecopact) (Holcim) (VIC) | Concrete_80MPa | Concrete_80MPa | 2022-01-12 | 2027-09-26 | VIC | S-P-04657 | Version 1 | EPD Australasia | https://epd-australasia.com/wp-content/uploads/2022/01/SP04657-Holcim-ViroDecs%E2%84%A2-Special-VIC-ECOPact-Range-ver2_Sep22.pdf | m³ | 2400 |  |  |  | 408 | 408 | 0.36 | 0 | 0 | 408.36 | 0 | 0.17 | 0.17 | 0.00015 | 0 | 0 | 0.17015 | 0 | Version 1.0
Concrete (in-situ) | Concrete, 80 MPa | >65 MPa to ≤80 MPa | Concrete, 80 MPa, in-situ, no reinforcement, (80MPa 14MM 150MM SLUMP CONCRETE) (Adbri) (VIC) | Concrete_80MPa | Concrete_80MPa | 2023-03-31 | 2028-03-31 | VIC | S-P-05520 | Version 1 | EPD Australasia | https://epd-australasia.com/wp-content/uploads/2023/04/SP05520-Adbri-EPD-Concrete_VIC_Mar23.pdf | m³ | 2400 |  |  |  | 406 | 406 | 0.33 | 0 | 0 | 406.33 | 0 | 0.16917 | 0.16917 | 0.0001375 | 0 | 0 | 0.1693 | 0 | Version 1.0
Concrete (in-situ) | Concrete, 80 MPa | >65 MPa to ≤80 MPa | Concrete, 80 MPa, in-situ, no reinforcement, (QE801EDUF) (Ecopact) (Holcim) (QLD), Gold Coast | Concrete_80MPa | Concrete_80MPa | 2023-04-22 | 2028-04-22 | QLD | S-P-05496 | Version 1 | EPD Australasia | https://epd-australasia.com/wp-content/uploads/2023/05/SP05496-Holcim-EPD-ViroDecs%E2%84%A2-QLD-GoldCoast-ECOPact_Apr23.pdf | m³ | 2400 |  |  |  | 432 | 432 | 0.33 | 0 | 0 | 432.33 | 0 | 0.18 | 0.18 | 0.0001375 | 0 | 0 | 0.18014 | 0 | Version 1.0
Concrete (in-situ) | Concrete, 80 MPa | >65 MPa to ≤80 MPa | Concrete, 80 MPa, in-situ, no reinforcement, (QE801E200) (Ecopact) (Holcim) (QLD) (Brisbane) | Concrete_80MPa | Concrete_80MPa | 2022-01-20 | 2027-01-20 | Brisbane, QLD | S-P-04658 | Version 1 | EPD Australasia | https://epd-australasia.com/wp-content/uploads/2022/01/SP04658_Holcim-ViroDecs-Special-Qld-Brisbane-ECOPact-EPD_-Mar23_v3.0.pdf | m³ | 2400 |  |  |  | 419 | 419 | 0.31 | 0 | 0 | 419.31 | 0 | 0.17458 | 0.17458 | 0.00012917 | 0 | 0 | 0.17471 | 0 | Version 1.0
Concrete (in-situ) | Concrete, 80 MPa | >65 MPa to ≤80 MPa | Concrete, 80 MPa, in-situ, no reinforcement, (QE801EDUF) (Ecopact) (Holcim) (QLD) (Brisbane) | Concrete_80MPa | Concrete_80MPa | 2022-01-20 | 2027-01-20 | Brisbane, QLD | S-P-04658 | Version 1 | EPD Australasia | https://epd-australasia.com/wp-content/uploads/2022/01/SP04658_Holcim-ViroDecs-Special-Qld-Brisbane-ECOPact-EPD_-Mar23_v3.0.pdf | m³ | 2400 |  |  |  | 421 | 421 | 0.31 | 0 | 0 | 421.31 | 0 | 0.17542 | 0.17542 | 0.00012917 | 0 | 0 | 0.17555 | 0 | Version 1.0
Concrete (in-situ) | Concrete, 80 MPa | >65 MPa to ≤80 MPa | Concrete, 80 MPa, in-situ, no reinforcement, Pre-mix Concrete ENVISIA 80MPa (Boral) (ACT), (Canberra) ENVISIA 80MPa | Concrete_80MPa | Concrete_80MPa | 2022-08-15 | 2026-04-01 | Canberra, ACT | S-P-02336 | Version 1.2 | EPD Australasia | https://epd-australasia.com/wp-content/uploads/2021/04/SP02336_Boral-EPD_NSW-ACT_Aug22_V1.2.pdf | m³ | 2400 |  |  |  | 433 | 0 | 0 | 0 | 0 | 433 | 0 | 0.18042 | 0 | 0 | 0 | 0 | 0.18042 | 0 | Version 1.0 | Expired
Concrete (in-situ) | Concrete, 80 MPa | >65 MPa to ≤80 MPa | Concrete, 80 MPa, in-situ, no reinforcement, Pre-mix Concrete HIGH SLUMP (Boral) (ACT), (Canberra) HIGH SLUMP 80MPa | Concrete_80MPa | Concrete_80MPa | 2022-08-15 | 2026-04-01 | Canberra, ACT | S-P-02336 | Version 1.2 | EPD Australasia | https://epd-australasia.com/wp-content/uploads/2021/04/SP02336_Boral-EPD_NSW-ACT_Aug22_V1.2.pdf | m³ | 2400 |  |  |  | 520 | 0 | 0 | 0 | 0 | 520 | 0 | 0.21667 | 0 | 0 | 0 | 0 | 0.21667 | 0 | Version 1.0 | Expired
Concrete (in-situ) | Concrete, 80 MPa | >65 MPa to ≤80 MPa | Concrete, 80 MPa, in-situ, no reinforcement, Pre-mix Concrete ENVISIA (Boral) (NSW), (Newcastle) ENVISIA 80MPa | Concrete_80MPa | Concrete_80MPa | 2022-08-15 | 2026-04-01 | Newcastle, NSW | S-P-02336 | Version 1.2 | EPD Australasia | https://epd-australasia.com/wp-content/uploads/2021/04/SP02336_Boral-EPD_NSW-ACT_Aug22_V1.2.pdf | m³ | 2400 |  |  |  | 422 | 0 | 0 | 0 | 0 | 422 | 0 | 0.17583 | 0 | 0 | 0 | 0 | 0.17583 | 0 | Version 1.0 | Expired
Concrete (in-situ) | Concrete, 80 MPa | >65 MPa to ≤80 MPa | Concrete, 80 MPa, in-situ, no reinforcement, Pre-mix Concrete HIGH SLUMP (Boral) (NSW), (Newcastle) HIGH SLUMP 80MPa | Concrete_80MPa | Concrete_80MPa | 2022-08-15 | 2026-04-01 | Newcastle, NSW | S-P-02336 | Version 1.2 | EPD Australasia | https://epd-australasia.com/wp-content/uploads/2021/04/SP02336_Boral-EPD_NSW-ACT_Aug22_V1.2.pdf | m³ | 2400 |  |  |  | 485 | 0 | 0 | 0 | 0 | 485 | 0 | 0.20208 | 0 | 0 | 0 | 0 | 0.20208 | 0 | Version 1.0 | Expired
Concrete (in-situ) | Concrete, 80 MPa | >65 MPa to ≤80 MPa | Concrete, 80 MPa, in-situ, no reinforcement, Pre-mix Concrete HIGH SLUMP (Boral) (NSW), (Sydney) HIGH SLUMP 80MPa | Concrete_80MPa | Concrete_80MPa | 2022-08-15 | 2026-04-01 | Sydney, NSW | S-P-02336 | Version 1.2 | EPD Australasia | https://epd-australasia.com/wp-content/uploads/2021/04/SP02336_Boral-EPD_NSW-ACT_Aug22_V1.2.pdf | m³ | 2400 |  |  |  | 385 | 0 | 0 | 0 | 0 | 385 | 0 | 0.16042 | 0 | 0 | 0 | 0 | 0.16042 | 0 | Version 1.0 | Expired
Concrete (in-situ) | Concrete, 80 MPa | >65 MPa to ≤80 MPa | Concrete, 80 MPa, in-situ, no reinforcement, Pre-mix Concrete ENVISIA (Boral) (NSW), (Sydney) ENVISIA 80MPa | Concrete_80MPa | Concrete_80MPa | 2022-08-15 | 2026-04-01 | Sydney, NSW | S-P-02336 | Version 1.2 | EPD Australasia | https://epd-australasia.com/wp-content/uploads/2021/04/SP02336_Boral-EPD_NSW-ACT_Aug22_V1.2.pdf | m³ | 2400 |  |  |  | 422 | 0 | 0 | 0 | 0 | 422 | 0 | 0.17583 | 0 | 0 | 0 | 0 | 0.17583 | 0 | Version 1.0 | Expired
Concrete (in-situ) | Concrete, 80 MPa | >65 MPa to ≤80 MPa | Concrete, 80 MPa, in-situ, no reinforcement, Pre-mix Concrete ENVISIA (Boral) (NSW), (Wollongong) ENVISIA 80MPa | Concrete_80MPa | Concrete_80MPa | 2022-08-15 | 2026-04-01 | Wollongong, NSW | S-P-02336 | Version 1.2 | EPD Australasia | https://epd-australasia.com/wp-content/uploads/2021/04/SP02336_Boral-EPD_NSW-ACT_Aug22_V1.2.pdf | m³ | 2400 |  |  |  | 426 | 0 | 0 | 0 | 0 | 426 | 0 | 0.1775 | 0 | 0 | 0 | 0 | 0.1775 | 0 | Version 1.0 | Expired
Concrete (in-situ) | Concrete, 80 MPa | >65 MPa to ≤80 MPa | Concrete, 80 MPa, in-situ, no reinforcement, Pre-mix Concrete HIGH SLUMP (Boral) (NSW), (Wollongong) HIGH SLUMP 80MPa | Concrete_80MPa | Concrete_80MPa | 2022-08-15 | 2026-04-01 | Wollongong, NSW | S-P-02336 | Version 1.2 | EPD Australasia | https://epd-australasia.com/wp-content/uploads/2021/04/SP02336_Boral-EPD_NSW-ACT_Aug22_V1.2.pdf | m³ | 2400 |  |  |  | 529 | 0 | 0 | 0 | 0 | 529 | 0 | 0.22042 | 0 | 0 | 0 | 0 | 0.22042 | 0 | Version 1.0 | Expired
Concrete (in-situ) | Concrete, 80 MPa | >65 MPa to ≤80 MPa | Concrete, 80 MPa, in-situ, no reinforcement, Ready-Mix Concrete (LC)50 (Concrite) (NSW) (Sydney Region, NSW) | Concrete_80MPa | Concrete_80MPa | 2022-02-28 | 2027-02-28 | Sydney Region, NSW | S-P-05479 |  | EPD Australasia | https://epd-australasia.com/wp-content/uploads/2022/02/17765_Concrite_EPD_2022_SP02335.pdf | m³ | 2400 |  |  |  | 301 | 0 | 0 | 0 | 0 | 301 | 0 | 0.12542 | 0 | 0 | 0 | 0 | 0.12542 | 0 | Version 1.0
Concrete (in-situ) | Concrete, 80 MPa | >65 MPa to ≤80 MPa | Concrete, 80 MPa, in-situ, no reinforcement, Ready-Mix Concrete HIGH STRENGTH (Concrite) (NSW) (Sydney Region, NSW) | Concrete_80MPa | Concrete_80MPa | 2022-02-28 | 2027-02-28 | Sydney Region, NSW | S-P-05479 |  | EPD Australasia | https://epd-australasia.com/wp-content/uploads/2022/02/17765_Concrite_EPD_2022_SP02335.pdf | m³ | 2400 |  |  |  | 413 | 0 | 0 | 0 | 0 | 413 | 0 | 0.17208 | 0 | 0 | 0 | 0 | 0.17208 | 0 | Version 1.0
Concrete (in-situ) | Concrete, 80 MPa | >65 MPa to ≤80 MPa | Concrete, 80 MPa, in-situ, no reinforcement, (NE801ELH)(Ecopact) (Holcim) (NSW), (Sydney) | Concrete_80MPa | Concrete_80MPa | 2021-04-08 | 2026-04-08 | Sydney, NSW | S-P-02331 | Version 1 | EPD Australasia | https://epd-australasia.com/wp-content/uploads/2021/04/SP02331-Holcim-EPD-ViroDecs-Special-NSW-Sydney-ECOPact-Range-V2_Mar23.pdf | m³ | 2400 |  |  |  | 392 | 390 | 1.38 | 0 | 0 | 391.38 | 0 | 0.16333 | 0.1625 | 0.000575 | 0 | 0 | 0.16307 | 0 | Version 1.0 | Expired
Concrete (in-situ) | Concrete, 80 MPa | >65 MPa to ≤80 MPa | Concrete, 80 MPa, in-situ, no reinforcement, (QE801E200) (Ecopact) (Holcim) (QLD), Gold Coast | Concrete_80MPa | Concrete_80MPa | 2023-04-22 | 2028-04-22 | QLD | S-P-05496 | Version 1 | EPD Australasia | https://epd-australasia.com/wp-content/uploads/2023/05/SP05496-Holcim-EPD-ViroDecs%E2%84%A2-QLD-GoldCoast-ECOPact_Apr23.pdf | m³ | 2400 |  |  |  | 418 | 417 | 0.31 | 0 | 0 | 417.31 | 0 | 0.17417 | 0.17375 | 0.00012917 | 0 | 0 | 0.17388 | 0 | Version 1.0
Concrete (in-situ) | Concrete, 80 MPa | >65 MPa to ≤80 MPa | Concrete, 80 MPa, in-situ, no reinforcement, (80MPa 14MM SUPER WORKABLE CONCRETE) (Adbri) (VIC) | Concrete_80MPa | Concrete_80MPa | 2023-03-31 | 2028-03-31 | VIC | S-P-05520 | Version 1 | EPD Australasia | https://epd-australasia.com/wp-content/uploads/2023/04/SP05520-Adbri-EPD-Concrete_VIC_Mar23.pdf | m³ | 2400 |  |  |  | 452 | 451 | 0.22 | 0 | 0 | 451.22 | 0 | 0.18833 | 0.18792 | 9.1667e-05 | 0 | 0 | 0.18801 | 0 | Version 1.0
Concrete (in-situ) | Concrete, 80 MPa | >65 MPa to ≤80 MPa | Concrete (in-situ), 80MPa, Pre-mix Concrete E80SP (Barro Group) (Australia) | Concrete_80MPa | Concrete_80MPa | 2024-12-18 | 2029-12-18 | Australia | EPD-IES-003044 | Not applicable | EPD Australasia | https://epd-australasia.com/wp-content/uploads/2025/01/EPD-IES-003044-001_BarroGroup_E80SP_2024-12-18.pdf | m³ | 2384 |  |  |  | 376 | 375 | 0.47 | 0.272 | 0 | 375.742 | 0 | 0.15772 | 0.1573 | 0.00019715 | 0.00011409 | 0 | 0.15761 | 0 | Version 2025.1
Concrete (in-situ) | Concrete, 80 MPa | >65 MPa to ≤80 MPa | Concrete (in-situ), 80MPa, Pre-mix Concrete E80SPHE (Barro Group) (Australia) | Concrete_80MPa | Concrete_80MPa | 2024-12-18 | 2029-12-18 | Australia | EPD-IES-003311 | Not applicable | EPD Australasia | https://epd-australasia.com/wp-content/uploads/2025/01/EPD-IES-003311-001_BarroGroup_E80SPHE_2024-12-18.pdf | m³ | 2384 |  |  |  | 452 | 452 | 0.452 | 0.237 | 0 | 452.689 | 0 | 0.1896 | 0.1896 | 0.0001896 | 9.9413e-05 | 0 | 0.18989 | 0 | Version 2025.1
Concrete (in-situ) | Concrete, 80 MPa | >65 MPa to ≤80 MPa | Concrete (in-situ), Concrete in-situ QLD metro ASPIRE 45 Gpa - 80 MPa (Boral) (Australia) | Concrete_80MPa | Concrete_80MPa | 2024-01-30 | 2026-11-25 | Australia | S-P-02339 | Version 1.2 | EPD Australasia | SP02339-Boral-EPD_QLD-Concrete_vJan24.pdf (epd-australasia.com) | m³ | 2400 |  |  |  | 457 | 0 | 0 | 0 | 0 | 457 | 0 | 0.19042 | 0 | 0 | 0 | 0 | 0.19042 | 0 | Version 2025.1
Concrete (in-situ) | Concrete, 80 MPa | >65 MPa to ≤80 MPa | Concrete (in-situ), Concrete in-situ QLD metro High slump 80 MPa (Boral) (Australia) | Concrete_80MPa | Concrete_80MPa | 2024-01-30 | 2026-11-25 | Australia | S-P-02339 | Version 1.2 | EPD Australasia | SP02339-Boral-EPD_QLD-Concrete_vJan24.pdf (epd-australasia.com) | m³ | 2400 |  |  |  | 559 | 0 | 0 | 0 | 0 | 559 | 0 | 0.23292 | 0 | 0 | 0 | 0 | 0.23292 | 0 | Version 2025.1
Concrete (in-situ) | Concrete, 80 MPa | >65 MPa to ≤80 MPa | 80 MPa, Special Class 80MPa (HS801DPD) - high-strength with cement, high slag, fly-ash and silica fume (Gunlake) (Australia) | Concrete_80MPa | Concrete_80MPa | 2022-08-30 | 2027-08-20 | Australia | S-P-05478 | Version 1.0 | EPD Australasia | https://epd-australasia.com/wp-content/uploads/2022/09/SP05478-GunlakeConcreteEPD_Aug22.pdf | m³ | 2400 |  |  |  | 320 | 319 | 0.766 | 0 | 0 | 319.766 | 0 | 0.13333 | 0.13292 | 0.00031917 | 0 | 0 | 0.13324 | 0 | Version 2025.1
Concrete (in-situ) | Concrete, 80 MPa | >65 MPa to ≤80 MPa | 80 MPa, Pump 80 MPa 39% Indicative Cement Replacement. Fly Ash/GGBFS/Silica Fume (Hymix) (Australia) | Concrete_80MPa | Concrete_80MPa | 2022-10-18 | 2027-10-18 | Australia | S-P-03722 | Version 1.1 | EPD Australasia | epd-australasia.com/wp-content/uploads/2022/10/SP03722-Hymix-EPD_LendLease-OSH_v1.1_Nov22.pdf | m³ | 2400 |  |  |  | 408 | 0 | 0 | 0 | 0 | 408 | 0 | 0.17 | 0 | 0 | 0 | 0 | 0.17 | 0 | Version 2025.1
Concrete (in-situ) | Concrete, 80 MPa | >65 MPa to ≤80 MPa | 80 MPa, Pump 80 MPa • Indicative Cement Replacement. Fly Ash/GGBFS/Silica Fume (Hymix) (Australia) | Concrete_80MPa | Concrete_80MPa | 2022-10-18 | 2027-10-18 | Australia | S-P-03722 | Version 1.1 | EPD Australasia | epd-australasia.com/wp-content/uploads/2022/10/SP03722-Hymix-EPD_LendLease-OSH_v1.1_Nov22.pdf | m³ | 2400 |  |  |  | 570 | 0 | 0 | 0 | 0 | 570 | 0 | 0.2375 | 0 | 0 | 0 | 0 | 0.2375 | 0 | Version 2025.1
Concrete (in-situ) | Concrete, 80 MPa | >65 MPa to ≤80 MPa | 80 MPa, Tower Jumpform - Core 80 MPa 36% Indicative Cement Replacement - Fly Ash/GGBFS/SiIica Fume Blend (Hymix) (Australia) | Concrete_80MPa | Concrete_80MPa | 2021-08-09 | 2026-12-01 | Australia | S-P-03719 | Version 1.1 | EPD Australasia | https://epd-australasia.com/wp-content/uploads/2021/09/Hymix-Environmental-Product-Declaration-LL-BARANGAROO-R2-TOWER-SYDNEY-METRO-2.pdf | m³ | 2400 |  |  |  | 424 | 0 | 0 | 0 | 0 | 424 | 0 | 0.17667 | 0 | 0 | 0 | 0 | 0.17667 | 0 | Version 2025.1
Concrete (in-situ) | Concrete, 80 MPa | >65 MPa to ≤80 MPa | 80 MPa, Transfer Slab 80 MPa 62% Indicative Cement Replacement - Fly Ash/GGBFS/Silica Fume Blend (Hymix) (Australia) | Concrete_80MPa | Concrete_80MPa | 2021-08-09 | 2026-12-01 | Australia | S-P-03719 | Version 1.1 | EPD Australasia | https://epd-australasia.com/wp-content/uploads/2021/09/Hymix-Environmental-Product-Declaration-LL-BARANGAROO-R2-TOWER-SYDNEY-METRO-2.pdf | m³ | 2400 |  |  |  | 318 | 0 | 0 | 0 | 0 | 318 | 0 | 0.1325 | 0 | 0 | 0 | 0 | 0.1325 | 0 | Version 2025.1
Concrete (in-situ) | Concrete, 80 MPa | >65 MPa to ≤80 MPa | 80 MPa, Tower Columns & Wall 80 MPa 39% Indicative Cement Replacement - Fly Ash/GGBFS/Silica Fume Blend (Hymix) (Australia) | Concrete_80MPa | Concrete_80MPa | 2021-08-09 | 2026-12-01 | Australia | S-P-03719 | Version 1.1 | EPD Australasia | https://epd-australasia.com/wp-content/uploads/2021/09/Hymix-Environmental-Product-Declaration-LL-BARANGAROO-R2-TOWER-SYDNEY-METRO-2.pdf | m³ | 2400 |  |  |  | 415 | 0 | 0 | 0 | 0 | 415 | 0 | 0.17292 | 0 | 0 | 0 | 0 | 0.17292 | 0 | Version 2025.1
Concrete (in-situ) | Concrete, 80 MPa | >65 MPa to ≤80 MPa | 80 MPa, Puddle Pour 80 MPa 15% Indicative Cement Replacement - GGBFS/SiIica Fume Blend (Hymix) (Australia) | Concrete_80MPa | Concrete_80MPa | 2021-08-09 | 2026-12-01 | Australia | S-P-03719 | Version 1.1 | EPD Australasia | https://epd-australasia.com/wp-content/uploads/2021/09/Hymix-Environmental-Product-Declaration-LL-BARANGAROO-R2-TOWER-SYDNEY-METRO-2.pdf | m³ | 2400 |  |  |  | 657 | 0 | 0 | 0 | 0 | 657 | 0 | 0.27375 | 0 | 0 | 0 | 0 | 0.27375 | 0 | Version 2025.1
Concrete (in-situ) | Concrete, 80 MPa | >65 MPa to ≤80 MPa | 80 MPa, Puddle Pour 80 MPa 43% Indicative Cement Replacement - GGBFS/Silica Fume Blend (Hymix) (Australia) | Concrete_80MPa | Concrete_80MPa | 2021-08-09 | 2026-12-01 | Australia | S-P-03719 | Version 1.1 | EPD Australasia | https://epd-australasia.com/wp-content/uploads/2021/09/Hymix-Environmental-Product-Declaration-LL-BARANGAROO-R2-TOWER-SYDNEY-METRO-2.pdf | m³ | 2400 |  |  |  | 496 | 0 | 0 | 0 | 0 | 496 | 0 | 0.20667 | 0 | 0 | 0 | 0 | 0.20667 | 0 | Version 2025.1
Concrete (in-situ) | Concrete, 80 MPa | >65 MPa to ≤80 MPa | 80 MPa, HIGH SLUMP 80 MPa (Boral) (Australia) | Concrete_80MPa | Concrete_80MPa | 2022-02-21 | 2027-02-21 | Australia | S-P-02341 | Version 1 | EPD Australasia | https://epd-australasia.com/wp-content/uploads/2022/03/SP02341-Boral-EPD_2022_Vic_v1.0.pdf | m³ | 2400 |  |  |  | 507 | 0 | 0 | 0 | 0 | 507 | 0 | 0.21125 | 0 | 0 | 0 | 0 | 0.21125 | 0 | Version 2025.1
Concrete (in-situ) | Concrete, 80 MPa | >65 MPa to ≤80 MPa | 80 MPa, HIGH SLUMP 80 MPa (Boral) (Australia) | Concrete_80MPa | Concrete_80MPa | 2022-02-21 | 2027-02-21 | Australia | S-P-02341 | Version 1 | EPD Australasia | https://epd-australasia.com/wp-content/uploads/2022/03/SP02341-Boral-EPD_2022_Vic_v1.0.pdf | m³ | 2400 |  |  |  | 507 | 0 | 0 | 0 | 0 | 507 | 0 | 0.21125 | 0 | 0 | 0 | 0 | 0.21125 | 0 | Version 2025.1
Concrete (in-situ) | Concrete, 80 MPa | >65 MPa to ≤80 MPa | 80 MPa, HIGH SLUMP 80 MPa (Boral) (Australia) | Concrete_80MPa | Concrete_80MPa | 2022-02-21 | 2027-02-21 | Australia | S-P-02341 | Version 1 | EPD Australasia | https://epd-australasia.com/wp-content/uploads/2022/03/SP02341-Boral-EPD_2022_Vic_v1.0.pdf | m³ | 2400 |  |  |  | 507 | 0 | 0 | 0 | 0 | 507 | 0 | 0.21125 | 0 | 0 | 0 | 0 | 0.21125 | 0 | Version 2025.1
Concrete (in-situ) | Concrete, 80 MPa | >65 MPa to ≤80 MPa | 80 MPa, HIGH SLUMP 80 MPa (Boral) (Australia) | Concrete_80MPa | Concrete_80MPa | 2022-02-21 | 2027-02-21 | Australia | S-P-02341 | Version 1 | EPD Australasia | https://epd-australasia.com/wp-content/uploads/2022/03/SP02341-Boral-EPD_2022_Vic_v1.0.pdf | m³ | 2400 |  |  |  | 507 | 0 | 0 | 0 | 0 | 507 | 0 | 0.21125 | 0 | 0 | 0 | 0 | 0.21125 | 0 | Version 2025.1
Concrete (in-situ) | Concrete, 80 MPa | >65 MPa to ≤80 MPa | 80 MPa, HIGH SLUMP 80 MPa (Boral) (Australia) | Concrete_80MPa | Concrete_80MPa | 2022-02-21 | 2027-02-21 | Australia | S-P-02341 | Version 1 | EPD Australasia | https://epd-australasia.com/wp-content/uploads/2022/03/SP02341-Boral-EPD_2022_Vic_v1.0.pdf | m³ | 2400 |  |  |  | 507 | 0 | 0 | 0 | 0 | 507 | 0 | 0.21125 | 0 | 0 | 0 | 0 | 0.21125 | 0 | Version 2025.1
Concrete (in-situ) | Concrete, 80 MPa | >65 MPa to ≤80 MPa | 80 MPa, HIGH SLUMP 80 MPa (Boral) (Australia) | Concrete_80MPa | Concrete_80MPa | 2022-02-21 | 2027-02-21 | Australia | S-P-02341 | Version 1 | EPD Australasia | https://epd-australasia.com/wp-content/uploads/2022/03/SP02341-Boral-EPD_2022_Vic_v1.0.pdf | m³ | 2400 |  |  |  | 507 | 0 | 0 | 0 | 0 | 507 | 0 | 0.21125 | 0 | 0 | 0 | 0 | 0.21125 | 0 | Version 2025.1
Concrete (in-situ) | Concrete, 80 MPa | >65 MPa to ≤80 MPa | 80 MPa, HIGH SLUMP 80 MPa (Boral) (Australia) | Concrete_80MPa | Concrete_80MPa | 2022-02-21 | 2027-02-21 | Australia | S-P-02341 | Version 1 | EPD Australasia | https://epd-australasia.com/wp-content/uploads/2022/03/SP02341-Boral-EPD_2022_Vic_v1.0.pdf | m³ | 2400 |  |  |  | 507 | 0 | 0 | 0 | 0 | 507 | 0 | 0.21125 | 0 | 0 | 0 | 0 | 0.21125 | 0 | Version 2025.1
Concrete (in-situ) | Concrete, 80 MPa | >65 MPa to ≤80 MPa | 80 MPa, NSW, Concrete: AD80SL, AL80HE, PE80HE manufactured at Prestons (Advanced Readymix) (Australia) | Concrete_80MPa | Concrete_80MPa | 2024-01-01 | 2029-01-01 | Australia | EPD-IES-0013930:001 (S-P-13930) | Not applicable | EPD Australasia | https://epd-australasia.com/?s=0013930:001&post_type=epd | m³ | 2400 |  |  |  | 504.1915 | 503.5625 | 0.62169 | 0.0073467 | 0 | 504.1915 | 0 | 0.21008 | 0.20982 | 0.00025904 | 3.0611e-06 | 0 | 0.21008 | 0 | Version 2025.1
Concrete (in-situ) | Concrete, 80 MPa | >65 MPa to ≤80 MPa | 80 MPa, NSW, Concrete: AD80SL, AL80HE, PE80HE manufactured at Smithfield (Advanced Readymix) (Australia) | Concrete_80MPa | Concrete_80MPa | 2024-01-01 | 2029-01-01 | Australia | EPD-IES-0014006:001 (S-P-14006) | Not applicable | EPD Australasia | https://epd-australasia.com/?s=0014006:001&post_type=epd | m³ | 2400 |  |  |  | 499.9727 | 499.3453 | 0.61998 | 0.007371 | 0 | 499.9727 | 0 | 0.20832 | 0.20806 | 0.00025833 | 3.0712e-06 | 0 | 0.20832 | 0 | Version 2025.1
Concrete (in-situ) | Concrete, 80 MPa | >65 MPa to ≤80 MPa | 80 MPa, NSW, Concrete: B80 B2 50MPA manufactured at Prestons (Advanced Readymix) (Australia) | Concrete_80MPa | Concrete_80MPa | 2024-01-01 | 2029-01-01 | Australia | EPD-IES-0013933:001 (S-P-13933) | Not applicable | EPD Australasia | https://epd-australasia.com/?s=0013933:001&post_type=epd | m³ | 2400 |  |  |  | 338.6195 | 338.0445 | 0.57085 | 0.0041347 | 0 | 338.6195 | 0 | 0.14109 | 0.14085 | 0.00023785 | 1.7228e-06 | 0 | 0.14109 | 0 | Version 2025.1
Concrete (in-situ) | Concrete, 80 MPa | >65 MPa to ≤80 MPa | 80 MPa, NSW, Concrete: B80 B2 50MPA manufactured at Smithfield (Advanced Readymix) (Australia) | Concrete_80MPa | Concrete_80MPa | 2024-01-01 | 2029-01-01 | Australia | EPD-IES-0014009:001 (S-P-14009) | Not applicable | EPD Australasia | https://epd-australasia.com/?s=0014009:001&post_type=epd | m³ | 2400 |  |  |  | 326.3847 | 325.8733 | 0.5081 | 0.0033717 | 0 | 326.3847 | 0 | 0.13599 | 0.13578 | 0.00021171 | 1.4049e-06 | 0 | 0.13599 | 0 | Version 2025.1
Concrete (in-situ) | Concrete, 80 MPa | >65 MPa to ≤80 MPa | 80 MPa, NSW, Concrete: B80 B1 40MPA manufactured at Prestons (Advanced Readymix) (Australia) | Concrete_80MPa | Concrete_80MPa | 2024-01-01 | 2029-01-01 | Australia | EPD-IES-0013931:001 (S-P-13931) | Not applicable | EPD Australasia | https://epd-australasia.com/?s=0013931:001&post_type=epd | m³ | 2400 |  |  |  | 328.8875 | 328.4466 | 0.43846 | 0.0025172 | 0 | 328.8875 | 0 | 0.13704 | 0.13685 | 0.00018269 | 1.0488e-06 | 0 | 0.13704 | 0 | Version 2025.1
Concrete (in-situ) | Concrete, 80 MPa | >65 MPa to ≤80 MPa | 80 MPa, NSW, Concrete: B80 B1 50MPA manufactured at Prestons (Advanced Readymix) (Australia) | Concrete_80MPa | Concrete_80MPa | 2024-01-01 | 2029-01-01 | Australia | EPD-IES-0013932:001 (S-P-13932) | Not applicable | EPD Australasia | https://epd-australasia.com/?s=0013932:001&post_type=epd | m³ | 2400 |  |  |  | 362.8521 | 362.4187 | 0.43135 | 0.0020601 | 0 | 362.8521 | 0 | 0.15119 | 0.15101 | 0.00017973 | 8.5839e-07 | 0 | 0.15119 | 0 | Version 2025.1
Concrete (in-situ) | Concrete, 80 MPa | >65 MPa to ≤80 MPa | 80 MPa, NSW, Concrete: B80 B1 40MPA manufactured at Smithfield (Advanced Readymix) (Australia) | Concrete_80MPa | Concrete_80MPa | 2024-01-01 | 2029-01-01 | Australia | EPD-IES-0014007:001 (S-P-14007) | Not applicable | EPD Australasia | https://epd-australasia.com/?s=0014007:001&post_type=epd | m³ | 2400 |  |  |  | 311.5028 | 311.1256 | 0.37537 | 0.0017941 | 0 | 311.5028 | 0 | 0.12979 | 0.12964 | 0.00015641 | 7.4755e-07 | 0 | 0.12979 | 0 | Version 2025.1
Concrete (in-situ) | Concrete, 80 MPa | >65 MPa to ≤80 MPa | 80 MPa, NSW, Concrete: B80 B1 50MPA manufactured at Smithfield (Advanced Readymix) (Australia) | Concrete_80MPa | Concrete_80MPa | 2024-01-01 | 2029-01-01 | Australia | EPD-IES-0014008:001 (S-P-14008) | Not applicable | EPD Australasia | https://epd-australasia.com/?s=0014008:001&post_type=epd | m³ | 2400 |  |  |  | 345.6913 | 345.3456 | 0.34468 | 0.0010318 | 0 | 345.6913 | 0 | 0.14404 | 0.14389 | 0.00014361 | 4.2991e-07 | 0 | 0.14404 | 0 | Version 2025.1
Concrete (in-situ) | Concrete, 80 MPa | >65 MPa to ≤80 MPa | 80 MPa, NSW, Concrete: B80 B2 50MPA manufactured at Seven Hills (Advanced Readymix) (Australia) | Concrete_80MPa | Concrete_80MPa | 2024-01-01 | 2029-01-01 | Australia | EPD-IES-0013971:001 (S-P-13971) | Not applicable | EPD Australasia | https://epd-australasia.com/?s=0013971:001&post_type=epd | m³ | 2400 |  |  |  | 383.4359 | 383.1796 | 0.25214 | 0.0041995 | 0 | 383.4359 | 0 | 0.15976 | 0.15966 | 0.00010506 | 1.7498e-06 | 0 | 0.15976 | 0 | Version 2025.1
Concrete (in-situ) | Concrete, 80 MPa | >65 MPa to ≤80 MPa | 80 MPa, NSW, Concrete: AD80SL, AL80HE, PE80HE manufactured at Seven Hills (Advanced Readymix) (Australia) | Concrete_80MPa | Concrete_80MPa | 2024-01-01 | 2029-01-01 | Australia | EPD-IES-0013968:001 (S-P-13968) | Not applicable | EPD Australasia | https://epd-australasia.com/?s=0013968:001&post_type=epd | m³ | 2400 |  |  |  | 596.6687 | 596.4622 | 0.19782 | 0.008744 | 0 | 596.6687 | 0 | 0.24861 | 0.24853 | 8.2425e-05 | 3.6433e-06 | 0 | 0.24861 | 0 | Version 2025.1
Concrete (in-situ) | Concrete, 80 MPa | >65 MPa to ≤80 MPa | 80 MPa, NSW, Readymix concrete: B805020100 (Daracrete Pty Ltd) (Australia) | Concrete_80MPa | Concrete_80MPa | 2024-01-01 | 2029-01-01 | Australia | EPD-IES-0016610:001 | Not applicable | EPD Australasia | https://epd-australasia.com/?s=0016610:001&post_type=epd | m³ | 2400 |  |  |  | 424.9441 | 424.7729 | 0.14075 | 0.03043 | 0 | 424.9441 | 0 | 0.17706 | 0.17699 | 5.8647e-05 | 1.2679e-05 | 0 | 0.17706 | 0 | Version 2025.1
Concrete (in-situ) | Concrete, 80 MPa | >65 MPa to ≤80 MPa | 80 MPa, NSW, Readymix concrete: B805010100 (Daracrete Pty Ltd) (Australia) | Concrete_80MPa | Concrete_80MPa | 2024-01-01 | 2029-01-01 | Australia | EPD-IES-0016609:001 | Not applicable | EPD Australasia | https://epd-australasia.com/?s=0016609:001&post_type=epd | m³ | 2400 |  |  |  | 428.9299 | 428.7591 | 0.14007 | 0.030768 | 0 | 428.9299 | 0 | 0.17872 | 0.17865 | 5.8362e-05 | 1.282e-05 | 0 | 0.17872 | 0 | Version 2025.1
Concrete (in-situ) | Concrete, 80 MPa | >65 MPa to ≤80 MPa | 80 MPa, NSW, Readymix concrete: B80B14190 (Daracrete Pty Ltd) (Australia) | Concrete_80MPa | Concrete_80MPa | 2024-01-01 | 2029-01-01 | Australia | EPD-IES-0016611:001 | Not applicable | EPD Australasia | https://epd-australasia.com/?s=0016611:001&post_type=epd | m³ | 2400 |  |  |  | 345.9082 | 345.7634 | 0.12062 | 0.024172 | 0 | 345.9082 | 0 | 0.14413 | 0.14407 | 5.0258e-05 | 1.0072e-05 | 0 | 0.14413 | 0 | Version 2025.1
Concrete (in-situ) | Concrete, 80 MPa | >65 MPa to ≤80 MPa | 80 MPa, NSW, Readymix concrete: B80B242BO90 (Daracrete Pty Ltd) (Australia) | Concrete_80MPa | Concrete_80MPa | 2024-01-01 | 2029-01-01 | Australia | EPD-IES-0016612:001 | Not applicable | EPD Australasia | https://epd-australasia.com/?s=0016612:001&post_type=epd | m³ | 2400 |  |  |  | 337.4218 | 337.2798 | 0.11859 | 0.023465 | 0 | 337.4218 | 0 | 0.14059 | 0.14053 | 4.9412e-05 | 9.7769e-06 | 0 | 0.14059 | 0 | Version 2025.1
Concrete (in-situ) | Concrete, 80 MPa | >65 MPa to ≤80 MPa | 80 MPa, NSW, Concrete: B80 B1 40MPA manufactured at Seven Hills (Advanced Readymix) (Australia) | Concrete_80MPa | Concrete_80MPa | 2024-01-01 | 2029-01-01 | Australia | EPD-IES-0013969:001 (S-P-13969) | Not applicable | EPD Australasia | https://epd-australasia.com/?s=0013969:001&post_type=epd | m³ | 2400 |  |  |  | 367.9016 | 367.7729 | 0.12602 | 0.0026117 | 0 | 367.9016 | 0 | 0.15329 | 0.15324 | 5.251e-05 | 1.0882e-06 | 0 | 0.15329 | 0 | Version 2025.1
Concrete (in-situ) | Concrete, 80 MPa | >65 MPa to ≤80 MPa | 80 MPa, NSW, Concrete: B80 B1 50MPA manufactured at Seven Hills (Advanced Readymix) (Australia) | Concrete_80MPa | Concrete_80MPa | 2024-01-01 | 2029-01-01 | Australia | EPD-IES-0013970:001 (S-P-13970) | Not applicable | EPD Australasia | https://epd-australasia.com/?s=0013970:001&post_type=epd | m³ | 2400 |  |  |  | 410.3514 | 410.2893 | 0.060108 | 0.001966 | 0 | 410.3514 | 0 | 0.17098 | 0.17095 | 2.5045e-05 | 8.1918e-07 | 0 | 0.17098 | 0 | Version 2025.1
Concrete (in-situ) | Concrete, 100 MPa | >80 MPa + | Concrete (in-situ), 100MPa, Pre-mix Concrete E100SP (Barro Group) (Australia) | Concrete_80upMPa | Concrete_80upMPa | 2024-12-18 | 2029-12-18 | Australia | EPD-IES-003050 | Not applicable | EPD Australasia | https://epd-australasia.com/wp-content/uploads/2025/01/EPD-IES-003050-001_BarroGroup_E100SP_2024-12-18.pdf | m³ | 2384 |  |  |  | 438 | 437 | 0.498 | 0.27 | 0 | 437.768 | 0 | 0.18372 | 0.18331 | 0.00020889 | 0.00011326 | 0 | 0.18363 | 0 | Version 2025.1
Concrete (in-situ) | Concrete, 100 MPa | >80 MPa + | Concrete (in-situ), Concrete in-situ QLD metro ASPIRE 50 Gpa - 100 MPa (Boral) (Australia) | Concrete_80upMPa | Concrete_80upMPa | 2024-01-30 | 2026-11-25 | Australia | S-P-02339 | Version 1.2 | EPD Australasia | SP02339-Boral-EPD_QLD-Concrete_vJan24.pdf (epd-australasia.com) | m³ | 2400 |  |  |  | 508 | 0 | 0 | 0 | 0 | 508 | 0 | 0.21167 | 0 | 0 | 0 | 0 | 0.21167 | 0 | Version 2025.1
Concrete (in-situ) | Concrete, 100 MPa | >80 MPa + | 100 MPa, Pump 100 MPa • 53% Indicative Cement Replacement • Fly Ash/GGBFS/Silica Fume (Hymix) (Australia) | Concrete_80upMPa | Concrete_80upMPa | 2022-10-18 | 2027-10-18 | Australia | S-P-03722 | Version 1.1 | EPD Australasia | epd-australasia.com/wp-content/uploads/2022/10/SP03722-Hymix-EPD_LendLease-OSH_v1.1_Nov22.pdf | m³ | 2400 |  |  |  | 449 | 0 | 0 | 0 | 0 | 449 | 0 | 0.18708 | 0 | 0 | 0 | 0 | 0.18708 | 0 | Version 2025.1
Concrete (in-situ) | Concrete, 100 MPa | >80 MPa + | 100 MPa, Pump 100 MPa • 32% Indicative Cement Replacement. Fly Ash/GGBFS/Silica Fume (Hymix) (Australia) | Concrete_80upMPa | Concrete_80upMPa | 2022-10-18 | 2027-10-18 | Australia | S-P-03722 | Version 1.1 | EPD Australasia | epd-australasia.com/wp-content/uploads/2022/10/SP03722-Hymix-EPD_LendLease-OSH_v1.1_Nov22.pdf | m³ | 2400 |  |  |  | 607 | 0 | 0 | 0 | 0 | 607 | 0 | 0.25292 | 0 | 0 | 0 | 0 | 0.25292 | 0 | Version 2025.1
Concrete (in-situ) | Concrete, 100 MPa | >80 MPa + | 100 MPa, Pump 100 MPa • 19% Indicative Cement Replacement - GGBFS/Silica Fume (Hymix) (Australia) | Concrete_80upMPa | Concrete_80upMPa | 2022-10-18 | 2027-10-18 | Australia | S-P-03722 | Version 1.1 | EPD Australasia | epd-australasia.com/wp-content/uploads/2022/10/SP03722-Hymix-EPD_LendLease-OSH_v1.1_Nov22.pdf | m³ | 2400 |  |  |  | 702 | 0 | 0 | 0 | 0 | 702 | 0 | 0.2925 | 0 | 0 | 0 | 0 | 0.2925 | 0 | Version 2025.1
Concrete (in-situ) | Concrete, 100 MPa | >80 MPa + | 100 MPa, Tower Columns & Wall 100 MPa 32% Indicative Cement Replacement - Fly Ash/GGBFS/SiIica Fume Blend (Hymix) (Australia) | Concrete_80upMPa | Concrete_80upMPa | 2021-08-09 | 2026-12-01 | Australia | S-P-03719 | Version 1.1 | EPD Australasia | https://epd-australasia.com/wp-content/uploads/2021/09/Hymix-Environmental-Product-Declaration-LL-BARANGAROO-R2-TOWER-SYDNEY-METRO-2.pdf | m³ | 2400 |  |  |  | 617 | 0 | 0 | 0 | 0 | 617 | 0 | 0.25708 | 0 | 0 | 0 | 0 | 0.25708 | 0 | Version 2025.1
Concrete (in-situ) | Concrete, 100 MPa | >80 MPa + | 100 MPa, Tower Columns & Wall 100 MPa 53% Indicative Cement Replacement - Fly Ash/GGBFS/Silica Fume Blend (Hymix) (Australia) | Concrete_80upMPa | Concrete_80upMPa | 2021-08-09 | 2026-12-01 | Australia | S-P-03719 | Version 1.1 | EPD Australasia | https://epd-australasia.com/wp-content/uploads/2021/09/Hymix-Environmental-Product-Declaration-LL-BARANGAROO-R2-TOWER-SYDNEY-METRO-2.pdf | m³ | 2400 |  |  |  | 459 | 0 | 0 | 0 | 0 | 459 | 0 | 0.19125 | 0 | 0 | 0 | 0 | 0.19125 | 0 | Version 2025.1
Concrete (in-situ) | Concrete, 100 MPa | >80 MPa + | 100 MPa, Puddle Pour 100 MPa 19% Indicative Cement Replacement - GGBFS/SiIica Fume Blend (Hymix) (Australia) | Concrete_80upMPa | Concrete_80upMPa | 2021-08-09 | 2026-12-01 | Australia | S-P-03719 | Version 1.1 | EPD Australasia | https://epd-australasia.com/wp-content/uploads/2021/09/Hymix-Environmental-Product-Declaration-LL-BARANGAROO-R2-TOWER-SYDNEY-METRO-2.pdf | m³ | 2400 |  |  |  | 710 | 0 | 0 | 0 | 0 | 710 | 0 | 0.29583 | 0 | 0 | 0 | 0 | 0.29583 | 0 | Version 2025.1
Concrete (in-situ) | Concrete, 5 Mpa | ≤10 MPa | Concrete, 5 MPa, in-situ, no reinforcement, (S5MPA R82 20MM LEAN MIX HAND PLACED AEA) (Adbri) (NSW) | Concrete_10MPa | Concrete_10MPa | 2023-03-31 | 2028-03-31 | NSW | S-P-05519 | Version 1 | EPD Australasia | https://epd-australasia.com/wp-content/uploads/2023/04/SP05519-Adbri-EPD-Concrete_NSW_Mar23.pdf | m³ | 2400 |  |  |  | 141.56 | 141.56 | 0.00506 | 0 | 0 | 141.5651 | 0 | 0.058983 | 0.058983 | 2.1083e-06 | 0 | 0 | 0.058985 | 0 | Version 1.0
Concrete (in-situ) | Concrete, 7 Mpa | ≤10 MPa | Concrete, 7 MPa, in-situ, no reinforcement, (Futurecrete® Ultra S7MPA LEAN HAND PLACED 20MM) (Adbri) (NSW) | Concrete_10MPa | Concrete_10MPa | 2023-03-31 | 2028-03-31 | NSW | S-P-05519 | Version 1 | EPD Australasia | https://epd-australasia.com/wp-content/uploads/2023/04/SP05519-Adbri-EPD-Concrete_NSW_Mar23.pdf | m³ | 2400 |  |  |  | 154.07 | 154.03 | 0.0256 | 0 | 0 | 154.0556 | 0 | 0.064196 | 0.064179 | 1.0667e-05 | 0 | 0 | 0.06419 | 0 | Version 1.0
Concrete (in-situ) | Concrete, 10 MPa | ≤10 MPa | Concrete, 10 MPa, in-situ, no reinforcement, (Futurecrete® Special Class GP 10 MPa - Winnellie) (Adbri) (NT) | Concrete_10MPa | Concrete_10MPa | 2023-03-31 | 2028-03-31 | NT | S-P-05522 | Version 1 | EPD Australasia | https://epd-australasia.com/wp-content/uploads/2023/04/SP05522-Adbri-EPD-Concrete_NT_Mar23.pdf | m³ | 2400 |  |  |  | 249 | 248 | 0.187 | 0 | 0 | 248.187 | 0 | 0.10375 | 0.10333 | 7.7917e-05 | 0 | 0 | 0.10341 | 0 | Version 1.0
Autoclaved aerated concrete | AAC panel (inc. reinforced) | AAC panel | AAC reinforced, Powerfloor 75 AAC reinforced (Hebel) (Australia) | AAC_panel | AAC_panel | 2024-11-25 | 2029-11-24 | Australia | EPD-IES-0015420:001 | Not applicable | EPD Australasia | https://epd-australasia.com/wp-content/uploads/2024/12/EPD-IES-0015420-001_CSR_Hebel-PowerFloor_2024-11-25.pdf | kg |  | 39.35 |  |  | 0.40152 | 0 | 0 | 0 | 0 | 0.40152 | 0 | 0.40152 | 0 | 0 | 0 | 0 | 0.40152 | 0 | Version 2025.1
Autoclaved aerated concrete | AAC panel (inc. reinforced) | AAC panel | AAC reinforced, Powerfloor 150 DP AAC reinforced (Hebel) (Australia) | AAC_panel | AAC_panel | 2024-11-25 | 2029-11-24 | Australia | EPD-IES-0015420:001 | Not applicable | EPD Australasia | https://epd-australasia.com/wp-content/uploads/2024/12/EPD-IES-0015420-001_CSR_Hebel-PowerFloor_2024-11-25.pdf | kg |  | 92.58 |  |  | 0.52217 | 0 | 0 | 0 | 0 | 0.52217 | 0 | 0.52217 | 0 | 0 | 0 | 0 | 0.52217 | 0 | Version 2025.1
Autoclaved aerated concrete | AAC panel (inc. reinforced) | AAC panel | AAC reinforced, Powerfloor 250 DP Joint Edge AAC reinforced (Hebel) (Australia) | AAC_panel | AAC_panel | 2024-11-25 | 2029-11-24 | Australia | EPD-IES-0015420:001 | Not applicable | EPD Australasia | https://epd-australasia.com/wp-content/uploads/2024/12/EPD-IES-0015420-001_CSR_Hebel-PowerFloor_2024-11-25.pdf | kg |  | 156.85 |  |  | 0.53456 | 0 | 0 | 0 | 0 | 0.53456 | 0 | 0.53456 | 0 | 0 | 0 | 0 | 0.53456 | 0 | Version 2025.1
Autoclaved aerated concrete | AAC panel (inc. reinforced) | AAC panel | AAC reinforced, PowerPanel STD 75 AAC reinforced (Hebel) (Australia) | AAC_panel | AAC_panel | 2024-11-25 | 2029-11-24 | Australia | EPD-IES-0015419:001 | Not applicable | EPD Australasia | https://epd-australasia.com/wp-content/uploads/2024/12/EPD-IES-0015419-001_CSR_Hebel-PowerPanel_2024-11-25.pdf | kg |  | 39.12 |  |  | 0.37321 | 0 | 0 | 0 | 0 | 0.37321 | 0 | 0.37321 | 0 | 0 | 0 | 0 | 0.37321 | 0 | Version 2025.1
Autoclaved aerated concrete | AAC panel (inc. reinforced) | AAC panel | AAC reinforced, PowerPanel 100 tongue and groove AAC reinforced (Hebel) (Australia) | AAC_panel | AAC_panel | 2024-11-25 | 2029-11-24 | Australia | EPD-IES-0015419:001 | Not applicable | EPD Australasia | https://epd-australasia.com/wp-content/uploads/2024/12/EPD-IES-0015419-001_CSR_Hebel-PowerPanel_2024-11-25.pdf | kg |  | 56.14 |  |  | 0.42911 | 0 | 0 | 0 | 0 | 0.42911 | 0 | 0.42911 | 0 | 0 | 0 | 0 | 0.42911 | 0 | Version 2025.1
Autoclaved aerated concrete | AAC panel (inc. reinforced) | AAC panel | AAC reinforced, PowerPanel 200 tongue and groove AAC reinforced (Hebel) (Australia) | AAC_panel | AAC_panel | 2024-11-25 | 2029-11-24 | Australia | EPD-IES-0015419:001 | Not applicable | EPD Australasia | https://epd-australasia.com/wp-content/uploads/2024/12/EPD-IES-0015419-001_CSR_Hebel-PowerPanel_2024-11-25.pdf | kg |  | 117.29 |  |  | 0.44439 | 0 | 0 | 0 | 0 | 0.44439 | 0 | 0.44439 | 0 | 0 | 0 | 0 | 0.44439 | 0 | Version 2025.1
Autoclaved aerated concrete | AAC panel (inc. reinforced) | AAC panel | AAC reinforced, PowerPanel 300 tongue and groove AAC reinforced (Hebel) (Australia) | AAC_panel | AAC_panel | 2024-11-25 | 2029-11-24 | Australia | EPD-IES-0015419:001 | Not applicable | EPD Australasia | https://epd-australasia.com/wp-content/uploads/2024/12/EPD-IES-0015419-001_CSR_Hebel-PowerPanel_2024-11-25.pdf | kg |  | 176.5 |  |  | 0.45082 | 0 | 0 | 0 | 0 | 0.45082 | 0 | 0.45082 | 0 | 0 | 0 | 0 | 0.45082 | 0 | Version 2025.1
Flooring | Access floor | Access flooring | Access floor, Icon Data HPL access floor system (ASP Accees Floors) (Australia) | Access_floor | Access_floor | 2017-03-15 | 2029-02-28 | Australia | S-P-00863 v2.0 | 2 | EPD Australasia | https://epd-australasia.com/wp-content/uploads/2018/04/SP00863-ASP-Floors-EPD_Icon_v2Feb24.pdf | m² |  | 38.7 |  |  | 35.3 | 36.4 | -1.13 | 0.0135 | 0 | 36.4135 | 0 | 0.91214 | 0.94057 | -0.029199 | 0.00034884 | 0 | 0.94092 | 0 | Version 1.0
Flooring | Access floor | Access flooring | Icon Air, Icon Air access floor system (ASP Accees Floors) (Australia) | Access_floor | Access_floor | 2017-03-15 | 2029-02-28 | Australia | S-P-00863 v2.0 | 2 | EPD Australasia | https://epd-australasia.com/wp-content/uploads/2018/04/SP00863-ASP-Floors-EPD_Icon_v2Feb24.pdf | m² |  | 38.2 |  |  | 32.1 | 33.1 | -1.01 | 0.0119 | 0 | 33.1119 | 0 | 0.84031 | 0.86649 | -0.02644 | 0.00031152 | 0 | 0.8668 | 0 | Version 1.0
Flooring | Access floor | Access flooring | Access floor, Icon X access floor system (ASP Accees Floors) (Australia) | Access_floor | Access_floor | 2017-03-15 | 2029-02-28 | Australia | S-P-00863 v2.0 | 2 | EPD Australasia | https://epd-australasia.com/wp-content/uploads/2018/04/SP00863-ASP-Floors-EPD_Icon_v2Feb24.pdf | m² |  | 37.8 |  |  | 31.8 | 32.7 | -1 | 0.0117 | 0 | 32.7117 | 0 | 0.84127 | 0.86508 | -0.026455 | 0.00030952 | 0 | 0.86539 | 0 | Version 1.0
Flooring | Access floor | Access flooring | Access floor, Urban X S2 access floor system - medium (ASP Accees Floors) (Australia) | Access_floor | Access_floor | 2019-07-30 | 2024-07-30 | Australia | S-P-00996 |  | EPD Australasia | https://epd-australasia.com/wp-content/uploads/2020/04/180017-Urban-EPD-2019-FA3_LR-update-030919.pdf | m² |  | 54.997 |  |  | 19 | 0 | 0 | 0 | 0 | 19 | 0 | 0.34547 | 0 | 0 | 0 | 0 | 0.34547 | 0 | Version 1.0 | Expired
Flooring | Access floor | Access flooring | Access floor, Urban X S2 access floor system - heavy (ASP Accees Floors) (Australia) | Access_floor | Access_floor | 2019-07-30 | 2024-07-30 | Australia | S-P-00996 |  | EPD Australasia | https://epd-australasia.com/wp-content/uploads/2020/04/180017-Urban-EPD-2019-FA3_LR-update-030919.pdf | m² |  | 60.818 |  |  | 23 | 0 | 0 | 0 | 0 | 23 | 0 | 0.37818 | 0 | 0 | 0 | 0 | 0.37818 | 0 | Version 1.0 | Expired
Flooring | Access floor | Access flooring | Access floor, Urban X S2 access floor system - extra heavy (ASP Accees Floors) (Australia) | Access_floor | Access_floor | 2019-07-30 | 2024-07-30 | Australia | S-P-00996 |  | EPD Australasia | https://epd-australasia.com/wp-content/uploads/2020/04/180017-Urban-EPD-2019-FA3_LR-update-030919.pdf | m² |  | 65.482 |  |  | 25 | 0 | 0 | 0 | 0 | 25 | 0 | 0.38178 | 0 | 0 | 0 | 0 | 0.38178 | 0 | Version 1.0 | Expired
Flooring | Access floor | Access flooring | Access floor, Urban X S4 access floor system - medium (ASP Accees Floors) (Australia) | Access_floor | Access_floor | 2019-07-30 | 2024-07-30 | Australia | S-P-00996 |  | EPD Australasia | https://epd-australasia.com/wp-content/uploads/2020/04/180017-Urban-EPD-2019-FA3_LR-update-030919.pdf | m² |  | 55.327 |  |  | 20 | 0 | 0 | 0 | 0 | 20 | 0 | 0.36149 | 0 | 0 | 0 | 0 | 0.36149 | 0 | Version 1.0 | Expired
Flooring | Access floor | Access flooring | Access floor, Urban X S4 access floor system - heavy (ASP Accees Floors) (Australia) | Access_floor | Access_floor | 2019-07-30 | 2024-07-30 | Australia | S-P-00996 |  | EPD Australasia | https://epd-australasia.com/wp-content/uploads/2020/04/180017-Urban-EPD-2019-FA3_LR-update-030919.pdf | m² |  | 61.148 |  |  | 23 | 0 | 0 | 0 | 0 | 23 | 0 | 0.37614 | 0 | 0 | 0 | 0 | 0.37614 | 0 | Version 1.0 | Expired
Flooring | Access floor | Access flooring | Access floor, Urban X S4 access floor system - extra heavy (ASP Accees Floors) (Australia) | Access_floor | Access_floor | 2019-07-30 | 2024-07-30 | Australia | S-P-00996 |  | EPD Australasia | https://epd-australasia.com/wp-content/uploads/2020/04/180017-Urban-EPD-2019-FA3_LR-update-030919.pdf | m² |  | 65.812 |  |  | 26 | 0 | 0 | 0 | 0 | 26 | 0 | 0.39506 | 0 | 0 | 0 | 0 | 0.39506 | 0 | Version 1.0 | Expired
Flooring | Access floor | Access flooring | Access floor, Urban X S6 access floor system - medium (ASP Accees Floors) (Australia) | Access_floor | Access_floor | 2019-07-30 | 2024-07-30 | Australia | S-P-00996 |  | EPD Australasia | https://epd-australasia.com/wp-content/uploads/2020/04/180017-Urban-EPD-2019-FA3_LR-update-030919.pdf | m² |  | 55.987 |  |  | 20.3 | 0 | 0 | 0 | 0 | 20.3 | 0 | 0.36258 | 0 | 0 | 0 | 0 | 0.36258 | 0 | Version 1.0 | Expired
Flooring | Access floor | Access flooring | Access floor, Urban X S6 access floor system - heavy (ASP Accees Floors) (Australia) | Access_floor | Access_floor | 2019-07-30 | 2024-07-30 | Australia | S-P-00996 |  | EPD Australasia | https://epd-australasia.com/wp-content/uploads/2020/04/180017-Urban-EPD-2019-FA3_LR-update-030919.pdf | m² |  | 61.808 |  |  | 24 | 0 | 0 | 0 | 0 | 24 | 0 | 0.3883 | 0 | 0 | 0 | 0 | 0.3883 | 0 | Version 1.0 | Expired
Flooring | Access floor | Access flooring | Access floor, Urban X S6 access floor system - extra heavy (ASP Accees Floors) (Australia) | Access_floor | Access_floor | 2019-07-30 | 2024-07-30 | Australia | S-P-00996 |  | EPD Australasia | https://epd-australasia.com/wp-content/uploads/2020/04/180017-Urban-EPD-2019-FA3_LR-update-030919.pdf | m² |  | 66.472 |  |  | 26.5 | 0 | 0 | 0 | 0 | 26.5 | 0 | 0.39866 | 0 | 0 | 0 | 0 | 0.39866 | 0 | Version 1.0 | Expired
Flooring | Access floor | Access flooring | Access floor, Urban IL S2 access floor system (ASP Accees Floors) (Australia) | Access_floor | Access_floor | 2019-07-30 | 2024-07-30 | Australia | S-P-00996 |  | EPD Australasia | https://epd-australasia.com/wp-content/uploads/2020/04/180017-Urban-EPD-2019-FA3_LR-update-030919.pdf | m² |  | 65.394 |  |  | 20 | 0 | 0 | 0 | 0 | 20 | 0 | 0.30584 | 0 | 0 | 0 | 0 | 0.30584 | 0 | Version 1.0 | Expired
Flooring | Access floor | Access flooring | Access floor, Urban IL S4 access floor system (ASP Accees Floors) (Australia) | Access_floor | Access_floor | 2019-07-30 | 2024-07-30 | Australia | S-P-00996 |  | EPD Australasia | https://epd-australasia.com/wp-content/uploads/2020/04/180017-Urban-EPD-2019-FA3_LR-update-030919.pdf | m² |  | 65.724 |  |  | 21 | 0 | 0 | 0 | 0 | 21 | 0 | 0.31952 | 0 | 0 | 0 | 0 | 0.31952 | 0 | Version 1.0 | Expired
Flooring | Access floor | Access flooring | Access floor, Urban IL S6 access floor system - extra heavy (ASP Accees Floors) (Australia) | Access_floor | Access_floor | 2019-07-30 | 2024-07-30 | Australia | S-P-00996 |  | EPD Australasia | https://epd-australasia.com/wp-content/uploads/2020/04/180017-Urban-EPD-2019-FA3_LR-update-030919.pdf | m² |  | 66.384 |  |  | 21 | 0 | 0 | 0 | 0 | 21 | 0 | 0.31634 | 0 | 0 | 0 | 0 | 0.31634 | 0 | Version 1.0 | Expired
Flooring | Access floor | Access flooring | Access floor, ConCore 800 (Tate Asia-Pacific Pty Ltd) (Australia) | Access_floor | Access_floor | 2020-10-09 | 2025-10-09 | Australia | S-P-02049 |  | EPD Australasia | https://api.environdec.com/api/v1/EPDLibrary/Files/c4ad93fb-024c-417d-84ca-ad2c5b3ad09d/Data | m² |  | 29.7 |  |  | 34 | 0 | 0 | 0 | 0 | 34 | 0 | 1.1448 | 0 | 0 | 0 | 0 | 1.1448 | 0 | Version 1.0 | Expired
Flooring | Access floor | Access flooring | Access floor, ConCore 1000 (Tate Asia-Pacific Pty Ltd) (Australia) | Access_floor | Access_floor | 2020-10-09 | 2025-10-09 | Australia | S-P-02049 |  | EPD Australasia | https://api.environdec.com/api/v1/EPDLibrary/Files/c4ad93fb-024c-417d-84ca-ad2c5b3ad09d/Data | m² |  | 31.7 |  |  | 37 | 0 | 0 | 0 | 0 | 37 | 0 | 1.1672 | 0 | 0 | 0 | 0 | 1.1672 | 0 | Version 1.0 | Expired
Flooring | Access floor | Access flooring | Access floor, ConCore 1250 (Tate Asia-Pacific Pty Ltd) (Australia) | Access_floor | Access_floor | 2020-10-09 | 2025-10-09 | Australia | S-P-02049 |  | EPD Australasia | https://api.environdec.com/api/v1/EPDLibrary/Files/c4ad93fb-024c-417d-84ca-ad2c5b3ad09d/Data | m² |  | 33.6 |  |  | 39 | 0 | 0 | 0 | 0 | 39 | 0 | 1.1607 | 0 | 0 | 0 | 0 | 1.1607 | 0 | Version 1.0 | Expired
Flooring | Access floor | Access flooring | Access floor, ConCore 1500 (Tate Asia-Pacific Pty Ltd) (Australia) | Access_floor | Access_floor | 2020-10-09 | 2025-10-09 | Australia | S-P-02049 |  | EPD Australasia | https://api.environdec.com/api/v1/EPDLibrary/Files/c4ad93fb-024c-417d-84ca-ad2c5b3ad09d/Data | m² |  | 41.3 |  |  | 50 | 0 | 0 | 0 | 0 | 50 | 0 | 1.2107 | 0 | 0 | 0 | 0 | 1.2107 | 0 | Version 1.0 | Expired
Flooring | Access floor | Access flooring | Access floor, ConCore 2000 (Tate Asia-Pacific Pty Ltd) (Australia) | Access_floor | Access_floor | 2020-10-09 | 2025-10-09 | Australia | S-P-02049 |  | EPD Australasia | https://api.environdec.com/api/v1/EPDLibrary/Files/c4ad93fb-024c-417d-84ca-ad2c5b3ad09d/Data | m² |  | 47.9 |  |  | 59 | 0 | 0 | 0 | 0 | 59 | 0 | 1.2317 | 0 | 0 | 0 | 0 | 1.2317 | 0 | Version 1.0 | Expired
Flooring | Access floor | Access flooring | Access floor, ConCore 2500 (Tate Asia-Pacific Pty Ltd) (Australia) | Access_floor | Access_floor | 2020-10-09 | 2025-10-09 | Australia | S-P-02049 |  | EPD Australasia | https://api.environdec.com/api/v1/EPDLibrary/Files/c4ad93fb-024c-417d-84ca-ad2c5b3ad09d/Data | m² |  | 52 |  |  | 64 | 0 | 0 | 0 | 0 | 64 | 0 | 1.2308 | 0 | 0 | 0 | 0 | 1.2308 | 0 | Version 1.0 | Expired
Flooring | Access floor | Access flooring | Access floor, ConCore 3000 (Tate Asia-Pacific Pty Ltd) (Australia) | Access_floor | Access_floor | 2020-10-09 | 2025-10-09 | Australia | S-P-02049 |  | EPD Australasia | https://api.environdec.com/api/v1/EPDLibrary/Files/c4ad93fb-024c-417d-84ca-ad2c5b3ad09d/Data | m² |  | 57.1 |  |  | 71 | 0 | 0 | 0 | 0 | 71 | 0 | 1.2434 | 0 | 0 | 0 | 0 | 1.2434 | 0 | Version 1.0 | Expired
Flooring | Access floor | Access flooring | Access floor, ConCore 1000 with HPL (Tate Asia-Pacific Pty Ltd) (Australia) | Access_floor | Access_floor | 2020-10-09 | 2025-10-09 | Australia | S-P-02049 |  | EPD Australasia | https://api.environdec.com/api/v1/EPDLibrary/Files/c4ad93fb-024c-417d-84ca-ad2c5b3ad09d/Data | m² |  | 33.6 |  |  | 41 | 0 | 0 | 0 | 0 | 41 | 0 | 1.2202 | 0 | 0 | 0 | 0 | 1.2202 | 0 | Version 1.0 | Expired
Flooring | Access floor | Access flooring | Access floor, ConCore 1250 with HPL (Tate Asia-Pacific Pty Ltd) (Australia) | Access_floor | Access_floor | 2020-10-09 | 2025-10-09 | Australia | S-P-02049 |  | EPD Australasia | https://api.environdec.com/api/v1/EPDLibrary/Files/c4ad93fb-024c-417d-84ca-ad2c5b3ad09d/Data | m² |  | 35.5 |  |  | 45 | 0 | 0 | 0 | 0 | 45 | 0 | 1.2676 | 0 | 0 | 0 | 0 | 1.2676 | 0 | Version 1.0 | Expired
Flooring | Access floor | Access flooring | Access floor, ConCore 1500 with HPL (Tate Asia-Pacific Pty Ltd) (Australia) | Access_floor | Access_floor | 2020-10-09 | 2025-10-09 | Australia | S-P-02049 |  | EPD Australasia | https://api.environdec.com/api/v1/EPDLibrary/Files/c4ad93fb-024c-417d-84ca-ad2c5b3ad09d/Data | m² |  | 43.1 |  |  | 55 | 0 | 0 | 0 | 0 | 55 | 0 | 1.2761 | 0 | 0 | 0 | 0 | 1.2761 | 0 | Version 1.0 | Expired
Flooring | Access floor | Access flooring | Access floor, ConCore 2000 with HPL (Tate Asia-Pacific Pty Ltd) (Australia) | Access_floor | Access_floor | 2020-10-09 | 2025-10-09 | Australia | S-P-02049 |  | EPD Australasia | https://api.environdec.com/api/v1/EPDLibrary/Files/c4ad93fb-024c-417d-84ca-ad2c5b3ad09d/Data | m² |  | 49.7 |  |  | 64 | 0 | 0 | 0 | 0 | 64 | 0 | 1.2877 | 0 | 0 | 0 | 0 | 1.2877 | 0 | Version 1.0 | Expired
Flooring | Access floor | Access flooring | Access floor, ConCore 2500 with HPL (Tate Asia-Pacific Pty Ltd) (Australia) | Access_floor | Access_floor | 2020-10-09 | 2025-10-09 | Australia | S-P-02049 |  | EPD Australasia | https://api.environdec.com/api/v1/EPDLibrary/Files/c4ad93fb-024c-417d-84ca-ad2c5b3ad09d/Data | m² |  | 53.7 |  |  | 69 | 0 | 0 | 0 | 0 | 69 | 0 | 1.2849 | 0 | 0 | 0 | 0 | 1.2849 | 0 | Version 1.0 | Expired
Flooring | Access floor | Access flooring | Access floor, ConCore 3000 with HPL (Tate Asia-Pacific Pty Ltd) (Australia) | Access_floor | Access_floor | 2020-10-09 | 2025-10-09 | Australia | S-P-02049 |  | EPD Australasia | https://api.environdec.com/api/v1/EPDLibrary/Files/c4ad93fb-024c-417d-84ca-ad2c5b3ad09d/Data | m² |  | 58.8 |  |  | 76 | 0 | 0 | 0 | 0 | 76 | 0 | 1.2925 | 0 | 0 | 0 | 0 | 1.2925 | 0 | Version 1.0 | Expired
Flooring | Access floor | Access flooring | Access floors, Evo Access Floor System - Middle East (ASP Access Floors) (Australia) | Access_floor | Access_floor | 2024-01-01 | 2029-01-01 | Australia | EPD-IES-0016256:001 | Not applicable | EPD Australasia | https://epd-australasia.com/?s=0016256:001&post_type=epd | m² |  | 36.2 |  |  | 33 | 34 | -1 | 0.0115 | 0 | 34.0115 | 0 | 0.9116 | 0.93923 | -0.027624 | 0.00031768 | 0 | 0.93954 | 0 | Version 2025.1
Aluminium | Aluminium sheeting | Aluminium cladding | Aluminium cladding, Alumigard plus 0.90mm (Colorcote) (New Zealand) | Aluminium_cladding | Aluminium_cladding | 2024-08-31 | 2029-08-31 | New Zealand | EPD-IES-0015776:001 | Not applicable | EPD (International) | https://epd-australasia.com/wp-content/uploads/2019/11/5568-COLO-EPD-Document-Australia-nov19.pdf | kg | 2710 | 2.46 |  |  | 17.3577 | 0 | 0 | 0 | 0 | 17.3577 | 0 | 17.3577 | 0 | 0 | 0 | 0 | 17.3577 | 0 | Version 1.0
Aluminium | Aluminium sheeting | Aluminium cladding | Aluminium cladding, Alumigard 0.90mm (Colorcote) (New Zealand) | Aluminium_cladding | Aluminium_cladding | 2024-08-31 | 2029-08-31 | New Zealand | EPD-IES-0015771:001 | Not applicable | EPD (International) | https://epd-australasia.com/wp-content/uploads/2024/09/EPD-IES-0015771-001_PCC_AlumiGard-NZ-v1.0.pdf | kg | 2710 | 2.46 |  |  | 17.2764 | 0 | 0 | 0 | 0 | 17.2764 | 0 | 17.2764 | 0 | 0 | 0 | 0 | 17.2764 | 0 | Version 1.0
Aluminium | Aluminium sheeting | Aluminium cladding | Aluminium cladding, Aluminium cladding - anodised - Boards Ripple-200 (Nu-Wall) (Global) | Aluminium_cladding | Aluminium_cladding | 2024-10-03 | 2029-10-09 | Global | EPS-IES-0014122:001 | Not applicable | EPD Australasia | https://epd-australasia.com/wp-content/uploads/2024/10/EPD-IES-0014122-001_Nu-Wall__Boards_Anodised_2024-10-09.pdf.pdf | kg |  | 5.25 |  |  | 7.1238 | 6.9905 | 0.14457 | 0.00068571 | 0 | 7.1357 | 0 | 7.1238 | 6.9905 | 0.14457 | 0.00068571 | 0 | 7.1357 | 0 | Version 2025.1
Aluminium | Aluminium sheeting | Aluminium cladding | Aluminium cladding, Aluminium cladding - powder coated - Boards Ripple-200 (Nu-Wall) (Global) | Aluminium_cladding | Aluminium_cladding | 2024-10-03 | 2029-10-09 | Global | EPS-IES-0014123:001 | Not applicable | EPD Australasia | https://epd-australasia.com/wp-content/uploads/2024/10/EPD-IES-0014123-001_Nu-Wall__Boards_Powder_coated_2024-10-09.pdf.pdf | kg |  | 5.25 |  |  | 5.4857 | 5.4286 | 0.051238 | 0.00052381 | 0 | 5.4803 | 0 | 5.4857 | 5.4286 | 0.051238 | 0.00052381 | 0 | 5.4803 | 0 | Version 2025.1
Aluminium | Aluminium, extruded | Aluminium extruded uncoated | Aluminium, China, Hyperion Aluminium Profiles manufactured in China (Envirobuild) (China) | Aluminium_extruded | Aluminium_extruded | 2023-03-20 | 2028-03-16 | China | S-P-05645 |  | EPD (International) | https://api.environdec.com/api/v1/EPDLibrary/Files/57a83809-658a-4391-2479-08db259f9365/Data | tonne | 2700 |  |  |  | 21700 | 22400 | -0.751 | 62 | 0 | 22462 | 0 | 21.7 | 22.4 | -0.000751 | 0.062 | 0 | 22.462 | 0 | Version 1.0
Aluminium | Aluminium, extruded | Aluminium extruded uncoated | Aluminium, China, Extruded aluminium out of China (Jiangyin Jianbang) (China) | Aluminium_extruded | Aluminium_extruded | 2023-09-11 | 2028-09-11 | China | S-P-10616 |  | EPD (International) | https://api.environdec.com/api/v1/EPDLibrary/Files/7ca2b472-e8f8-43cc-41b5-08dbafbcb0dc/Data | tonne | 2700 |  |  |  | 24600 | 24600 | -63.9 | 61.3 | 0 | 24661.3 | 0 | 24.6 | 24.6 | -0.0639 | 0.0613 | 0 | 24.6613 | 0 | Version 1.0
Aluminium | Aluminium, extruded | Aluminium extruded uncoated | Aluminium, China, Thermal break aluminium profile out of China (Jiangyin Jianbang) (China) | Aluminium_extruded | Aluminium_extruded | 2023-09-11 | 2028-09-11 | China | S-P-10617 |  | EPD (International) | Data (environdec.com) | tonne | 2700 |  |  |  | 24900 | 24900 | -62.2 | 60.2 | 0 | 24960.2 | 0 | 24.9 | 24.9 | -0.0622 | 0.0602 | 0 | 24.9602 | 0 | Version 1.0
Aluminium | Aluminium, extruded | Aluminium extruded uncoated | Aluminium, Global, Hydro recycled low carbon aluminium profiles (Hydro) (Europe) | Aluminium_extruded | Aluminium_extruded | 2023-09-19 | 2028-09-19 | Europe | S-P-10763 |  | EPD (International) | https://api.environdec.com/api/v1/EPDLibrary/Files/899f0587-a16a-4ccc-8118-08dbb657dbae/Data | tonne | 2700 |  |  |  | 3660 | 3660 | 5.44 | 2.1 | 0 | 3667.54 | 0 | 3.66 | 3.66 | 0.00544 | 0.0021 | 0 | 3.6675 | 0 | Version 1.0
Aluminium | Aluminium, extruded | Aluminium extruded uncoated | Aluminium, Global, Extruded aluminium profile 70% recycled aluminium out of Greece (Sanlev) (Greece) | Aluminium_extruded | Aluminium_extruded | 2023-03-16 | 2028-03-16 | Greece | S-P-08703 |  | EPD (International) | https://api.environdec.com/api/v1/EPDLibrary/Files/3f45fcfa-e737-4bf5-23f1-08db259f9365/Data | tonne | 2700 |  |  |  | 9030 | 9010 | -185 | 26.2 | 0 | 9036.2 | 0 | 9.03 | 9.01 | -0.185 | 0.0262 | 0 | 9.0362 | 0 | Version 1.0
Aluminium | Aluminium, extruded | Aluminium extruded uncoated | Aluminium, Global, Primary aluminium out of India (Vedanta) (India) | Aluminium_extruded | Aluminium_extruded | 2023-04-11 | 2028-04-10 | India | S-P-06491 |  | EPD (International) | https://api.environdec.com/api/v1/EPDLibrary/Files/1c2dea87-5360-4e85-eee3-08db61df2909/Data | tonne | 2700 |  |  |  | 24600 | 24600 | 3.19 | 4.38 | 0 | 24607.57 | 0 | 24.6 | 24.6 | 0.00319 | 0.00438 | 0 | 24.6076 | 0 | Version 1.0
Aluminium | Aluminium, extruded | Aluminium extruded uncoated | Aluminium, China, CNA-CNA-CNA (China) extruded aluminium (Industry wide) (China) | Aluminium_extruded | Aluminium_extruded | 0 | 0 | China |  | Not applicable | Industry (International Aluminium) | https://international-aluminium.org/resource/2019-life-cycle-inventory-lci-data-and-environmental-metrics/ | tonne | 2700 |  |  |  | 21741.3 | 0 | 0 | 0 | 0 | 21741.3 | 0 | 21.7413 | 0 | 0 | 0 | 0 | 21.7413 | 0 | Version 1.0 | Expired
Aluminium | Aluminium, extruded | Aluminium extruded uncoated | Aluminium, Global, OCA-OCA-GCC scenario (Oceania > Gulf cooperation council) extruded aluminium (Industry wide) (Oceania) | Aluminium_extruded | Aluminium_extruded | 0 | 0 | Oceania |  | Not applicable | Industry (International Aluminium) | https://international-aluminium.org/resource/2019-life-cycle-inventory-lci-data-and-environmental-metrics/ | tonne | 2700 |  |  |  | 12741.3 | 0 | 0 | 0 | 0 | 12741.3 | 0 | 12.7413 | 0 | 0 | 0 | 0 | 12.7413 | 0 | Version 1.0 | Expired
Aluminium | Aluminium, extruded | Aluminium extruded uncoated | Aluminium, Global, AFR-EUR-EUR scenario (Africa > Europe) extruded aluminium (Industry wide) (Africa) | Aluminium_extruded | Aluminium_extruded | 0 | 0 | Africa |  | Not applicable | Industry (International Aluminium) | https://international-aluminium.org/resource/2019-life-cycle-inventory-lci-data-and-environmental-metrics/ | tonne | 2700 |  |  |  | 8841.3 | 0 | 0 | 0 | 0 | 8841.3 | 0 | 8.8413 | 0 | 0 | 0 | 0 | 8.8413 | 0 | Version 1.0 | Expired
Aluminium | Aluminium, extruded | Aluminium extruded uncoated | Aluminium, Global, SAM-SAM-CAN scenario (South America > Canada) extruded aluminium (Industry wide) (South America) | Aluminium_extruded | Aluminium_extruded | 0 | 0 | South America |  | Not applicable | Industry (International Aluminium) | https://international-aluminium.org/resource/2019-life-cycle-inventory-lci-data-and-environmental-metrics/ | tonne | 2700 |  |  |  | 6841.3 | 0 | 0 | 0 | 0 | 6841.3 | 0 | 6.8413 | 0 | 0 | 0 | 0 | 6.8413 | 0 | Version 1.0 | Expired
Aluminium | Aluminium, extruded | Aluminium extruded uncoated | Aluminium, Australia, Proxy for Australia using oceania value extruded aluminium (Industry wide) (Australia) | Aluminium_extruded | Aluminium_extruded | 0 | 0 | Australia |  | Not applicable | Industry (International Aluminium) | https://international-aluminium.org/resource/2019-life-cycle-inventory-lci-data-and-environmental-metrics/ | tonne | 2700 |  |  |  | 12741.3 | 0 | 0 | 0 | 0 | 12741.3 | 0 | 12.7413 | 0 | 0 | 0 | 0 | 12.7413 | 0 | Version 1.0 | Expired
Aluminium | Aluminium, extruded | Aluminium extruded uncoated | Aluminium, Extruded, Extruded aluminium and extruded thermal break extruded aluminium (Galuminium) (China) | Aluminium_extruded | Aluminium_extruded | 2022-09-09 | 2027-09-08 | China | S-P-06970 |  | EPD (International) | https://api.environdec.com/api/v1/EPDLibrary/Files/0c77d2f3-d085-4f27-886c-08dbc3e797a5/Data | tonne | 2700 |  |  |  | 28800 | 0 | 0 | 0 | 0 | 28800 | 0 | 28.8 | 0 | 0 | 0 | 0 | 28.8 | 0 | Version 1.0
Aluminium | Aluminium, extruded | Aluminium extruded uncoated | Aluminium, Global, Hydro recycled low carbon aluminium profiles - UK (Hydro) (UK) | Aluminium_extruded | Aluminium_extruded | 2023-06-12 | 2028-06-11 | UK | S-P-06998 |  | EPD (International) | https://api.environdec.com/api/v1/EPDLibrary/Files/542fe6f0-22db-414d-266b-08db6dcad7ba/Data | tonne | 2700 |  |  |  | 3500 | 3470 | 9.65 | 14.5 | 0 | 3494.15 | 0 | 3.5 | 3.47 | 0.00965 | 0.0145 | 0 | 3.4942 | 0 | Version 1.0
Aluminium | Aluminium, extruded | Aluminium extruded uncoated | Aluminium, Extruded, Extruded aluminium (uncoated) (Sistem) (Turkey) | Aluminium_extruded | Aluminium_extruded | 2023-09-22 | 2028-09-21 | Turkey | S-P-08721 |  | EPD (International) | Data (environdec.com) | tonne | 2700 |  |  |  | 12900 | 0 | 0 | 0 | 0 | 12900 | 0 | 12.9 | 0 | 0 | 0 | 0 | 12.9 | 0 | Version 1.0
Aluminium | Aluminium, extruded | Aluminium extruded uncoated | Aluminium, Extruded, Extruded aluminium (uncoated) (Kurtoglu) (Turkey) | Aluminium_extruded | Aluminium_extruded | 2023-07-20 | 2028-07-19 | Turkey | S-P-08728 |  | EPD (International) | https://api.environdec.com/api/v1/EPDLibrary/Files/fb713285-d1bd-4bf0-7624-08dba3f6d3f1/Data | tonne | 2700 |  |  |  | 5170 | 0 | 0 | 0 | 0 | 5170 | 0 | 5.17 | 0 | 0 | 0 | 0 | 5.17 | 0 | Version 1.0
Aluminium | Aluminium, extruded | Aluminium extruded uncoated | Aluminium, Extruded, Extruded aluminium (uncoated) (Muskita) (Global) | Aluminium_extruded | Aluminium_extruded | 2023-01-10 | 2028-01-09 | Global | S-P-08059 |  | EPD (International) | https://api.environdec.com/api/v1/EPDLibrary/Files/5da8e6a0-e239-4879-e387-08daf241d26b/Data | tonne | 2700 |  |  |  | 17670 | 0 | 0 | 0 | 0 | 17670 | 0 | 17.67 | 0 | 0 | 0 | 0 | 17.67 | 0 | Version 1.0
Aluminium | Aluminium, extruded | Aluminium extruded uncoated | Aluminium, Extruded, Extruded aluminium (uncoated) (Burak) (Turkey) | Aluminium_extruded | Aluminium_extruded | 2022-12-18 | 2027-12-17 | Turkey | S-P-06757 |  | EPD (International) | Data (environdec.com) | tonne | 2700 |  |  |  | 11700 | 0 | 0 | 0 | 0 | 11700 | 0 | 11.7 | 0 | 0 | 0 | 0 | 11.7 | 0 | Version 1.0
Aluminium | Aluminium, extruded | Aluminium extruded uncoated | Aluminium, Extruded, Extruded aluminium (uncoated) (ASAS) (Turkey) | Aluminium_extruded | Aluminium_extruded | 2022-06-21 | 2027-06-20 | Turkey | S-P-04794 |  | EPD (International) | https://api.environdec.com/api/v1/EPDLibrary/Files/883ceb70-5ac9-4ad1-a9fb-08da599e304a/Data | tonne | 2700 |  |  |  | 13900 | 0 | 0 | 0 | 0 | 13900 | 0 | 13.9 | 0 | 0 | 0 | 0 | 13.9 | 0 | Version 1.0
Aluminium | Aluminium, extruded | Aluminium extruded uncoated | Aluminium, Extruded, Extruded aluminium (uncoated) (Tuna Aluminium) (Global) | Aluminium_extruded | Aluminium_extruded | 2021-11-29 | 2026-11-28 | Global | S-P-04112 |  | EPD (International) | https://api.environdec.com/api/v1/EPDLibrary/Files/69f6d79f-e51b-420f-052c-08d9b9685fa2/Data | tonne | 2700 |  |  |  | 19100 | 0 | 0 | 0 | 0 | 19100 | 0 | 19.1 | 0 | 0 | 0 | 0 | 19.1 | 0 | Version 1.0
Aluminium | Aluminium, extruded | Aluminium extruded uncoated | Aluminium, Extruded, Extruded aluminium (uncoated) (Spanish Aluminium Association) (Spanish) | Aluminium_extruded | Aluminium_extruded | 2020-04-27 | 2025-04-27 | Spanish | S-P-01409 |  | EPD (International) | https://api.environdec.com/api/v1/EPDLibrary/Files/918aa2b5-9a62-437f-b3a9-24ce555a5f75/Data | tonne | 2700 |  |  |  | 7430 | 0 | 0 | 0 | 0 | 7430 | 0 | 7.43 | 0 | 0 | 0 | 0 | 7.43 | 0 | Version 1.0 | Expired
Aluminium | Aluminium, extruded | Aluminium extruded uncoated | Aluminium, Extruded, Extruded aluminium (uncoated) (Saray) (Turkey) | Aluminium_extruded | Aluminium_extruded | 2021-09-04 | 2026-09-03 | Turkey | S-P-4087 |  | EPD (International) | https://api.environdec.com/api/v1/EPDLibrary/Files/3a0c1252-e80d-44c4-273f-08d98899db1f/Data | tonne | 2700 |  |  |  | 9870 | 0 | 0 | 0 | 0 | 9870 | 0 | 9.87 | 0 | 0 | 0 | 0 | 9.87 | 0 | Version 1.0
Aluminium | Aluminium, extruded | Aluminium extruded uncoated | Aluminium, Extruded, Extruded aluminium (uncoated) (Al Taiseer) (Saudi Arabia) | Aluminium_extruded | Aluminium_extruded | 2021-06-15 | 2026-06-14 | Saudi Arabia | S-P-04026 |  | EPD (International) | https://api.environdec.com/api/v1/EPDLibrary/Files/9bb802ec-c18e-4792-40b5-08d92a4c0fd0/Data | tonne | 2700 |  |  |  | 15600 | 0 | 0 | 0 | 0 | 15600 | 0 | 15.6 | 0 | 0 | 0 | 0 | 15.6 | 0 | Version 1.0 | Expired
Asphalt | Asphalt | Asphalt | Downer Reconophalt NSWAC20 AR450 | Asphalt | Asphalt | 2022-03-06 | 2027-03-06 | NSW | S-P-05480 |  | EPD Australasia | https://epd-australasia.com/wp-content/uploads/2022/08/SP05480_Downer-Reconophalt-NSW-EPD_June22.pdf | tonne | 2400 |  |  |  | 73.9 | 75 | -1.16 | -0.00256 | 0 | 74.9974 | 0 | 0.0739 | 0.075 | -0.00116 | -2.56e-06 | 0 | 0.074997 | 0 | Version 1.0
Asphalt | Asphalt | Asphalt | Downer Reconophalt NSWAC14 AR 450 | Asphalt | Asphalt | 2022-03-06 | 2027-03-06 | NSW | S-P-05480 |  | EPD Australasia | https://epd-australasia.com/wp-content/uploads/2022/08/SP05480_Downer-Reconophalt-NSW-EPD_June22.pdf | tonne | 2400 |  |  |  | 67.8 | 68.1 | -0.241 | -0.000232 | 0 | 68.0998 | 0 | 0.0678 | 0.0681 | -0.000241 | -2.32e-07 | 0 | 0.0681 | 0 | Version 1.0
Asphalt | Asphalt | Asphalt | Downer Reconophalt NSWAC14H AR450 | Asphalt | Asphalt | 2022-03-06 | 2027-03-06 | NSW | S-P-05480 |  | EPD Australasia | https://epd-australasia.com/wp-content/uploads/2022/08/SP05480_Downer-Reconophalt-NSW-EPD_June22.pdf | tonne | 2400 |  |  |  | 83.3 | 83.5 | -0.234 | -0.000155 | 0 | 83.4998 | 0 | 0.0833 | 0.0835 | -0.000234 | -1.55e-07 | 0 | 0.0835 | 0 | Version 1.0
Asphalt | Asphalt | Asphalt | Downer Berrimah Asphalt Manufacturing FacilityAC20 A15E Type 4 | Asphalt | Asphalt | 31/07/2023 | 30/07/2028 | NSW | S-P-08458 | 1 | EPD Australasia | https://epd-australasia.com/wp-content/uploads/2023/08/SP08458-Downer-EPD-AU-Asphalt_Jul23-1.pdf | tonne | 2400 |  |  |  | 110 | 110 | 0.262 | 0.000137 | 0 | 110.2621 | 0 | 0.11 | 0.11 | 0.000262 | 1.37e-07 | 0 | 0.11026 | 0 | Version 1.0
Asphalt | Asphalt | Asphalt | Downer Berrimah Asphalt Manufacturing FacilityAC14 A15E Type 5 | Asphalt | Asphalt | 31/07/2023 | 30/07/2028 | NSW | S-P-08458 | 1 | EPD Australasia | https://epd-australasia.com/wp-content/uploads/2023/08/SP08458-Downer-EPD-AU-Asphalt_Jul23-1.pdf | tonne | 2400 |  |  |  | 114 | 114 | 0.267 | 0.00015 | 0 | 114.2672 | 0 | 0.114 | 0.114 | 0.000267 | 1.5e-07 | 0 | 0.11427 | 0 | Version 1.0
Asphalt | Asphalt | Asphalt | Downer Berrimah Asphalt Manufacturing FacilityAC10 A15E Type 2 | Asphalt | Asphalt | 31/07/2023 | 30/07/2028 | NSW | S-P-08458 | 1 | EPD Australasia | https://epd-australasia.com/wp-content/uploads/2023/08/SP08458-Downer-EPD-AU-Asphalt_Jul23-1.pdf | tonne | 2400 |  |  |  | 116 | 116 | 0.27 | 0.000154 | 0 | 116.2702 | 0 | 0.116 | 0.116 | 0.00027 | 1.54e-07 | 0 | 0.11627 | 0 | Version 1.0
Asphalt | Asphalt | Asphalt | Downer Reconophalt NSWAC14H A15E | Asphalt | Asphalt | 2022-03-06 | 2027-03-06 | NSW | S-P-05480 |  | EPD Australasia | https://epd-australasia.com/wp-content/uploads/2022/08/SP05480_Downer-Reconophalt-NSW-EPD_June22.pdf | tonne | 2400 |  |  |  | 90.5 | 90.7 | -0.223 | -5.92e-05 | 0 | 90.6999 | 0 | 0.0905 | 0.0907 | -0.000223 | -5.92e-08 | 0 | 0.0907 | 0 | Version 1.0
Asphalt | Asphalt | Asphalt | Downer Lindisfarne Asphalt Manufacturing FacilityAC07 Type L,N | Asphalt | Asphalt | 31/07/2023 | 30/07/2028 | TAS | S-P-08458 | 1 | EPD Australasia | https://epd-australasia.com/wp-content/uploads/2023/08/SP08458-Downer-EPD-AU-Asphalt_Jul23-1.pdf | tonne | 2400 |  |  |  | 63.6 | 63.5 | 0.196 | 0.000106 | 0 | 63.6961 | 0 | 0.0636 | 0.0635 | 0.000196 | 1.06e-07 | 0 | 0.063696 | 0 | Version 1.0
Asphalt | Asphalt | Asphalt | Downer Mackay Asphalt Manufacturing FacilityAC20 A15E H 4907 | Asphalt | Asphalt | 31/07/2023 | 30/07/2028 | QLD | S-P-08458 | 1 | EPD Australasia | https://epd-australasia.com/wp-content/uploads/2023/08/SP08458-Downer-EPD-AU-Asphalt_Jul23-1.pdf | tonne | 2400 |  |  |  | 100 | 100 | 0.12 | 0.00017 | 0 | 100.1202 | 0 | 0.1 | 0.1 | 0.00012 | 1.7e-07 | 0 | 0.10012 | 0 | Version 1.0
Asphalt | Asphalt | Asphalt | Downer Mackay Asphalt Manufacturing FacilityAC14 A15E 4906 | Asphalt | Asphalt | 31/07/2023 | 30/07/2028 | QLD | S-P-08458 | 1 | EPD Australasia | https://epd-australasia.com/wp-content/uploads/2023/08/SP08458-Downer-EPD-AU-Asphalt_Jul23-1.pdf | tonne | 2400 |  |  |  | 102 | 102 | 0.122 | 0.000176 | 0 | 102.1222 | 0 | 0.102 | 0.102 | 0.000122 | 1.76e-07 | 0 | 0.10212 | 0 | Version 1.0
Asphalt | Asphalt | Asphalt | Fulton Hogan LaraSize 10, 14mm Plastiphalt® | Asphalt | Asphalt | 24/02/2022 | 24/02/2027 | VIC | S-P-04650 | 1 | EPD Australasia | https://epd-australasia.com/wp-content/uploads/2022/02/Fulton-Hogan_-Asphalt-VIC-EPD_SP04650.pdf | tonne | 2400 |  |  |  | 73.4 | 73.4 | 0.0827 | 0.000208 | 0 | 73.4829 | 0 | 0.0734 | 0.0734 | 8.27e-05 | 2.08e-07 | 0 | 0.073483 | 0 | Version 1.0
Asphalt | Asphalt | Asphalt | Fulton Hogan LaraSize 10, 14mm DGA Type N 10% RAP ≤5% Glass | Asphalt | Asphalt | 24/02/2022 | 24/02/2027 | VIC | S-P-04650 | 1 | EPD Australasia | https://epd-australasia.com/wp-content/uploads/2022/02/Fulton-Hogan_-Asphalt-VIC-EPD_SP04650.pdf | tonne | 2400 |  |  |  | 58.6 | 58.5 | 0.166 | 0.000125 | 0 | 58.6661 | 0 | 0.0586 | 0.0585 | 0.000166 | 1.25e-07 | 0 | 0.058666 | 0 | Version 1.0
Asphalt | Asphalt | Asphalt | Downer Bli Bli Asphalt Manufacturing FacilityOG14 A15E | Asphalt | Asphalt | 31/07/2023 | 30/07/2028 | QLD | S-P-08458 | 1 | EPD Australasia | https://epd-australasia.com/wp-content/uploads/2023/08/SP08458-Downer-EPD-AU-Asphalt_Jul23-1.pdf | tonne | 2400 |  |  |  | 84.8 | 84.8 | 0.0954 | 0.00014 | 0 | 84.8955 | 0 | 0.0848 | 0.0848 | 9.54e-05 | 1.4e-07 | 0 | 0.084896 | 0 | Version 1.0
Asphalt | Asphalt | Asphalt | Downer Shepparton Asphalt Manufacturing FacilityAC20 R20 SI | Asphalt | Asphalt | 31/07/2023 | 30/07/2028 | VIC | S-P-08458 | 1 | EPD Australasia | https://epd-australasia.com/wp-content/uploads/2023/08/SP08458-Downer-EPD-AU-Asphalt_Jul23-1.pdf | tonne | 2400 |  |  |  | 71.8 | 71.8 | 0.0804 | 8.58e-05 | 0 | 71.8805 | 0 | 0.0718 | 0.0718 | 8.04e-05 | 8.58e-08 | 0 | 0.07188 | 0 | Version 1.0
Asphalt | Asphalt | Asphalt | Downer Bathurst Asphalt Manufacturing FacilityAC14 A15E H S | Asphalt | Asphalt | 31/07/2023 | 30/07/2028 | NSW | S-P-08458 | 1 | EPD Australasia | https://epd-australasia.com/wp-content/uploads/2023/08/SP08458-Downer-EPD-AU-Asphalt_Jul23-1.pdf | tonne | 2400 |  |  |  | 127 | 127 | 0.141 | 0.000182 | 0 | 127.1412 | 0 | 0.127 | 0.127 | 0.000141 | 1.82e-07 | 0 | 0.12714 | 0 | Version 1.0
Asphalt | Asphalt | Asphalt | Downer Bayswater Asphalt Manufacturing FacilitySMA10 A10E H Castella 302176C | Asphalt | Asphalt | 31/07/2023 | 30/07/2028 | VIC | S-P-08458 | 1 | EPD Australasia | https://epd-australasia.com/wp-content/uploads/2023/08/SP08458-Downer-EPD-AU-Asphalt_Jul23-1.pdf | tonne | 2400 |  |  |  | 91 | 91.1 | -0.0257 | 0.000318 | 0 | 91.1003 | 0 | 0.091 | 0.0911 | -2.57e-05 | 3.18e-07 | 0 | 0.0911 | 0 | Version 1.0
Asphalt | Asphalt | Asphalt | Fulton Hogan Bushells RidgeDG10 A15E R116 | Asphalt | Asphalt | 24/02/2022 | 24/02/2027 | NSW | S-P-04640 | 1 | EPD Australasia | https://epd-australasia.com/wp-content/uploads/2022/02/Fulton-Hogan_NSW-Asphalt-EPD_SP04649.pdf | tonne | 2400 |  |  |  | 103 | 103 | 0.112 | 0.000219 | 0 | 103.1122 | 0 | 0.103 | 0.103 | 0.000112 | 2.19e-07 | 0 | 0.10311 | 0 | Version 1.0
Asphalt | Asphalt | Asphalt | Downer Shepparton Asphalt Manufacturing FacilityAC07 R9 NH | Asphalt | Asphalt | 31/07/2023 | 30/07/2028 | VIC | S-P-08458 | 1 | EPD Australasia | https://epd-australasia.com/wp-content/uploads/2023/08/SP08458-Downer-EPD-AU-Asphalt_Jul23-1.pdf | tonne | 2400 |  |  |  | 78.1 | 78.1 | 0.083 | 0.000109 | 0 | 78.1831 | 0 | 0.0781 | 0.0781 | 8.3e-05 | 1.09e-07 | 0 | 0.078183 | 0 | Version 1.0
Asphalt | Asphalt | Asphalt | Fulton Hogan Eastern CreekBC14 A10E AIRPORT | Asphalt | Asphalt | 24/02/2022 | 24/02/2027 | NSW | S-P-04640 | 1 | EPD Australasia | https://epd-australasia.com/wp-content/uploads/2022/02/Fulton-Hogan_NSW-Asphalt-EPD_SP04649.pdf | tonne | 2400 |  |  |  | 110 | 110 | 0.113 | 0.000218 | 0 | 110.1132 | 0 | 0.11 | 0.11 | 0.000113 | 2.18e-07 | 0 | 0.11011 | 0 | Version 1.0
Asphalt | Asphalt | Asphalt | Fulton Hogan Kembla GrangeSMA10 A15E R121 EVO | Asphalt | Asphalt | 24/02/2022 | 24/02/2027 | NSW | S-P-04640 | 1 | EPD Australasia | https://epd-australasia.com/wp-content/uploads/2022/02/Fulton-Hogan_NSW-Asphalt-EPD_SP04649.pdf | tonne | 2400 |  |  |  | 98.4 | 98.5 | -0.0494 | 0.000341 | 0 | 98.5003 | 0 | 0.0984 | 0.0985 | -4.94e-05 | 3.41e-07 | 0 | 0.0985 | 0 | Version 1.0
Asphalt | Asphalt | Asphalt | Downer Albany Asphalt Manufacturing FacilityAC10 | Asphalt | Asphalt | 31/07/2023 | 30/07/2028 | WA | S-P-08458 | 1 | EPD Australasia | https://epd-australasia.com/wp-content/uploads/2023/08/SP08458-Downer-EPD-AU-Asphalt_Jul23-1.pdf | tonne | 2400 |  |  |  | 70.4 | 70.4 | 0.0716 | 0.000112 | 0 | 70.4717 | 0 | 0.0704 | 0.0704 | 7.16e-05 | 1.12e-07 | 0 | 0.070472 | 0 | Version 1.0
Asphalt | Asphalt | Asphalt | Downer Hope Valley Asphalt Manufacturing FacilityAC10 R10 1E0B00 | Asphalt | Asphalt | 31/07/2023 | 30/07/2028 | WA | S-P-08458 | 1 | EPD Australasia | https://epd-australasia.com/wp-content/uploads/2023/08/SP08458-Downer-EPD-AU-Asphalt_Jul23-1.pdf | tonne | 2400 |  |  |  | 60.8 | 60.8 | 0.0612 | 9.24e-05 | 0 | 60.8613 | 0 | 0.0608 | 0.0608 | 6.12e-05 | 9.24e-08 | 0 | 0.060861 | 0 | Version 1.0
Asphalt | Asphalt | Asphalt | Downer Lismore Asphalt Manufacturing FacilityAC14 | Asphalt | Asphalt | 31/07/2023 | 30/07/2028 | NSW | S-P-08458 | 1 | EPD Australasia | https://epd-australasia.com/wp-content/uploads/2023/08/SP08458-Downer-EPD-AU-Asphalt_Jul23-1.pdf | tonne | 2400 |  |  |  | 66.2 | 66.2 | 0.0656 | 0.000111 | 0 | 66.2657 | 0 | 0.0662 | 0.0662 | 6.56e-05 | 1.11e-07 | 0 | 0.066266 | 0 | Version 1.0
Asphalt | Asphalt | Asphalt | Fulton Hogan Kembla GrangeDG10 AR450 AS2150 R30% G2.5% | Asphalt | Asphalt | 24/02/2022 | 24/02/2027 | NSW | S-P-04640 | 1 | EPD Australasia | https://epd-australasia.com/wp-content/uploads/2022/02/Fulton-Hogan_NSW-Asphalt-EPD_SP04649.pdf | tonne | 2400 |  |  |  | 59.6 | 59.4 | 0.259 | 9.1e-05 | 0 | 59.6591 | 0 | 0.0596 | 0.0594 | 0.000259 | 9.1e-08 | 0 | 0.059659 | 0 | Version 1.0
Asphalt | Asphalt | Asphalt | Downer Lismore Asphalt Manufacturing FacilityAC20 R15 | Asphalt | Asphalt | 31/07/2023 | 30/07/2028 | NSW | S-P-08458 | 1 | EPD Australasia | https://epd-australasia.com/wp-content/uploads/2023/08/SP08458-Downer-EPD-AU-Asphalt_Jul23-1.pdf | tonne | 2400 |  |  |  | 58.8 | 58.8 | 0.0581 | 8.91e-05 | 0 | 58.8582 | 0 | 0.0588 | 0.0588 | 5.81e-05 | 8.91e-08 | 0 | 0.058858 | 0 | Version 1.0
Asphalt | Asphalt | Asphalt | Downer Hope Valley Asphalt Manufacturing FacilityAC10 R20 1E0D00 | Asphalt | Asphalt | 31/07/2023 | 30/07/2028 | WA | S-P-08458 | 1 | EPD Australasia | https://epd-australasia.com/wp-content/uploads/2023/08/SP08458-Downer-EPD-AU-Asphalt_Jul23-1.pdf | tonne | 2400 |  |  |  | 57.6 | 57.6 | 0.0568 | 8.49e-05 | 0 | 57.6569 | 0 | 0.0576 | 0.0576 | 5.68e-05 | 8.49e-08 | 0 | 0.057657 | 0 | Version 1.0
Asphalt | Asphalt | Asphalt | Downer Bayswater Asphalt Manufacturing FacilityAC20 R29 SI 302313 | Asphalt | Asphalt | 31/07/2023 | 30/07/2028 | VIC | S-P-08458 | 1 | EPD Australasia | https://epd-australasia.com/wp-content/uploads/2023/08/SP08458-Downer-EPD-AU-Asphalt_Jul23-1.pdf | tonne | 2400 |  |  |  | 51.8 | 51.8 | 0.0488 | 5.53e-05 | 0 | 51.8489 | 0 | 0.0518 | 0.0518 | 4.88e-05 | 5.53e-08 | 0 | 0.051849 | 0 | Version 1.0
Asphalt | Asphalt | Asphalt | Fulton Hogan DandenongSize 14mm DGA Type VP | Asphalt | Asphalt | 24/02/2022 | 24/02/2027 | VIC | S-P-04650 | 1 | EPD Australasia | https://epd-australasia.com/wp-content/uploads/2022/02/Fulton-Hogan_-Asphalt-VIC-EPD_SP04650.pdf | tonne | 2400 |  |  |  | 79.7 | 79.7 | 0.0748 | 0.000276 | 0 | 79.7751 | 0 | 0.0797 | 0.0797 | 7.48e-05 | 2.76e-07 | 0 | 0.079775 | 0 | Version 1.0
Asphalt | Asphalt | Asphalt | Downer Lismore Asphalt Manufacturing FacilityAC07 | Asphalt | Asphalt | 31/07/2023 | 30/07/2028 | NSW | S-P-08458 | 1 | EPD Australasia | https://epd-australasia.com/wp-content/uploads/2023/08/SP08458-Downer-EPD-AU-Asphalt_Jul23-1.pdf | tonne | 2400 |  |  |  | 67.9 | 67.9 | 0.0616 | 0.000114 | 0 | 67.9617 | 0 | 0.0679 | 0.0679 | 6.16e-05 | 1.14e-07 | 0 | 0.067962 | 0 | Version 1.0
Asphalt | Asphalt | Asphalt | Downer Hope Valley Asphalt Manufacturing FacilityAC20 R23 2C0E00 | Asphalt | Asphalt | 31/07/2023 | 30/07/2028 | WA | S-P-08458 | 1 | EPD Australasia | https://epd-australasia.com/wp-content/uploads/2023/08/SP08458-Downer-EPD-AU-Asphalt_Jul23-1.pdf | tonne | 2400 |  |  |  | 65.7 | 65.7 | 0.0576 | 6.9e-05 | 0 | 65.7577 | 0 | 0.0657 | 0.0657 | 5.76e-05 | 6.9e-08 | 0 | 0.065758 | 0 | Version 1.0
Asphalt | Asphalt | Asphalt | Downer Sydney Sustainable Road Resource Centre, RosehillAC14 R30 | Asphalt | Asphalt | 31/07/2023 | 30/07/2028 | NSW | S-P-08458 | 1 | EPD Australasia | https://epd-australasia.com/wp-content/uploads/2023/08/SP08458-Downer-EPD-AU-Asphalt_Jul23-1.pdf | tonne | 2400 |  |  |  | 59.1 | 59.1 | 0.0516 | 7.22e-05 | 0 | 59.1517 | 0 | 0.0591 | 0.0591 | 5.16e-05 | 7.22e-08 | 0 | 0.059152 | 0 | Version 1.0
Asphalt | Asphalt | Asphalt | Downer Somerton Asphalt Manufacturing FacilityAC14 V 303235 | Asphalt | Asphalt | 31/07/2023 | 30/07/2028 | VIC | S-P-08458 | 1 | EPD Australasia | https://epd-australasia.com/wp-content/uploads/2023/08/SP08458-Downer-EPD-AU-Asphalt_Jul23-1.pdf | tonne | 2400 |  |  |  | 60.6 | 60.6 | 0.0527 | 8.41e-05 | 0 | 60.6528 | 0 | 0.0606 | 0.0606 | 5.27e-05 | 8.41e-08 | 0 | 0.060653 | 0 | Version 1.0
Asphalt | Asphalt | Asphalt | Downer Teralba Asphalt Manufacturing FacilityAC14 R10 H Reconophalt | Asphalt | Asphalt | 31/07/2023 | 30/07/2028 | NSW | S-P-08458 | 1 | EPD Australasia | https://epd-australasia.com/wp-content/uploads/2023/08/SP08458-Downer-EPD-AU-Asphalt_Jul23-1.pdf | tonne | 2400 |  |  |  | 78.3 | 78.3 | 0.0674 | 9.25e-05 | 0 | 78.3675 | 0 | 0.0783 | 0.0783 | 6.74e-05 | 9.25e-08 | 0 | 0.078367 | 0 | Version 1.0
Asphalt | Asphalt | Asphalt | Downer Teralba Asphalt Manufacturing FacilityAC14 R10 H DG | Asphalt | Asphalt | 31/07/2023 | 30/07/2028 | NSW | S-P-08458 | 1 | EPD Australasia | https://epd-australasia.com/wp-content/uploads/2023/08/SP08458-Downer-EPD-AU-Asphalt_Jul23-1.pdf | tonne | 2400 |  |  |  | 78.6 | 78.6 | 0.067 | 9.42e-05 | 0 | 78.6671 | 0 | 0.0786 | 0.0786 | 6.7e-05 | 9.42e-08 | 0 | 0.078667 | 0 | Version 1.0
Asphalt | Asphalt | Asphalt | Downer Sydney Sustainable Road Resource Centre, RosehillAC10 R30 | Asphalt | Asphalt | 31/07/2023 | 30/07/2028 | NSW | S-P-08458 | 1 | EPD Australasia | https://epd-australasia.com/wp-content/uploads/2023/08/SP08458-Downer-EPD-AU-Asphalt_Jul23-1.pdf | tonne | 2400 |  |  |  | 63.3 | 63.3 | 0.0531 | 8.41e-05 | 0 | 63.3532 | 0 | 0.0633 | 0.0633 | 5.31e-05 | 8.41e-08 | 0 | 0.063353 | 0 | Version 1.0
Asphalt | Asphalt | Asphalt | Downer Somerton Asphalt Manufacturing FacilityAC20 R38 SF 303324 | Asphalt | Asphalt | 31/07/2023 | 30/07/2028 | VIC | S-P-08458 | 1 | EPD Australasia | https://epd-australasia.com/wp-content/uploads/2023/08/SP08458-Downer-EPD-AU-Asphalt_Jul23-1.pdf | tonne | 2400 |  |  |  | 49.6 | 49.6 | 0.0414 | 6.98e-05 | 0 | 49.6415 | 0 | 0.0496 | 0.0496 | 4.14e-05 | 6.98e-08 | 0 | 0.049641 | 0 | Version 1.0
Asphalt | Asphalt | Asphalt | Downer Adelaide Sustainable Road Resource Centre, WingfieldAC10 R30 Reconophalt Fine | Asphalt | Asphalt | 31/07/2023 | 30/07/2028 | SA | S-P-08458 | 1 | EPD Australasia | https://epd-australasia.com/wp-content/uploads/2023/08/SP08458-Downer-EPD-AU-Asphalt_Jul23-1.pdf | tonne | 2400 |  |  |  | 60.1 | 60.1 | 0.0493 | 8.62e-05 | 0 | 60.1494 | 0 | 0.0601 | 0.0601 | 4.93e-05 | 8.62e-08 | 0 | 0.060149 | 0 | Version 1.0
Asphalt | Asphalt | Asphalt | Downer Wodonga Asphalt Manufacturing FacilityAC14 R10 H | Asphalt | Asphalt | 31/07/2023 | 30/07/2028 | VIC | S-P-08458 | 1 | EPD Australasia | https://epd-australasia.com/wp-content/uploads/2023/08/SP08458-Downer-EPD-AU-Asphalt_Jul23-1.pdf | tonne | 2400 |  |  |  | 79.6 | 79.6 | 0.0628 | 0.000106 | 0 | 79.6629 | 0 | 0.0796 | 0.0796 | 6.28e-05 | 1.06e-07 | 0 | 0.079663 | 0 | Version 1.0
Asphalt | Asphalt | Asphalt | Downer Wodonga Asphalt Manufacturing FacilityAC14 R10 H G | Asphalt | Asphalt | 31/07/2023 | 30/07/2028 | VIC | S-P-08458 | 1 | EPD Australasia | https://epd-australasia.com/wp-content/uploads/2023/08/SP08458-Downer-EPD-AU-Asphalt_Jul23-1.pdf | tonne | 2400 |  |  |  | 79.6 | 79.6 | 0.0628 | 0.000106 | 0 | 79.6629 | 0 | 0.0796 | 0.0796 | 6.28e-05 | 1.06e-07 | 0 | 0.079663 | 0 | Version 1.0
Asphalt | Asphalt | Asphalt | Downer Wodonga Asphalt Manufacturing FacilityAC10 R15 H | Asphalt | Asphalt | 31/07/2023 | 30/07/2028 | VIC | S-P-08458 | 1 | EPD Australasia | https://epd-australasia.com/wp-content/uploads/2023/08/SP08458-Downer-EPD-AU-Asphalt_Jul23-1.pdf | tonne | 2400 |  |  |  | 77.9 | 77.9 | 0.0606 | 0.000105 | 0 | 77.9607 | 0 | 0.0779 | 0.0779 | 6.06e-05 | 1.05e-07 | 0 | 0.077961 | 0 | Version 1.0
Asphalt | Asphalt | Asphalt | Downer Wodonga Asphalt Manufacturing FacilityAC20 R20 | Asphalt | Asphalt | 31/07/2023 | 30/07/2028 | VIC | S-P-08458 | 1 | EPD Australasia | https://epd-australasia.com/wp-content/uploads/2023/08/SP08458-Downer-EPD-AU-Asphalt_Jul23-1.pdf | tonne | 2400 |  |  |  | 78.4 | 78.4 | 0.0608 | 0.000105 | 0 | 78.4609 | 0 | 0.0784 | 0.0784 | 6.08e-05 | 1.05e-07 | 0 | 0.078461 | 0 | Version 1.0
Asphalt | Asphalt | Asphalt | Downer Gippsland Asphalt Manufacturing FacilityAC20 | Asphalt | Asphalt | 31/07/2023 | 30/07/2028 | VIC | S-P-08458 | 1 | EPD Australasia | https://epd-australasia.com/wp-content/uploads/2023/08/SP08458-Downer-EPD-AU-Asphalt_Jul23-1.pdf | tonne | 2400 |  |  |  | 73.4 | 73.4 | 0.0563 | 9.54e-05 | 0 | 73.4564 | 0 | 0.0734 | 0.0734 | 5.63e-05 | 9.54e-08 | 0 | 0.073456 | 0 | Version 1.0
Asphalt | Asphalt | Asphalt | Downer Mowbray Asphalt Manufacturing FacilityAC14 Type H | Asphalt | Asphalt | 31/07/2023 | 30/07/2028 | TAS | S-P-08458 | 1 | EPD Australasia | https://epd-australasia.com/wp-content/uploads/2023/08/SP08458-Downer-EPD-AU-Asphalt_Jul23-1.pdf | tonne | 2400 |  |  |  | 57.9 | 57.8 | 0.144 | 8.17e-05 | 0 | 57.9441 | 0 | 0.0579 | 0.0578 | 0.000144 | 8.17e-08 | 0 | 0.057944 | 0 | Version 1.0
Asphalt | Asphalt | Asphalt | Downer Mowbray Asphalt Manufacturing FacilityAC14 Type N | Asphalt | Asphalt | 31/07/2023 | 30/07/2028 | TAS | S-P-08458 | 1 | EPD Australasia | https://epd-australasia.com/wp-content/uploads/2023/08/SP08458-Downer-EPD-AU-Asphalt_Jul23-1.pdf | tonne | 2400 |  |  |  | 57.9 | 57.8 | 0.144 | 8.17e-05 | 0 | 57.9441 | 0 | 0.0579 | 0.0578 | 0.000144 | 8.17e-08 | 0 | 0.057944 | 0 | Version 1.0
Asphalt | Asphalt | Asphalt | Downer Mowbray Asphalt Manufacturing FacilityAC10 Type L | Asphalt | Asphalt | 31/07/2023 | 30/07/2028 | TAS | S-P-08458 | 1 | EPD Australasia | https://epd-australasia.com/wp-content/uploads/2023/08/SP08458-Downer-EPD-AU-Asphalt_Jul23-1.pdf | tonne | 2400 |  |  |  | 55.5 | 55.4 | 0.142 | 8.63e-05 | 0 | 55.5421 | 0 | 0.0555 | 0.0554 | 0.000142 | 8.63e-08 | 0 | 0.055542 | 0 | Version 1.0
Asphalt | Asphalt | Asphalt | Downer Mackay Asphalt Manufacturing FacilityAC20 H 4907 | Asphalt | Asphalt | 31/07/2023 | 30/07/2028 | QLD | S-P-08458 | 1 | EPD Australasia | https://epd-australasia.com/wp-content/uploads/2023/08/SP08458-Downer-EPD-AU-Asphalt_Jul23-1.pdf | tonne | 2400 |  |  |  | 84.7 | 84.7 | 0.0637 | 0.000107 | 0 | 84.7638 | 0 | 0.0847 | 0.0847 | 6.37e-05 | 1.07e-07 | 0 | 0.084764 | 0 | Version 1.0
Asphalt | Asphalt | Asphalt | Downer Mackay Asphalt Manufacturing FacilityAC20 C600 H 4097 | Asphalt | Asphalt | 31/07/2023 | 30/07/2028 | QLD | S-P-08458 | 1 | EPD Australasia | https://epd-australasia.com/wp-content/uploads/2023/08/SP08458-Downer-EPD-AU-Asphalt_Jul23-1.pdf | tonne | 2400 |  |  |  | 84.7 | 84.7 | 0.0637 | 0.000107 | 0 | 84.7638 | 0 | 0.0847 | 0.0847 | 6.37e-05 | 1.07e-07 | 0 | 0.084764 | 0 | Version 1.0
Asphalt | Asphalt | Asphalt | Downer Gippsland Asphalt Manufacturing FacilityAC14 | Asphalt | Asphalt | 31/07/2023 | 30/07/2028 | VIC | S-P-08458 | 1 | EPD Australasia | https://epd-australasia.com/wp-content/uploads/2023/08/SP08458-Downer-EPD-AU-Asphalt_Jul23-1.pdf | tonne | 2400 |  |  |  | 74.9 | 74.9 | 0.0561 | 0.000101 | 0 | 74.9562 | 0 | 0.0749 | 0.0749 | 5.61e-05 | 1.01e-07 | 0 | 0.074956 | 0 | Version 1.0
Asphalt | Asphalt | Asphalt | Downer Somerton Asphalt Manufacturing FacilityAC10 R19 H N 303152 | Asphalt | Asphalt | 31/07/2023 | 30/07/2028 | VIC | S-P-08458 | 1 | EPD Australasia | https://epd-australasia.com/wp-content/uploads/2023/08/SP08458-Downer-EPD-AU-Asphalt_Jul23-1.pdf | tonne | 2400 |  |  |  | 65 | 65 | 0.0486 | 8.11e-05 | 0 | 65.0487 | 0 | 0.065 | 0.065 | 4.86e-05 | 8.11e-08 | 0 | 0.065049 | 0 | Version 1.0
Asphalt | Asphalt | Asphalt | Downer Mowbray Asphalt Manufacturing FacilityAC07 Type L,N | Asphalt | Asphalt | 31/07/2023 | 30/07/2028 | TAS | S-P-08458 | 1 | EPD Australasia | https://epd-australasia.com/wp-content/uploads/2023/08/SP08458-Downer-EPD-AU-Asphalt_Jul23-1.pdf | tonne | 2400 |  |  |  | 60.1 | 60 | 0.143 | 9.69e-05 | 0 | 60.1431 | 0 | 0.0601 | 0.06 | 0.000143 | 9.69e-08 | 0 | 0.060143 | 0 | Version 1.0
Asphalt | Asphalt | Asphalt | Downer Bathurst Asphalt Manufacturing FacilityAC10 R10 | Asphalt | Asphalt | 31/07/2023 | 30/07/2028 | NSW | S-P-08458 | 1 | EPD Australasia | https://epd-australasia.com/wp-content/uploads/2023/08/SP08458-Downer-EPD-AU-Asphalt_Jul23-1.pdf | tonne | 2400 |  |  |  | 79.3 | 79.3 | 0.0563 | 0.000116 | 0 | 79.3564 | 0 | 0.0793 | 0.0793 | 5.63e-05 | 1.16e-07 | 0 | 0.079356 | 0 | Version 1.0
Asphalt | Asphalt | Asphalt | Downer Mowbray Asphalt Manufacturing FacilityAC10 Type N | Asphalt | Asphalt | 31/07/2023 | 30/07/2028 | TAS | S-P-08458 | 1 | EPD Australasia | https://epd-australasia.com/wp-content/uploads/2023/08/SP08458-Downer-EPD-AU-Asphalt_Jul23-1.pdf | tonne | 2400 |  |  |  | 61.1 | 61 | 0.143 | 8.72e-05 | 0 | 61.1431 | 0 | 0.0611 | 0.061 | 0.000143 | 8.72e-08 | 0 | 0.061143 | 0 | Version 1.0
Asphalt | Asphalt | Asphalt | Downer Bathurst Asphalt Manufacturing FacilityAC07 | Asphalt | Asphalt | 31/07/2023 | 30/07/2028 | NSW | S-P-08458 | 1 | EPD Australasia | https://epd-australasia.com/wp-content/uploads/2023/08/SP08458-Downer-EPD-AU-Asphalt_Jul23-1.pdf | tonne | 2400 |  |  |  | 87.1 | 87.1 | 0.061 | 0.000131 | 0 | 87.1611 | 0 | 0.0871 | 0.0871 | 6.1e-05 | 1.31e-07 | 0 | 0.087161 | 0 | Version 1.0
Asphalt | Asphalt | Asphalt | Downer Swanbank Asphalt Manufacturing FacilityAC10 R12 | Asphalt | Asphalt | 31/07/2023 | 30/07/2028 | QLD | S-P-08458 | 1 | EPD Australasia | https://epd-australasia.com/wp-content/uploads/2023/08/SP08458-Downer-EPD-AU-Asphalt_Jul23-1.pdf | tonne | 2400 |  |  |  | 76.7 | 76.7 | 0.0536 | 0.000108 | 0 | 76.7537 | 0 | 0.0767 | 0.0767 | 5.36e-05 | 1.08e-07 | 0 | 0.076754 | 0 | Version 1.0
Asphalt | Asphalt | Asphalt | Fulton Hogan DandenongSize 10mm DGA Type N 10-20% RAP | Asphalt | Asphalt | 24/02/2022 | 24/02/2027 | VIC | S-P-04650 | 1 | EPD Australasia | https://epd-australasia.com/wp-content/uploads/2022/02/Fulton-Hogan_-Asphalt-VIC-EPD_SP04650.pdf | tonne | 2400 |  |  |  | 73.2 | 73.2 | 0.0491 | 0.000242 | 0 | 73.2493 | 0 | 0.0732 | 0.0732 | 4.91e-05 | 2.42e-07 | 0 | 0.073249 | 0 | Version 1.0
Asphalt | Asphalt | Asphalt | Downer Archerfield Asphalt Manufacturing FacilityAC20 R15 | Asphalt | Asphalt | 31/07/2023 | 30/07/2028 | QLD | S-P-08458 | 1 | EPD Australasia | https://epd-australasia.com/wp-content/uploads/2023/08/SP08458-Downer-EPD-AU-Asphalt_Jul23-1.pdf | tonne | 2400 |  |  |  | 74.4 | 74.4 | 0.0498 | 9e-05 | 0 | 74.4499 | 0 | 0.0744 | 0.0744 | 4.98e-05 | 9e-08 | 0 | 0.07445 | 0 | Version 1.0
Asphalt | Asphalt | Asphalt | Downer Brisbane Sustainable Road Resource Centre, BrendaleAC10 R20 BCC | Asphalt | Asphalt | 31/07/2023 | 30/07/2028 | QLD | S-P-08458 | 1 | EPD Australasia | https://epd-australasia.com/wp-content/uploads/2023/08/SP08458-Downer-EPD-AU-Asphalt_Jul23-1.pdf | tonne | 2400 |  |  |  | 64.6 | 64.6 | 0.0432 | 9.67e-05 | 0 | 64.6433 | 0 | 0.0646 | 0.0646 | 4.32e-05 | 9.67e-08 | 0 | 0.064643 | 0 | Version 1.0
Asphalt | Asphalt | Asphalt | Fulton Hogan Kembla GrangeDG10 AR450 FINE AUSPEC R10% | Asphalt | Asphalt | 24/02/2022 | 24/02/2027 | NSW | S-P-04640 | 1 | EPD Australasia | https://epd-australasia.com/wp-content/uploads/2022/02/Fulton-Hogan_NSW-Asphalt-EPD_SP04649.pdf | tonne | 2400 |  |  |  | 63.3 | 63.3 | 0.0418 | 0.000107 | 0 | 63.3419 | 0 | 0.0633 | 0.0633 | 4.18e-05 | 1.07e-07 | 0 | 0.063342 | 0 | Version 1.0
Asphalt | Asphalt | Asphalt | Fulton Hogan Kembla GrangeDG28 AR450 AS2150 R25% | Asphalt | Asphalt | 24/02/2022 | 24/02/2027 | NSW | S-P-04640 | 1 | EPD Australasia | https://epd-australasia.com/wp-content/uploads/2022/02/Fulton-Hogan_NSW-Asphalt-EPD_SP04649.pdf | tonne | 2400 |  |  |  | 54.3 | 54.3 | 0.0355 | 6.85e-05 | 0 | 54.3356 | 0 | 0.0543 | 0.0543 | 3.55e-05 | 6.85e-08 | 0 | 0.054336 | 0 | Version 1.0
Asphalt | Asphalt | Asphalt | Downer Bathurst Asphalt Manufacturing FacilityAC20 R10 | Asphalt | Asphalt | 31/07/2023 | 30/07/2028 | NSW | S-P-08458 | 1 | EPD Australasia | https://epd-australasia.com/wp-content/uploads/2023/08/SP08458-Downer-EPD-AU-Asphalt_Jul23-1.pdf | tonne | 2400 |  |  |  | 85 | 85 | 0.0554 | 0.0001 | 0 | 85.0555 | 0 | 0.085 | 0.085 | 5.54e-05 | 1e-07 | 0 | 0.085056 | 0 | Version 1.0
Asphalt | Asphalt | Asphalt | Downer Bathurst Asphalt Manufacturing FacilityAC14 R10 H | Asphalt | Asphalt | 31/07/2023 | 30/07/2028 | NSW | S-P-08458 | 1 | EPD Australasia | https://epd-australasia.com/wp-content/uploads/2023/08/SP08458-Downer-EPD-AU-Asphalt_Jul23-1.pdf | tonne | 2400 |  |  |  | 86.2 | 86.2 | 0.0553 | 0.000102 | 0 | 86.2554 | 0 | 0.0862 | 0.0862 | 5.53e-05 | 1.02e-07 | 0 | 0.086255 | 0 | Version 1.0
Asphalt | Asphalt | Asphalt | Fulton Hogan Kembla GrangeDG20 AR450 AS2150 R30% | Asphalt | Asphalt | 24/02/2022 | 24/02/2027 | NSW | S-P-04640 | 1 | EPD Australasia | https://epd-australasia.com/wp-content/uploads/2022/02/Fulton-Hogan_NSW-Asphalt-EPD_SP04649.pdf | tonne | 2400 |  |  |  | 55.7 | 55.7 | 0.0352 | 7.38e-05 | 0 | 55.7353 | 0 | 0.0557 | 0.0557 | 3.52e-05 | 7.38e-08 | 0 | 0.055735 | 0 | Version 1.0
Asphalt | Asphalt | Asphalt | Downer Hume Asphalt Manufacturing FacilityAC14 R15 | Asphalt | Asphalt | 31/07/2023 | 30/07/2028 | VIC | S-P-08458 | 1 | EPD Australasia | https://epd-australasia.com/wp-content/uploads/2023/08/SP08458-Downer-EPD-AU-Asphalt_Jul23-1.pdf | tonne | 2400 |  |  |  | 71.4 | 71.1 | 0.344 | 0.000665 | 0 | 71.4447 | 0 | 0.0714 | 0.0711 | 0.000344 | 6.65e-07 | 0 | 0.071445 | 0 | Version 1.0
Asphalt | Asphalt | Asphalt | Downer Hume Asphalt Manufacturing FacilityAC10 R20 Reconophalt | Asphalt | Asphalt | 31/07/2023 | 30/07/2028 | VIC | S-P-08458 | 1 | EPD Australasia | https://epd-australasia.com/wp-content/uploads/2023/08/SP08458-Downer-EPD-AU-Asphalt_Jul23-1.pdf | tonne | 2400 |  |  |  | 76.3 | 76 | 0.346 | 0.000684 | 0 | 76.3467 | 0 | 0.0763 | 0.076 | 0.000346 | 6.84e-07 | 0 | 0.076347 | 0 | Version 1.0
Asphalt | Asphalt | Asphalt | Downer Bli Bli Asphalt Manufacturing FacilityAC14 R15 | Asphalt | Asphalt | 31/07/2023 | 30/07/2028 | QLD | S-P-08458 | 1 | EPD Australasia | https://epd-australasia.com/wp-content/uploads/2023/08/SP08458-Downer-EPD-AU-Asphalt_Jul23-1.pdf | tonne | 2400 |  |  |  | 75.9 | 75.9 | 0.0445 | 9.1e-05 | 0 | 75.9446 | 0 | 0.0759 | 0.0759 | 4.45e-05 | 9.1e-08 | 0 | 0.075945 | 0 | Version 1.0
Asphalt | Asphalt | Asphalt | Fulton Hogan Kembla GrangeDG10 AR450 AS2150 R30% SLAG DUST | Asphalt | Asphalt | 24/02/2022 | 24/02/2027 | NSW | S-P-04640 | 1 | EPD Australasia | https://epd-australasia.com/wp-content/uploads/2022/02/Fulton-Hogan_NSW-Asphalt-EPD_SP04649.pdf | tonne | 2400 |  |  |  | 61.1 | 61.1 | 0.0353 | 9.09e-05 | 0 | 61.1354 | 0 | 0.0611 | 0.0611 | 3.53e-05 | 9.09e-08 | 0 | 0.061135 | 0 | Version 1.0
Asphalt | Asphalt | Asphalt | Downer Bli Bli Asphalt Manufacturing FacilityAC20 R15 | Asphalt | Asphalt | 31/07/2023 | 30/07/2028 | QLD | S-P-08458 | 1 | EPD Australasia | https://epd-australasia.com/wp-content/uploads/2023/08/SP08458-Downer-EPD-AU-Asphalt_Jul23-1.pdf | tonne | 2400 |  |  |  | 72.7 | 72.7 | 0.042 | 8.52e-05 | 0 | 72.7421 | 0 | 0.0727 | 0.0727 | 4.2e-05 | 8.52e-08 | 0 | 0.072742 | 0 | Version 1.0
Asphalt | Asphalt | Asphalt | Fulton Hogan Kembla GrangeGG10 AR450 AS2510 R10% | Asphalt | Asphalt | 24/02/2022 | 24/02/2027 | NSW | S-P-04640 | 1 | EPD Australasia | https://epd-australasia.com/wp-content/uploads/2022/02/Fulton-Hogan_NSW-Asphalt-EPD_SP04649.pdf | tonne | 2400 |  |  |  | 80 | 80 | 0.0448 | 0.000117 | 0 | 80.0449 | 0 | 0.08 | 0.08 | 4.48e-05 | 1.17e-07 | 0 | 0.080045 | 0 | Version 1.0
Asphalt | Asphalt | Asphalt | Fulton Hogan Bushells RidgeDG07 AR450 AS2150 | Asphalt | Asphalt | 24/02/2022 | 24/02/2027 | NSW | S-P-04640 | 1 | EPD Australasia | https://epd-australasia.com/wp-content/uploads/2022/02/Fulton-Hogan_NSW-Asphalt-EPD_SP04649.pdf | tonne | 2400 |  |  |  | 71.9 | 71.9 | 0.0378 | 0.000125 | 0 | 71.9379 | 0 | 0.0719 | 0.0719 | 3.78e-05 | 1.25e-07 | 0 | 0.071938 | 0 | Version 1.0
Asphalt | Asphalt | Asphalt | Fulton Hogan Bushells RidgeDG10 AR450 FINE AUSPEC | Asphalt | Asphalt | 24/02/2022 | 24/02/2027 | NSW | S-P-04640 | 1 | EPD Australasia | https://epd-australasia.com/wp-content/uploads/2022/02/Fulton-Hogan_NSW-Asphalt-EPD_SP04649.pdf | tonne | 2400 |  |  |  | 71.7 | 71.7 | 0.037 | 0.000121 | 0 | 71.7371 | 0 | 0.0717 | 0.0717 | 3.7e-05 | 1.21e-07 | 0 | 0.071737 | 0 | Version 1.0
Asphalt | Asphalt | Asphalt | Fulton Hogan Bushells RidgeDG10 AR450 AS2150 R10% | Asphalt | Asphalt | 24/02/2022 | 24/02/2027 | NSW | S-P-04640 | 1 | EPD Australasia | https://epd-australasia.com/wp-content/uploads/2022/02/Fulton-Hogan_NSW-Asphalt-EPD_SP04649.pdf | tonne | 2400 |  |  |  | 69 | 69 | 0.0341 | 0.000114 | 0 | 69.0342 | 0 | 0.069 | 0.069 | 3.41e-05 | 1.14e-07 | 0 | 0.069034 | 0 | Version 1.0
Asphalt | Asphalt | Asphalt | Fulton Hogan DandenongSize 14mm GG CR | Asphalt | Asphalt | 24/02/2022 | 24/02/2027 | VIC | S-P-04650 | 1 | EPD Australasia | https://epd-australasia.com/wp-content/uploads/2022/02/Fulton-Hogan_-Asphalt-VIC-EPD_SP04650.pdf | tonne | 2400 |  |  |  | 70.5 | 70.5 | 0.0347 | 0.000226 | 0 | 70.5349 | 0 | 0.0705 | 0.0705 | 3.47e-05 | 2.26e-07 | 0 | 0.070535 | 0 | Version 1.0
Asphalt | Asphalt | Asphalt | Fulton Hogan Bushells RidgeEME2 | Asphalt | Asphalt | 24/02/2022 | 24/02/2027 | NSW | S-P-04640 | 1 | EPD Australasia | https://epd-australasia.com/wp-content/uploads/2022/02/Fulton-Hogan_NSW-Asphalt-EPD_SP04649.pdf | tonne | 2400 |  |  |  | 78.6 | 78.6 | 0.0384 | 0.000114 | 0 | 78.6385 | 0 | 0.0786 | 0.0786 | 3.84e-05 | 1.14e-07 | 0 | 0.078639 | 0 | Version 1.0
Asphalt | Asphalt | Asphalt | Fulton Hogan LaraSize 20mm DGA Type SF | Asphalt | Asphalt | 24/02/2022 | 24/02/2027 | VIC | S-P-04650 | 1 | EPD Australasia | https://epd-australasia.com/wp-content/uploads/2022/02/Fulton-Hogan_-Asphalt-VIC-EPD_SP04650.pdf | tonne | 2400 |  |  |  | 61.7 | 61.7 | 0.0296 | 0.000151 | 0 | 61.7298 | 0 | 0.0617 | 0.0617 | 2.96e-05 | 1.51e-07 | 0 | 0.06173 | 0 | Version 1.0
Asphalt | Asphalt | Asphalt | Fulton Hogan DandenongSize 20mm DGA Type SF 20% RAP ≤5% Glass | Asphalt | Asphalt | 24/02/2022 | 24/02/2027 | VIC | S-P-04650 | 1 | EPD Australasia | https://epd-australasia.com/wp-content/uploads/2022/02/Fulton-Hogan_-Asphalt-VIC-EPD_SP04650.pdf | tonne | 2400 |  |  |  | 59.6 | 59.4 | 0.228 | 0.000169 | 0 | 59.6282 | 0 | 0.0596 | 0.0594 | 0.000228 | 1.69e-07 | 0 | 0.059628 | 0 | Version 1.0
Asphalt | Asphalt | Asphalt | Fulton Hogan Bushells RidgeDG14 AR450 AS2150 R15% | Asphalt | Asphalt | 24/02/2022 | 24/02/2027 | NSW | S-P-04640 | 1 | EPD Australasia | https://epd-australasia.com/wp-content/uploads/2022/02/Fulton-Hogan_NSW-Asphalt-EPD_SP04649.pdf | tonne | 2400 |  |  |  | 65.6 | 65.6 | 0.0308 | 9.76e-05 | 0 | 65.6309 | 0 | 0.0656 | 0.0656 | 3.08e-05 | 9.76e-08 | 0 | 0.065631 | 0 | Version 1.0
Asphalt | Asphalt | Asphalt | Fulton Hogan LaraSize 20mm DGA Type SS | Asphalt | Asphalt | 24/02/2022 | 24/02/2027 | VIC | S-P-04650 | 1 | EPD Australasia | https://epd-australasia.com/wp-content/uploads/2022/02/Fulton-Hogan_-Asphalt-VIC-EPD_SP04650.pdf | tonne | 2400 |  |  |  | 58.3 | 58.3 | 0.0273 | 0.000135 | 0 | 58.3274 | 0 | 0.0583 | 0.0583 | 2.73e-05 | 1.35e-07 | 0 | 0.058327 | 0 | Version 1.0
Asphalt | Asphalt | Asphalt | Fulton Hogan LaraSize 14, 20mm DGA Type SI ≤10% RAP | Asphalt | Asphalt | 24/02/2022 | 24/02/2027 | VIC | S-P-04650 | 1 | EPD Australasia | https://epd-australasia.com/wp-content/uploads/2022/02/Fulton-Hogan_-Asphalt-VIC-EPD_SP04650.pdf | tonne | 2400 |  |  |  | 59 | 59 | 0.0276 | 0.00014 | 0 | 59.0277 | 0 | 0.059 | 0.059 | 2.76e-05 | 1.4e-07 | 0 | 0.059028 | 0 | Version 1.0
Asphalt | Asphalt | Asphalt | Fulton Hogan LaraSize 10, 14mm DGA Type H 10% RAP | Asphalt | Asphalt | 24/02/2022 | 24/02/2027 | VIC | S-P-04650 | 1 | EPD Australasia | https://epd-australasia.com/wp-content/uploads/2022/02/Fulton-Hogan_-Asphalt-VIC-EPD_SP04650.pdf | tonne | 2400 |  |  |  | 58.2 | 58.2 | 0.0265 | 0.000122 | 0 | 58.2266 | 0 | 0.0582 | 0.0582 | 2.65e-05 | 1.22e-07 | 0 | 0.058227 | 0 | Version 1.0
Asphalt | Asphalt | Asphalt | Fulton Hogan LaraSize 10, 14mm DGA Type V | Asphalt | Asphalt | 24/02/2022 | 24/02/2027 | VIC | S-P-04650 | 1 | EPD Australasia | https://epd-australasia.com/wp-content/uploads/2022/02/Fulton-Hogan_-Asphalt-VIC-EPD_SP04650.pdf | tonne | 2400 |  |  |  | 60.1 | 60.1 | 0.0273 | 0.000147 | 0 | 60.1274 | 0 | 0.0601 | 0.0601 | 2.73e-05 | 1.47e-07 | 0 | 0.060127 | 0 | Version 1.0
Asphalt | Asphalt | Asphalt | Fulton Hogan Bushells RidgeDG20 AR450 AS2150 R20% | Asphalt | Asphalt | 24/02/2022 | 24/02/2027 | NSW | S-P-04640 | 1 | EPD Australasia | https://epd-australasia.com/wp-content/uploads/2022/02/Fulton-Hogan_NSW-Asphalt-EPD_SP04649.pdf | tonne | 2400 |  |  |  | 63.3 | 63.3 | 0.0287 | 8.77e-05 | 0 | 63.3288 | 0 | 0.0633 | 0.0633 | 2.87e-05 | 8.77e-08 | 0 | 0.063329 | 0 | Version 1.0
Asphalt | Asphalt | Asphalt | Fulton Hogan LaraSize 14, 20mm DGA Type SI 10-20% RAP | Asphalt | Asphalt | 24/02/2022 | 24/02/2027 | VIC | S-P-04650 | 1 | EPD Australasia | https://epd-australasia.com/wp-content/uploads/2022/02/Fulton-Hogan_-Asphalt-VIC-EPD_SP04650.pdf | tonne | 2400 |  |  |  | 55.2 | 55.2 | 0.0249 | 0.000104 | 0 | 55.225 | 0 | 0.0552 | 0.0552 | 2.49e-05 | 1.04e-07 | 0 | 0.055225 | 0 | Version 1.0
Asphalt | Asphalt | Asphalt | Fulton Hogan LaraSize 7, 10, 14mm DGA Type H | Asphalt | Asphalt | 24/02/2022 | 24/02/2027 | VIC | S-P-04650 | 1 | EPD Australasia | https://epd-australasia.com/wp-content/uploads/2022/02/Fulton-Hogan_-Asphalt-VIC-EPD_SP04650.pdf | tonne | 2400 |  |  |  | 62.3 | 62.3 | 0.028 | 0.000159 | 0 | 62.3282 | 0 | 0.0623 | 0.0623 | 2.8e-05 | 1.59e-07 | 0 | 0.062328 | 0 | Version 1.0
Asphalt | Asphalt | Asphalt | Fulton Hogan Eastern CreekEME2 | Asphalt | Asphalt | 24/02/2022 | 24/02/2027 | NSW | S-P-04640 | 1 | EPD Australasia | https://epd-australasia.com/wp-content/uploads/2022/02/Fulton-Hogan_NSW-Asphalt-EPD_SP04649.pdf | tonne | 2400 |  |  |  | 87.4 | 87.4 | 0.039 | 0.000118 | 0 | 87.4391 | 0 | 0.0874 | 0.0874 | 3.9e-05 | 1.18e-07 | 0 | 0.087439 | 0 | Version 1.0
Asphalt | Asphalt | Asphalt | Fulton Hogan Bushells RidgeDG14 AR450 R116 R15% | Asphalt | Asphalt | 24/02/2022 | 24/02/2027 | NSW | S-P-04640 | 1 | EPD Australasia | https://epd-australasia.com/wp-content/uploads/2022/02/Fulton-Hogan_NSW-Asphalt-EPD_SP04649.pdf | tonne | 2400 |  |  |  | 77.7 | 77.7 | 0.0329 | 0.000103 | 0 | 77.733 | 0 | 0.0777 | 0.0777 | 3.29e-05 | 1.03e-07 | 0 | 0.077733 | 0 | Version 1.0
Asphalt | Asphalt | Asphalt | Fulton Hogan Eastern CreekDG07 AR450 AS2150 | Asphalt | Asphalt | 24/02/2022 | 24/02/2027 | NSW | S-P-04640 | 1 | EPD Australasia | https://epd-australasia.com/wp-content/uploads/2022/02/Fulton-Hogan_NSW-Asphalt-EPD_SP04649.pdf | tonne | 2400 |  |  |  | 92.2 | 92.2 | 0.0386 | 0.000131 | 0 | 92.2387 | 0 | 0.0922 | 0.0922 | 3.86e-05 | 1.31e-07 | 0 | 0.092239 | 0 | Version 1.0
Asphalt | Asphalt | Asphalt | Fulton Hogan Bushells RidgeDG28 AR450 R116 R15% | Asphalt | Asphalt | 24/02/2022 | 24/02/2027 | NSW | S-P-04640 | 1 | EPD Australasia | https://epd-australasia.com/wp-content/uploads/2022/02/Fulton-Hogan_NSW-Asphalt-EPD_SP04649.pdf | tonne | 2400 |  |  |  | 72.7 | 72.7 | 0.0296 | 7.81e-05 | 0 | 72.7297 | 0 | 0.0727 | 0.0727 | 2.96e-05 | 7.81e-08 | 0 | 0.07273 | 0 | Version 1.0
Asphalt | Asphalt | Asphalt | Fulton Hogan Bushells RidgeDG20 AR450 R116 R20% | Asphalt | Asphalt | 24/02/2022 | 24/02/2027 | NSW | S-P-04640 | 1 | EPD Australasia | https://epd-australasia.com/wp-content/uploads/2022/02/Fulton-Hogan_NSW-Asphalt-EPD_SP04649.pdf | tonne | 2400 |  |  |  | 74.8 | 74.8 | 0.0301 | 8.96e-05 | 0 | 74.8302 | 0 | 0.0748 | 0.0748 | 3.01e-05 | 8.96e-08 | 0 | 0.07483 | 0 | Version 1.0
Asphalt | Asphalt | Asphalt | Fulton Hogan Eastern CreekGG10 AR450 AS2150 R10% | Asphalt | Asphalt | 24/02/2022 | 24/02/2027 | NSW | S-P-04640 | 1 | EPD Australasia | https://epd-australasia.com/wp-content/uploads/2022/02/Fulton-Hogan_NSW-Asphalt-EPD_SP04649.pdf | tonne | 2400 |  |  |  | 89.2 | 89.2 | 0.0346 | 0.000122 | 0 | 89.2347 | 0 | 0.0892 | 0.0892 | 3.46e-05 | 1.22e-07 | 0 | 0.089235 | 0 | Version 1.0
Asphalt | Asphalt | Asphalt | Fulton Hogan DandenongDoT - Section 422 Light Traffic Crumb Rubber Asphalt (LTCRA) | Asphalt | Asphalt | 24/02/2022 | 24/02/2027 | VIC | S-P-04650 | 1 | EPD Australasia | https://epd-australasia.com/wp-content/uploads/2022/02/Fulton-Hogan_-Asphalt-VIC-EPD_SP04650.pdf | tonne | 2400 |  |  |  | 64.3 | 64.3 | 0.024 | 0.000177 | 0 | 64.3242 | 0 | 0.0643 | 0.0643 | 2.4e-05 | 1.77e-07 | 0 | 0.064324 | 0 | Version 1.0
Asphalt | Asphalt | Asphalt | Fulton Hogan Bushells RidgeDG14 AR450 R116 SLAG | Asphalt | Asphalt | 24/02/2022 | 24/02/2027 | NSW | S-P-04640 | 1 | EPD Australasia | https://epd-australasia.com/wp-content/uploads/2022/02/Fulton-Hogan_NSW-Asphalt-EPD_SP04649.pdf | tonne | 2400 |  |  |  | 77.9 | 77.9 | 0.0286 | 0.000104 | 0 | 77.9287 | 0 | 0.0779 | 0.0779 | 2.86e-05 | 1.04e-07 | 0 | 0.077929 | 0 | Version 1.0
Asphalt | Asphalt | Asphalt | Fulton Hogan DandenongSize 7mm DGA Fine | Asphalt | Asphalt | 24/02/2022 | 24/02/2027 | VIC | S-P-04650 | 1 | EPD Australasia | https://epd-australasia.com/wp-content/uploads/2022/02/Fulton-Hogan_-Asphalt-VIC-EPD_SP04650.pdf | tonne | 2400 |  |  |  | 63.5 | 63.5 | 0.0221 | 0.000213 | 0 | 63.5223 | 0 | 0.0635 | 0.0635 | 2.21e-05 | 2.13e-07 | 0 | 0.063522 | 0 | Version 1.0
Asphalt | Asphalt | Asphalt | Fulton Hogan DandenongSize 7, 10mm DGA Type L | Asphalt | Asphalt | 24/02/2022 | 24/02/2027 | VIC | S-P-04650 | 1 | EPD Australasia | https://epd-australasia.com/wp-content/uploads/2022/02/Fulton-Hogan_-Asphalt-VIC-EPD_SP04650.pdf | tonne | 2400 |  |  |  | 61.8 | 61.8 | 0.0214 | 0.000221 | 0 | 61.8216 | 0 | 0.0618 | 0.0618 | 2.14e-05 | 2.21e-07 | 0 | 0.061822 | 0 | Version 1.0
Asphalt | Asphalt | Asphalt | Fulton Hogan Eastern CreekDG20 PortPhalt® | Asphalt | Asphalt | 24/02/2022 | 24/02/2027 | NSW | S-P-04640 | 1 | EPD Australasia | https://epd-australasia.com/wp-content/uploads/2022/02/Fulton-Hogan_NSW-Asphalt-EPD_SP04649.pdf | tonne | 2400 |  |  |  | 82.3 | 82.3 | 0.0276 | 8.86e-05 | 0 | 82.3277 | 0 | 0.0823 | 0.0823 | 2.76e-05 | 8.86e-08 | 0 | 0.082328 | 0 | Version 1.0
Asphalt | Asphalt | Asphalt | Fulton Hogan DandenongSize 10mm DGA Type L 10-20% RAP | Asphalt | Asphalt | 24/02/2022 | 24/02/2027 | VIC | S-P-04650 | 1 | EPD Australasia | https://epd-australasia.com/wp-content/uploads/2022/02/Fulton-Hogan_-Asphalt-VIC-EPD_SP04650.pdf | tonne | 2400 |  |  |  | 56.1 | 56.1 | 0.0186 | 0.000177 | 0 | 56.1188 | 0 | 0.0561 | 0.0561 | 1.86e-05 | 1.77e-07 | 0 | 0.056119 | 0 | Version 1.0
Asphalt | Asphalt | Asphalt | Fulton Hogan DandenongSize 7, 10, 14mm DGA Type N | Asphalt | Asphalt | 24/02/2022 | 24/02/2027 | VIC | S-P-04650 | 1 | EPD Australasia | https://epd-australasia.com/wp-content/uploads/2022/02/Fulton-Hogan_-Asphalt-VIC-EPD_SP04650.pdf | tonne | 2400 |  |  |  | 62.1 | 62.1 | 0.0203 | 0.000211 | 0 | 62.1205 | 0 | 0.0621 | 0.0621 | 2.03e-05 | 2.11e-07 | 0 | 0.062121 | 0 | Version 1.0
Asphalt | Asphalt | Asphalt | Fulton Hogan DandenongSize 7, 10, 14mm DGA Type H | Asphalt | Asphalt | 24/02/2022 | 24/02/2027 | VIC | S-P-04650 | 1 | EPD Australasia | https://epd-australasia.com/wp-content/uploads/2022/02/Fulton-Hogan_-Asphalt-VIC-EPD_SP04650.pdf | tonne | 2400 |  |  |  | 64.8 | 64.8 | 0.0206 | 0.000211 | 0 | 64.8208 | 0 | 0.0648 | 0.0648 | 2.06e-05 | 2.11e-07 | 0 | 0.064821 | 0 | Version 1.0
Asphalt | Asphalt | Asphalt | Downer Gosnells Asphalt Manufacturing FacilityAC14 A15E 4B1A00 | Asphalt | Asphalt | 31/07/2023 | 30/07/2028 | WA | S-P-08458 | 1 | EPD Australasia | https://epd-australasia.com/wp-content/uploads/2023/08/SP08458-Downer-EPD-AU-Asphalt_Jul23-1.pdf | tonne | 2400 |  |  |  | 79.3 | 79.2 | 0.125 | 0.000138 | 0 | 79.3251 | 0 | 0.0793 | 0.0792 | 0.000125 | 1.38e-07 | 0 | 0.079325 | 0 | Version 1.0
Asphalt | Asphalt | Asphalt | Downer Bayswater Asphalt Manufacturing FacilityAC14 A10E HP 302278 | Asphalt | Asphalt | 31/07/2023 | 30/07/2028 | VIC | S-P-08458 | 1 | EPD Australasia | https://epd-australasia.com/wp-content/uploads/2023/08/SP08458-Downer-EPD-AU-Asphalt_Jul23-1.pdf | tonne | 2400 |  |  |  | 82.7 | 82.6 | 0.126 | 0.000164 | 0 | 82.7262 | 0 | 0.0827 | 0.0826 | 0.000126 | 1.64e-07 | 0 | 0.082726 | 0 | Version 1.0
Asphalt | Asphalt | Asphalt | Fulton Hogan DandenongSize 10, 14mm DGA Type V | Asphalt | Asphalt | 24/02/2022 | 24/02/2027 | VIC | S-P-04650 | 1 | EPD Australasia | https://epd-australasia.com/wp-content/uploads/2022/02/Fulton-Hogan_-Asphalt-VIC-EPD_SP04650.pdf | tonne | 2400 |  |  |  | 61.2 | 61.2 | 0.0191 | 0.000202 | 0 | 61.2193 | 0 | 0.0612 | 0.0612 | 1.91e-05 | 2.02e-07 | 0 | 0.061219 | 0 | Version 1.0
Asphalt | Asphalt | Asphalt | Fulton Hogan DandenongSize 20mm DGA Type SF | Asphalt | Asphalt | 24/02/2022 | 24/02/2027 | VIC | S-P-04650 | 1 | EPD Australasia | https://epd-australasia.com/wp-content/uploads/2022/02/Fulton-Hogan_-Asphalt-VIC-EPD_SP04650.pdf | tonne | 2400 |  |  |  | 66.3 | 66.3 | 0.0205 | 0.000209 | 0 | 66.3207 | 0 | 0.0663 | 0.0663 | 2.05e-05 | 2.09e-07 | 0 | 0.066321 | 0 | Version 1.0
Asphalt | Asphalt | Asphalt | Fulton Hogan Bushells RidgePortPhalt®* | Asphalt | Asphalt | 24/02/2022 | 24/02/2027 | NSW | S-P-04640 | 1 | EPD Australasia | https://epd-australasia.com/wp-content/uploads/2022/02/Fulton-Hogan_NSW-Asphalt-EPD_SP04649.pdf | tonne | 2400 |  |  |  | 82.2 | 82.2 | 0.0254 | 9.1e-05 | 0 | 82.2255 | 0 | 0.0822 | 0.0822 | 2.54e-05 | 9.1e-08 | 0 | 0.082225 | 0 | Version 1.0
Asphalt | Asphalt | Asphalt | Fulton Hogan DandenongSize 14mm DGA Type SI 10% RAP | Asphalt | Asphalt | 24/02/2022 | 24/02/2027 | VIC | S-P-04650 | 1 | EPD Australasia | https://epd-australasia.com/wp-content/uploads/2022/02/Fulton-Hogan_-Asphalt-VIC-EPD_SP04650.pdf | tonne | 2400 |  |  |  | 61.4 | 61.4 | 0.0178 | 0.000176 | 0 | 61.418 | 0 | 0.0614 | 0.0614 | 1.78e-05 | 1.76e-07 | 0 | 0.061418 | 0 | Version 1.0
Asphalt | Asphalt | Asphalt | Fulton Hogan DandenongSize 20mm DGA Type SS | Asphalt | Asphalt | 24/02/2022 | 24/02/2027 | VIC | S-P-04650 | 1 | EPD Australasia | https://epd-australasia.com/wp-content/uploads/2022/02/Fulton-Hogan_-Asphalt-VIC-EPD_SP04650.pdf | tonne | 2400 |  |  |  | 62.9 | 62.9 | 0.0181 | 0.000193 | 0 | 62.9183 | 0 | 0.0629 | 0.0629 | 1.81e-05 | 1.93e-07 | 0 | 0.062918 | 0 | Version 1.0
Asphalt | Asphalt | Asphalt | Downer Adelaide Sustainable Road Resource Centre, WingfieldAC10 A5E R10 M | Asphalt | Asphalt | 31/07/2023 | 30/07/2028 | SA | S-P-08458 | 1 | EPD Australasia | https://epd-australasia.com/wp-content/uploads/2023/08/SP08458-Downer-EPD-AU-Asphalt_Jul23-1.pdf | tonne | 2400 |  |  |  | 83.4 | 83.3 | 0.124 | 0.000178 | 0 | 83.4242 | 0 | 0.0834 | 0.0833 | 0.000124 | 1.78e-07 | 0 | 0.083424 | 0 | Version 1.0
Asphalt | Asphalt | Asphalt | Fulton Hogan DandenongSize 14mm DGA Type H 10-20% RAP | Asphalt | Asphalt | 24/02/2022 | 24/02/2027 | VIC | S-P-04650 | 1 | EPD Australasia | https://epd-australasia.com/wp-content/uploads/2022/02/Fulton-Hogan_-Asphalt-VIC-EPD_SP04650.pdf | tonne | 2400 |  |  |  | 60.5 | 60.5 | 0.0173 | 0.000171 | 0 | 60.5175 | 0 | 0.0605 | 0.0605 | 1.73e-05 | 1.71e-07 | 0 | 0.060517 | 0 | Version 1.0
Asphalt | Asphalt | Asphalt | Fulton Hogan DandenongSize 10mm PlastiPhalt ® | Asphalt | Asphalt | 24/02/2022 | 24/02/2027 | VIC | S-P-04650 | 1 | EPD Australasia | https://epd-australasia.com/wp-content/uploads/2022/02/Fulton-Hogan_-Asphalt-VIC-EPD_SP04650.pdf | tonne | 2400 |  |  |  | 62.2 | 62.2 | 0.0177 | 0.000172 | 0 | 62.2179 | 0 | 0.0622 | 0.0622 | 1.77e-05 | 1.72e-07 | 0 | 0.062218 | 0 | Version 1.0
Asphalt | Asphalt | Asphalt | Fulton Hogan DandenongSize 14mm DGA Type N 10-20% RAP | Asphalt | Asphalt | 24/02/2022 | 24/02/2027 | VIC | S-P-04650 | 1 | EPD Australasia | https://epd-australasia.com/wp-content/uploads/2022/02/Fulton-Hogan_-Asphalt-VIC-EPD_SP04650.pdf | tonne | 2400 |  |  |  | 59 | 59 | 0.0164 | 0.000162 | 0 | 59.0166 | 0 | 0.059 | 0.059 | 1.64e-05 | 1.62e-07 | 0 | 0.059017 | 0 | Version 1.0
Asphalt | Asphalt | Asphalt | Fulton Hogan Eastern CreekDG14 PortPhalt® | Asphalt | Asphalt | 24/02/2022 | 24/02/2027 | NSW | S-P-04640 | 1 | EPD Australasia | https://epd-australasia.com/wp-content/uploads/2022/02/Fulton-Hogan_NSW-Asphalt-EPD_SP04649.pdf | tonne | 2400 |  |  |  | 86.9 | 86.9 | 0.0237 | 9.58e-05 | 0 | 86.9238 | 0 | 0.0869 | 0.0869 | 2.37e-05 | 9.58e-08 | 0 | 0.086924 | 0 | Version 1.0
Asphalt | Asphalt | Asphalt | Fulton Hogan DandenongSize 20mm DGA Type SF 30-40% RAP | Asphalt | Asphalt | 24/02/2022 | 24/02/2027 | VIC | S-P-04650 | 1 | EPD Australasia | https://epd-australasia.com/wp-content/uploads/2022/02/Fulton-Hogan_-Asphalt-VIC-EPD_SP04650.pdf | tonne | 2400 |  |  |  | 55 | 55 | 0.0141 | 0.000138 | 0 | 55.0142 | 0 | 0.055 | 0.055 | 1.41e-05 | 1.38e-07 | 0 | 0.055014 | 0 | Version 1.0
Asphalt | Asphalt | Asphalt | Fulton Hogan DandenongSize 20mm DGA Type SS 30% RAP | Asphalt | Asphalt | 24/02/2022 | 24/02/2027 | VIC | S-P-04650 | 1 | EPD Australasia | https://epd-australasia.com/wp-content/uploads/2022/02/Fulton-Hogan_-Asphalt-VIC-EPD_SP04650.pdf | tonne | 2400 |  |  |  | 52.8 | 52.8 | 0.0127 | 0.000126 | 0 | 52.8128 | 0 | 0.0528 | 0.0528 | 1.27e-05 | 1.26e-07 | 0 | 0.052813 | 0 | Version 1.0
Asphalt | Asphalt | Asphalt | Fulton Hogan DandenongSize 20 mm DGA Type SI 30% RAP | Asphalt | Asphalt | 24/02/2022 | 24/02/2027 | VIC | S-P-04650 | 1 | EPD Australasia | https://epd-australasia.com/wp-content/uploads/2022/02/Fulton-Hogan_-Asphalt-VIC-EPD_SP04650.pdf | tonne | 2400 |  |  |  | 52.7 | 52.7 | 0.0125 | 0.000131 | 0 | 52.7126 | 0 | 0.0527 | 0.0527 | 1.25e-05 | 1.31e-07 | 0 | 0.052713 | 0 | Version 1.0
Asphalt | Asphalt | Asphalt | Downer Adelaide Sustainable Road Resource Centre, WingfieldAC10 A5E R20 M | Asphalt | Asphalt | 31/07/2023 | 30/07/2028 | SA | S-P-08458 | 1 | EPD Australasia | https://epd-australasia.com/wp-content/uploads/2023/08/SP08458-Downer-EPD-AU-Asphalt_Jul23-1.pdf | tonne | 2400 |  |  |  | 79.7 | 79.6 | 0.118 | 0.00017 | 0 | 79.7182 | 0 | 0.0797 | 0.0796 | 0.000118 | 1.7e-07 | 0 | 0.079718 | 0 | Version 1.0
Asphalt | Asphalt | Asphalt | Fulton Hogan Eastern CreekDG14, DG20 and DG28 AR450 AS2150/AUSPEC/R117 R25% G≤10%* | Asphalt | Asphalt | 24/02/2022 | 24/02/2027 | NSW | S-P-04640 | 1 | EPD Australasia | https://epd-australasia.com/wp-content/uploads/2022/02/Fulton-Hogan_NSW-Asphalt-EPD_SP04649.pdf | tonne | 2400 |  |  |  | 63.6 | 62.7 | 0.913 | 8.74e-05 | 0 | 63.6131 | 0 | 0.0636 | 0.0627 | 0.000913 | 8.74e-08 | 0 | 0.063613 | 0 | Version 1.0
Asphalt | Asphalt | Asphalt | Fulton Hogan Eastern CreekDG20 AR450 R116 R25% G≤10%* | Asphalt | Asphalt | 24/02/2022 | 24/02/2027 | NSW | S-P-04640 | 1 | EPD Australasia | https://epd-australasia.com/wp-content/uploads/2022/02/Fulton-Hogan_NSW-Asphalt-EPD_SP04649.pdf | tonne | 2400 |  |  |  | 73.5 | 72.6 | 0.915 | 8.87e-05 | 0 | 73.5151 | 0 | 0.0735 | 0.0726 | 0.000915 | 8.87e-08 | 0 | 0.073515 | 0 | Version 1.0
Asphalt | Asphalt | Asphalt | Downer Bathurst Asphalt Manufacturing FacilityCM07 Cold Mix | Asphalt | Asphalt | 31/07/2023 | 30/07/2028 | NSW | S-P-08458 | 1 | EPD Australasia | https://epd-australasia.com/wp-content/uploads/2023/08/SP08458-Downer-EPD-AU-Asphalt_Jul23-1.pdf | tonne | 2400 |  |  |  | 58.2 | 58.1 | 0.11 | 9.58e-05 | 0 | 58.2101 | 0 | 0.0582 | 0.0581 | 0.00011 | 9.58e-08 | 0 | 0.05821 | 0 | Version 1.0
Asphalt | Asphalt | Asphalt | Downer Adelaide Sustainable Road Resource Centre, WingfieldAC10 A5E R20 L | Asphalt | Asphalt | 31/07/2023 | 30/07/2028 | SA | S-P-08458 | 1 | EPD Australasia | https://epd-australasia.com/wp-content/uploads/2023/08/SP08458-Downer-EPD-AU-Asphalt_Jul23-1.pdf | tonne | 2400 |  |  |  | 76.4 | 76.3 | 0.113 | 0.000158 | 0 | 76.4132 | 0 | 0.0764 | 0.0763 | 0.000113 | 1.58e-07 | 0 | 0.076413 | 0 | Version 1.0
Asphalt | Asphalt | Asphalt | Downer Sydney Sustainable Road Resource Centre, RosehillAC14 A15E R30 H | Asphalt | Asphalt | 31/07/2023 | 30/07/2028 | NSW | S-P-08458 | 1 | EPD Australasia | https://epd-australasia.com/wp-content/uploads/2023/08/SP08458-Downer-EPD-AU-Asphalt_Jul23-1.pdf | tonne | 2400 |  |  |  | 94.1 | 94 | 0.116 | 0.000155 | 0 | 94.1162 | 0 | 0.0941 | 0.094 | 0.000116 | 1.55e-07 | 0 | 0.094116 | 0 | Version 1.0
Asphalt | Asphalt | Asphalt | Fulton Hogan Eastern CreekDG28 AR450 R116 R30% G≤10%* | Asphalt | Asphalt | 24/02/2022 | 24/02/2027 | NSW | S-P-04640 | 1 | EPD Australasia | https://epd-australasia.com/wp-content/uploads/2022/02/Fulton-Hogan_NSW-Asphalt-EPD_SP04649.pdf | tonne | 2400 |  |  |  | 70.5 | 69.6 | 0.912 | 7.7e-05 | 0 | 70.5121 | 0 | 0.0705 | 0.0696 | 0.000912 | 7.7e-08 | 0 | 0.070512 | 0 | Version 1.0
Asphalt | Asphalt | Asphalt | Downer Brisbane Sustainable Road Resource Centre, BrendaleAC14 R50 Reconophalt | Asphalt | Asphalt | 31/07/2023 | 30/07/2028 | QLD | S-P-08458 | 1 | EPD Australasia | https://epd-australasia.com/wp-content/uploads/2023/08/SP08458-Downer-EPD-AU-Asphalt_Jul23-1.pdf | tonne | 2400 |  |  |  | 48.4 | 48.1 | 0.307 | 0.000636 | 0 | 48.4076 | 0 | 0.0484 | 0.0481 | 0.000307 | 6.36e-07 | 0 | 0.048408 | 0 | Version 1.0
Asphalt | Asphalt | Asphalt | Fulton Hogan Bushells RidgeBC14 A10E AIRPORT | Asphalt | Asphalt | 24/02/2022 | 24/02/2027 | NSW | S-P-04640 | 1 | EPD Australasia | https://epd-australasia.com/wp-content/uploads/2022/02/Fulton-Hogan_NSW-Asphalt-EPD_SP04649.pdf | tonne | 2400 |  |  |  | 99.2 | 99.1 | 0.112 | 0.000218 | 0 | 99.2122 | 0 | 0.0992 | 0.0991 | 0.000112 | 2.18e-07 | 0 | 0.099212 | 0 | Version 1.0
Asphalt | Asphalt | Asphalt | Fulton Hogan Eastern CreekDG14 A15E R116 R10% G≤2.5%* | Asphalt | Asphalt | 24/02/2022 | 24/02/2027 | NSW | S-P-04640 | 1 | EPD Australasia | https://epd-australasia.com/wp-content/uploads/2022/02/Fulton-Hogan_NSW-Asphalt-EPD_SP04649.pdf | tonne | 2400 |  |  |  | 94.7 | 94.4 | 0.311 | 0.000176 | 0 | 94.7112 | 0 | 0.0947 | 0.0944 | 0.000311 | 1.76e-07 | 0 | 0.094711 | 0 | Version 1.0
Asphalt | Asphalt | Asphalt | Downer Hume Asphalt Manufacturing FacilityAC14 AE15 R10 | Asphalt | Asphalt | 31/07/2023 | 30/07/2028 | VIC | S-P-08458 | 1 | EPD Australasia | https://epd-australasia.com/wp-content/uploads/2023/08/SP08458-Downer-EPD-AU-Asphalt_Jul23-1.pdf | tonne | 2400 |  |  |  | 90.7 | 90.3 | 0.408 | 0.000742 | 0 | 90.7087 | 0 | 0.0907 | 0.0903 | 0.000408 | 7.42e-07 | 0 | 0.090709 | 0 | Version 1.0
Asphalt | Asphalt | Asphalt | Fulton Hogan DandenongSize 14, 20mm PortPhalt® | Asphalt | Asphalt | 24/02/2022 | 24/02/2027 | VIC | S-P-04650 | 1 | EPD Australasia | https://epd-australasia.com/wp-content/uploads/2022/02/Fulton-Hogan_-Asphalt-VIC-EPD_SP04650.pdf | tonne | 2400 |  |  |  | 69.5 | 69.5 | 0.0061 | 0.000194 | 0 | 69.5063 | 0 | 0.0695 | 0.0695 | 6.1e-06 | 1.94e-07 | 0 | 0.069506 | 0 | Version 1.0
Asphalt | Asphalt | Asphalt | Downer Adelaide Sustainable Road Resource Centre, WingfieldAC10 A15E R10 M | Asphalt | Asphalt | 31/07/2023 | 30/07/2028 | SA | S-P-08458 | 1 | EPD Australasia | https://epd-australasia.com/wp-content/uploads/2023/08/SP08458-Downer-EPD-AU-Asphalt_Jul23-1.pdf | tonne | 2400 |  |  |  | 77.6 | 77.5 | 0.106 | 0.000143 | 0 | 77.6061 | 0 | 0.0776 | 0.0775 | 0.000106 | 1.43e-07 | 0 | 0.077606 | 0 | Version 1.0
Asphalt | Asphalt | Asphalt | Downer Bathurst Asphalt Manufacturing FacilityAC14 A15E R10 H | Asphalt | Asphalt | 31/07/2023 | 30/07/2028 | NSW | S-P-08458 | 1 | EPD Australasia | https://epd-australasia.com/wp-content/uploads/2023/08/SP08458-Downer-EPD-AU-Asphalt_Jul23-1.pdf | tonne | 2400 |  |  |  | 99.2 | 99.1 | 0.106 | 0.000159 | 0 | 99.2062 | 0 | 0.0992 | 0.0991 | 0.000106 | 1.59e-07 | 0 | 0.099206 | 0 | Version 1.0
Asphalt | Asphalt | Asphalt | Downer Archerfield Asphalt Manufacturing FacilityAC10 A15E R20 BCC | Asphalt | Asphalt | 31/07/2023 | 30/07/2028 | QLD | S-P-08458 | 1 | EPD Australasia | https://epd-australasia.com/wp-content/uploads/2023/08/SP08458-Downer-EPD-AU-Asphalt_Jul23-1.pdf | tonne | 2400 |  |  |  | 87.8 | 87.7 | 0.105 | 0.00017 | 0 | 87.8052 | 0 | 0.0878 | 0.0877 | 0.000105 | 1.7e-07 | 0 | 0.087805 | 0 | Version 1.0
Asphalt | Asphalt | Asphalt | Downer Archerfield Asphalt Manufacturing FacilityAC15 A15E R15 A | Asphalt | Asphalt | 31/07/2023 | 30/07/2028 | QLD | S-P-08458 | 1 | EPD Australasia | https://epd-australasia.com/wp-content/uploads/2023/08/SP08458-Downer-EPD-AU-Asphalt_Jul23-1.pdf | tonne | 2400 |  |  |  | 90.2 | 90.1 | 0.102 | 0.000154 | 0 | 90.2022 | 0 | 0.0902 | 0.0901 | 0.000102 | 1.54e-07 | 0 | 0.090202 | 0 | Version 1.0
Asphalt | Asphalt | Asphalt | Fulton Hogan Kembla GrangeOG10 A15E R119 | Asphalt | Asphalt | 24/02/2022 | 24/02/2027 | NSW | S-P-04640 | 1 | EPD Australasia | https://epd-australasia.com/wp-content/uploads/2022/02/Fulton-Hogan_NSW-Asphalt-EPD_SP04649.pdf | tonne | 2400 |  |  |  | 82.5 | 82.4 | 0.101 | 0.000172 | 0 | 82.5012 | 0 | 0.0825 | 0.0824 | 0.000101 | 1.72e-07 | 0 | 0.082501 | 0 | Version 1.0
Asphalt | Asphalt | Asphalt | Fulton Hogan DandenongDoT - Section 404 Stone Mastic Asphalt (SMA) or AS2150 | Asphalt | Asphalt | 24/02/2022 | 24/02/2027 | VIC | S-P-04650 | 1 | EPD Australasia | https://epd-australasia.com/wp-content/uploads/2022/02/Fulton-Hogan_-Asphalt-VIC-EPD_SP04650.pdf | tonne | 2400 |  |  |  | 79 | 79 | -0.0733 | 0.000421 | 0 | 79.0004 | 0 | 0.079 | 0.079 | -7.33e-05 | 4.21e-07 | 0 | 0.079 | 0 | Version 1.0
Asphalt | Asphalt | Asphalt | Fulton Hogan LaraSize 10mm SMA Type H/N | Asphalt | Asphalt | 24/02/2022 | 24/02/2027 | VIC | S-P-04650 | 1 | EPD Australasia | https://epd-australasia.com/wp-content/uploads/2022/02/Fulton-Hogan_-Asphalt-VIC-EPD_SP04650.pdf | tonne | 2400 |  |  |  | 83.1 | 83.1 | -0.0642 | 0.000348 | 0 | 83.1003 | 0 | 0.0831 | 0.0831 | -6.42e-05 | 3.48e-07 | 0 | 0.0831 | 0 | Version 1.0
Asphalt | Asphalt | Asphalt | Fulton Hogan Kembla GrangeTHTAS10 | Asphalt | Asphalt | 24/02/2022 | 24/02/2027 | NSW | S-P-04640 | 1 | EPD Australasia | https://epd-australasia.com/wp-content/uploads/2022/02/Fulton-Hogan_NSW-Asphalt-EPD_SP04649.pdf | tonne | 2400 |  |  |  | 98.5 | 98.5 | -0.0494 | 0.000341 | 0 | 98.5003 | 0 | 0.0985 | 0.0985 | -4.94e-05 | 3.41e-07 | 0 | 0.0985 | 0 | Version 1.0
Asphalt | Asphalt | Asphalt | Fulton Hogan Eastern CreekSMA07 A15E | Asphalt | Asphalt | 24/02/2022 | 24/02/2027 | NSW | S-P-04640 | 1 | EPD Australasia | https://epd-australasia.com/wp-content/uploads/2022/02/Fulton-Hogan_NSW-Asphalt-EPD_SP04649.pdf | tonne | 2400 |  |  |  | 107 | 107 | -0.0589 | 0.000351 | 0 | 107.0004 | 0 | 0.107 | 0.107 | -5.89e-05 | 3.51e-07 | 0 | 0.107 | 0 | Version 1.0
Asphalt | Asphalt | Asphalt | Fulton Hogan Eastern CreekSMA10 A15E R121 | Asphalt | Asphalt | 24/02/2022 | 24/02/2027 | NSW | S-P-04640 | 1 | EPD Australasia | https://epd-australasia.com/wp-content/uploads/2022/02/Fulton-Hogan_NSW-Asphalt-EPD_SP04649.pdf | tonne | 2400 |  |  |  | 108 | 108 | -0.0594 | 0.000346 | 0 | 108.0003 | 0 | 0.108 | 0.108 | -5.94e-05 | 3.46e-07 | 0 | 0.108 | 0 | Version 1.0
Asphalt | Asphalt | Asphalt | Downer Archerfield Asphalt Manufacturing FacilitySMA14 A15E | Asphalt | Asphalt | 31/07/2023 | 30/07/2028 | QLD | S-P-08458 | 1 | EPD Australasia | https://epd-australasia.com/wp-content/uploads/2023/08/SP08458-Downer-EPD-AU-Asphalt_Jul23-1.pdf | tonne | 2400 |  |  |  | 134 | 134 | -0.0445 | 0.000331 | 0 | 134.0003 | 0 | 0.134 | 0.134 | -4.45e-05 | 3.31e-07 | 0 | 0.134 | 0 | Version 1.0
Asphalt | Asphalt | Asphalt | Boral CanberraDG10 10% RAP | Asphalt | Asphalt | 15/05/2021 | 15/05/2026 | ACT | S-P-02047 | 1.1 | EPD Australasia | https://epd-australasia.com/wp-content/uploads/2021/06/SP02047-Boral-Asphalt_EPD_v1.1_Aug22.pdf | tonne | 2400 |  |  |  | 56.4 | 0 | 0 | 0 | 0 | 56.4 | 0 | 0.0564 | 0 | 0 | 0 | 0 | 0.0564 | 0 | Version 1.0 | Expired
Asphalt | Asphalt | Asphalt | Boral CanberraDG10 INNOVO | Asphalt | Asphalt | 15/05/2021 | 15/05/2026 | ACT | S-P-02047 | 1.1 | EPD Australasia | https://epd-australasia.com/wp-content/uploads/2021/06/SP02047-Boral-Asphalt_EPD_v1.1_Aug22.pdf | tonne | 2400 |  |  |  | 57.2 | 0 | 0 | 0 | 0 | 57.2 | 0 | 0.0572 | 0 | 0 | 0 | 0 | 0.0572 | 0 | Version 1.0 | Expired
Asphalt | Asphalt | Asphalt | Boral CanberraDG14 | Asphalt | Asphalt | 15/05/2021 | 15/05/2026 | ACT | S-P-02047 | 1.1 | EPD Australasia | https://epd-australasia.com/wp-content/uploads/2021/06/SP02047-Boral-Asphalt_EPD_v1.1_Aug22.pdf | tonne | 2400 |  |  |  | 64.6 | 0 | 0 | 0 | 0 | 64.6 | 0 | 0.0646 | 0 | 0 | 0 | 0 | 0.0646 | 0 | Version 1.0 | Expired
Asphalt | Asphalt | Asphalt | Boral EnfieldDG14 C450 AUSP 30% RAP | Asphalt | Asphalt | 15/05/2021 | 15/05/2026 | NSW | S-P-02047 | 1.1 | EPD Australasia | https://epd-australasia.com/wp-content/uploads/2021/06/SP02047-Boral-Asphalt_EPD_v1.1_Aug22.pdf | tonne | 2400 |  |  |  | 56.4 | 0 | 0 | 0 | 0 | 56.4 | 0 | 0.0564 | 0 | 0 | 0 | 0 | 0.0564 | 0 | Version 1.0 | Expired
Asphalt | Asphalt | Asphalt | Boral EnfieldDG14 HD A15E HFA | Asphalt | Asphalt | 15/05/2021 | 15/05/2026 | NSW | S-P-02047 | 1.1 | EPD Australasia | https://epd-australasia.com/wp-content/uploads/2021/06/SP02047-Boral-Asphalt_EPD_v1.1_Aug22.pdf | tonne | 2400 |  |  |  | 81 | 0 | 0 | 0 | 0 | 81 | 0 | 0.081 | 0 | 0 | 0 | 0 | 0.081 | 0 | Version 1.0 | Expired
Asphalt | Asphalt | Asphalt | Boral Allens' Asphalt CabooltureAC10, AC14, AC20 | Asphalt | Asphalt | 15/05/2021 | 15/05/2026 | QLD | S-P-02047 | 1.1 | EPD Australasia | https://epd-australasia.com/wp-content/uploads/2021/06/SP02047-Boral-Asphalt_EPD_v1.1_Aug22.pdf | tonne | 2400 |  |  |  | 63.8 | 0 | 0 | 0 | 0 | 63.8 | 0 | 0.0638 | 0 | 0 | 0 | 0 | 0.0638 | 0 | Version 1.0 | Expired
Asphalt | Asphalt | Asphalt | Boral Allens' Asphalt CabooltureCOUNCIL SPECIFIC MIX | Asphalt | Asphalt | 15/05/2021 | 15/05/2026 | QLD | S-P-02047 | 1.1 | EPD Australasia | https://epd-australasia.com/wp-content/uploads/2021/06/SP02047-Boral-Asphalt_EPD_v1.1_Aug22.pdf | tonne | 2400 |  |  |  | 54.4 | 0 | 0 | 0 | 0 | 54.4 | 0 | 0.0544 | 0 | 0 | 0 | 0 | 0.0544 | 0 | Version 1.0 | Expired
Asphalt | Asphalt | Asphalt | Boral Allens' Asphalt CabooltureEME2 | Asphalt | Asphalt | 15/05/2021 | 15/05/2026 | QLD | S-P-02047 | 1.1 | EPD Australasia | https://epd-australasia.com/wp-content/uploads/2021/06/SP02047-Boral-Asphalt_EPD_v1.1_Aug22.pdf | tonne | 2400 |  |  |  | 54.4 | 0 | 0 | 0 | 0 | 54.4 | 0 | 0.0544 | 0 | 0 | 0 | 0 | 0.0544 | 0 | Version 1.0 | Expired
Asphalt | Asphalt | Asphalt | Boral Charlton2232.20.AC14H | Asphalt | Asphalt | 15/05/2021 | 15/05/2026 | QLD | S-P-02047 | 1.1 | EPD Australasia | https://epd-australasia.com/wp-content/uploads/2021/06/SP02047-Boral-Asphalt_EPD_v1.1_Aug22.pdf | tonne | 2400 |  |  |  | 70.5 | 0 | 0 | 0 | 0 | 70.5 | 0 | 0.0705 | 0 | 0 | 0 | 0 | 0.0705 | 0 | Version 1.0 | Expired
Asphalt | Asphalt | Asphalt | Boral Charlton2235.20.AC20H | Asphalt | Asphalt | 15/05/2021 | 15/05/2026 | QLD | S-P-02047 | 1.1 | EPD Australasia | https://epd-australasia.com/wp-content/uploads/2021/06/SP02047-Boral-Asphalt_EPD_v1.1_Aug22.pdf | tonne | 2400 |  |  |  | 69.4 | 0 | 0 | 0 | 0 | 69.4 | 0 | 0.0694 | 0 | 0 | 0 | 0 | 0.0694 | 0 | Version 1.0 | Expired
Asphalt | Asphalt | Asphalt | Boral CharltonEME2 | Asphalt | Asphalt | 15/05/2021 | 15/05/2026 | QLD | S-P-02047 | 1.1 | EPD Australasia | https://epd-australasia.com/wp-content/uploads/2021/06/SP02047-Boral-Asphalt_EPD_v1.1_Aug22.pdf | tonne | 2400 |  |  |  | 62.7 | 0 | 0 | 0 | 0 | 62.7 | 0 | 0.0627 | 0 | 0 | 0 | 0 | 0.0627 | 0 | Version 1.0 | Expired
Asphalt | Asphalt | Asphalt | Boral Ispwich2143.19.EME2 | Asphalt | Asphalt | 15/05/2021 | 15/05/2026 | QLD | S-P-02047 | 1.1 | EPD Australasia | https://epd-australasia.com/wp-content/uploads/2021/06/SP02047-Boral-Asphalt_EPD_v1.1_Aug22.pdf | tonne | 2400 |  |  |  | 72.5 | 0 | 0 | 0 | 0 | 72.5 | 0 | 0.0725 | 0 | 0 | 0 | 0 | 0.0725 | 0 | Version 1.0 | Expired
Asphalt | Asphalt | Asphalt | Boral Ispwich2179.19.AC14H | Asphalt | Asphalt | 15/05/2021 | 15/05/2026 | QLD | S-P-02047 | 1.1 | EPD Australasia | https://epd-australasia.com/wp-content/uploads/2021/06/SP02047-Boral-Asphalt_EPD_v1.1_Aug22.pdf | tonne | 2400 |  |  |  | 79.4 | 0 | 0 | 0 | 0 | 79.4 | 0 | 0.0794 | 0 | 0 | 0 | 0 | 0.0794 | 0 | Version 1.0 | Expired
Asphalt | Asphalt | Asphalt | Boral Ispwich2187.19.AC20H | Asphalt | Asphalt | 15/05/2021 | 15/05/2026 | QLD | S-P-02047 | 1.1 | EPD Australasia | https://epd-australasia.com/wp-content/uploads/2021/06/SP02047-Boral-Asphalt_EPD_v1.1_Aug22.pdf | tonne | 2400 |  |  |  | 77.6 | 0 | 0 | 0 | 0 | 77.6 | 0 | 0.0776 | 0 | 0 | 0 | 0 | 0.0776 | 0 | Version 1.0 | Expired
Asphalt | Asphalt | Asphalt | Boral West Burleigh10mm Cold Mix | Asphalt | Asphalt | 15/05/2021 | 15/05/2026 | QLD | S-P-02047 | 1.1 | EPD Australasia | https://epd-australasia.com/wp-content/uploads/2021/06/SP02047-Boral-Asphalt_EPD_v1.1_Aug22.pdf | tonne | 2400 |  |  |  | 55.8 | 0 | 0 | 0 | 0 | 55.8 | 0 | 0.0558 | 0 | 0 | 0 | 0 | 0.0558 | 0 | Version 1.0 | Expired
Asphalt | Asphalt | Asphalt | Boral West Burleigh2008.15. AC14H | Asphalt | Asphalt | 15/05/2021 | 15/05/2026 | QLD | S-P-02047 | 1.1 | EPD Australasia | https://epd-australasia.com/wp-content/uploads/2021/06/SP02047-Boral-Asphalt_EPD_v1.1_Aug22.pdf | tonne | 2400 |  |  |  | 67.9 | 0 | 0 | 0 | 0 | 67.9 | 0 | 0.0679 | 0 | 0 | 0 | 0 | 0.0679 | 0 | Version 1.0 | Expired
Asphalt | Asphalt | Asphalt | Boral West Burleigh2009.15. AC20H | Asphalt | Asphalt | 15/05/2021 | 15/05/2026 | QLD | S-P-02047 | 1.1 | EPD Australasia | https://epd-australasia.com/wp-content/uploads/2021/06/SP02047-Boral-Asphalt_EPD_v1.1_Aug22.pdf | tonne | 2400 |  |  |  | 66.7 | 0 | 0 | 0 | 0 | 66.7 | 0 | 0.0667 | 0 | 0 | 0 | 0 | 0.0667 | 0 | Version 1.0 | Expired
Asphalt | Asphalt | Asphalt | Boral West Burleigh2120.19. EME2 | Asphalt | Asphalt | 15/05/2021 | 15/05/2026 | QLD | S-P-02047 | 1.1 | EPD Australasia | https://epd-australasia.com/wp-content/uploads/2021/06/SP02047-Boral-Asphalt_EPD_v1.1_Aug22.pdf | tonne | 2400 |  |  |  | 68.7 | 0 | 0 | 0 | 0 | 68.7 | 0 | 0.0687 | 0 | 0 | 0 | 0 | 0.0687 | 0 | Version 1.0 | Expired
Asphalt | Asphalt | Asphalt | Boral Gepps CrossA10E RAP10% | Asphalt | Asphalt | 15/05/2021 | 15/05/2026 | SA | S-P-02047 | 1.1 | EPD Australasia | https://epd-australasia.com/wp-content/uploads/2021/06/SP02047-Boral-Asphalt_EPD_v1.1_Aug22.pdf | tonne | 2400 |  |  |  | 67.5 | 0 | 0 | 0 | 0 | 67.5 | 0 | 0.0675 | 0 | 0 | 0 | 0 | 0.0675 | 0 | Version 1.0 | Expired
Asphalt | Asphalt | Asphalt | Boral Gepps CrossDG10 RAP10% | Asphalt | Asphalt | 15/05/2021 | 15/05/2026 | SA | S-P-02047 | 1.1 | EPD Australasia | https://epd-australasia.com/wp-content/uploads/2021/06/SP02047-Boral-Asphalt_EPD_v1.1_Aug22.pdf | tonne | 2400 |  |  |  | 52.5 | 0 | 0 | 0 | 0 | 52.5 | 0 | 0.0525 | 0 | 0 | 0 | 0 | 0.0525 | 0 | Version 1.0 | Expired
Asphalt | Asphalt | Asphalt | Boral Gepps CrossDG14 RAP15% | Asphalt | Asphalt | 15/05/2021 | 15/05/2026 | SA | S-P-02047 | 1.1 | EPD Australasia | https://epd-australasia.com/wp-content/uploads/2021/06/SP02047-Boral-Asphalt_EPD_v1.1_Aug22.pdf | tonne | 2400 |  |  |  | 42.4 | 0 | 0 | 0 | 0 | 42.4 | 0 | 0.0424 | 0 | 0 | 0 | 0 | 0.0424 | 0 | Version 1.0 | Expired
Asphalt | Asphalt | Asphalt | Boral Gepps CrossCold mix | Asphalt | Asphalt | 15/05/2021 | 15/05/2026 | SA | S-P-02047 | 1.1 | EPD Australasia | https://epd-australasia.com/wp-content/uploads/2021/06/SP02047-Boral-Asphalt_EPD_v1.1_Aug22.pdf | tonne | 2400 |  |  |  | 41.1 | 0 | 0 | 0 | 0 | 41.1 | 0 | 0.0411 | 0 | 0 | 0 | 0 | 0.0411 | 0 | Version 1.0 | Expired
Asphalt | Asphalt | Asphalt | Boral Gepps CrossInnovo 2 | Asphalt | Asphalt | 15/05/2021 | 15/05/2026 | SA | S-P-02047 | 1.1 | EPD Australasia | https://epd-australasia.com/wp-content/uploads/2021/06/SP02047-Boral-Asphalt_EPD_v1.1_Aug22.pdf | tonne | 2400 |  |  |  | 46.1 | 0 | 0 | 0 | 0 | 46.1 | 0 | 0.0461 | 0 | 0 | 0 | 0 | 0.0461 | 0 | Version 1.0 | Expired
Asphalt | Asphalt | Asphalt | Boral Gepps CrossInnovo 3 | Asphalt | Asphalt | 15/05/2021 | 15/05/2026 | SA | S-P-02047 | 1.1 | EPD Australasia | https://epd-australasia.com/wp-content/uploads/2021/06/SP02047-Boral-Asphalt_EPD_v1.1_Aug22.pdf | tonne | 2400 |  |  |  | 51.4 | 0 | 0 | 0 | 0 | 51.4 | 0 | 0.0514 | 0 | 0 | 0 | 0 | 0.0514 | 0 | Version 1.0 | Expired
Asphalt | Asphalt | Asphalt | Boral BallaratBCRA | Asphalt | Asphalt | 15/05/2021 | 15/05/2026 | VIC | S-P-02047 | 1.1 | EPD Australasia | https://epd-australasia.com/wp-content/uploads/2021/06/SP02047-Boral-Asphalt_EPD_v1.1_Aug22.pdf | tonne | 2400 |  |  |  | 81.9 | 0 | 0 | 0 | 0 | 81.9 | 0 | 0.0819 | 0 | 0 | 0 | 0 | 0.0819 | 0 | Version 1.0 | Expired
Asphalt | Asphalt | Asphalt | Boral BallaratC320 20Si | Asphalt | Asphalt | 15/05/2021 | 15/05/2026 | VIC | S-P-02047 | 1.1 | EPD Australasia | https://epd-australasia.com/wp-content/uploads/2021/06/SP02047-Boral-Asphalt_EPD_v1.1_Aug22.pdf | tonne | 2400 |  |  |  | 59 | 0 | 0 | 0 | 0 | 59 | 0 | 0.059 | 0 | 0 | 0 | 0 | 0.059 | 0 | Version 1.0 | Expired
Asphalt | Asphalt | Asphalt | Boral BallaratC320 20Si 10% RAP | Asphalt | Asphalt | 15/05/2021 | 15/05/2026 | VIC | S-P-02047 | 1.1 | EPD Australasia | https://epd-australasia.com/wp-content/uploads/2021/06/SP02047-Boral-Asphalt_EPD_v1.1_Aug22.pdf | tonne | 2400 |  |  |  | 56.6 | 0 | 0 | 0 | 0 | 56.6 | 0 | 0.0566 | 0 | 0 | 0 | 0 | 0.0566 | 0 | Version 1.0 | Expired
Asphalt | Asphalt | Asphalt | Boral Deer ParkBCRA | Asphalt | Asphalt | 15/05/2021 | 15/05/2026 | VIC | S-P-02047 | 1.1 | EPD Australasia | https://epd-australasia.com/wp-content/uploads/2021/06/SP02047-Boral-Asphalt_EPD_v1.1_Aug22.pdf | tonne | 2400 |  |  |  | 67.4 | 0 | 0 | 0 | 0 | 67.4 | 0 | 0.0674 | 0 | 0 | 0 | 0 | 0.0674 | 0 | Version 1.0 | Expired
Asphalt | Asphalt | Asphalt | Boral Deer ParkC320 20Si | Asphalt | Asphalt | 15/05/2021 | 15/05/2026 | VIC | S-P-02047 | 1.1 | EPD Australasia | https://epd-australasia.com/wp-content/uploads/2021/06/SP02047-Boral-Asphalt_EPD_v1.1_Aug22.pdf | tonne | 2400 |  |  |  | 49.5 | 0 | 0 | 0 | 0 | 49.5 | 0 | 0.0495 | 0 | 0 | 0 | 0 | 0.0495 | 0 | Version 1.0 | Expired
Asphalt | Asphalt | Asphalt | Boral Deer ParkC320 20Si 10% RAP | Asphalt | Asphalt | 15/05/2021 | 15/05/2026 | VIC | S-P-02047 | 1.1 | EPD Australasia | https://epd-australasia.com/wp-content/uploads/2021/06/SP02047-Boral-Asphalt_EPD_v1.1_Aug22.pdf | tonne | 2400 |  |  |  | 46.9 | 0 | 0 | 0 | 0 | 46.9 | 0 | 0.0469 | 0 | 0 | 0 | 0 | 0.0469 | 0 | Version 1.0 | Expired
Asphalt | Asphalt | Asphalt | Boral MontroseBCRA | Asphalt | Asphalt | 15/05/2021 | 15/05/2026 | VIC | S-P-02047 | 1.1 | EPD Australasia | https://epd-australasia.com/wp-content/uploads/2021/06/SP02047-Boral-Asphalt_EPD_v1.1_Aug22.pdf | tonne | 2400 |  |  |  | 55.9 | 0 | 0 | 0 | 0 | 55.9 | 0 | 0.0559 | 0 | 0 | 0 | 0 | 0.0559 | 0 | Version 1.0 | Expired
Asphalt | Asphalt | Asphalt | Boral MontroseC320 20Si | Asphalt | Asphalt | 15/05/2021 | 15/05/2026 | VIC | S-P-02047 | 1.1 | EPD Australasia | https://epd-australasia.com/wp-content/uploads/2021/06/SP02047-Boral-Asphalt_EPD_v1.1_Aug22.pdf | tonne | 2400 |  |  |  | 45.2 | 0 | 0 | 0 | 0 | 45.2 | 0 | 0.0452 | 0 | 0 | 0 | 0 | 0.0452 | 0 | Version 1.0 | Expired
Asphalt | Asphalt | Asphalt | Boral MontroseC320 20Si 10% RAP | Asphalt | Asphalt | 15/05/2021 | 15/05/2026 | VIC | S-P-02047 | 1.1 | EPD Australasia | https://epd-australasia.com/wp-content/uploads/2021/06/SP02047-Boral-Asphalt_EPD_v1.1_Aug22.pdf | tonne | 2400 |  |  |  | 46.3 | 0 | 0 | 0 | 0 | 46.3 | 0 | 0.0463 | 0 | 0 | 0 | 0 | 0.0463 | 0 | Version 1.0 | Expired
Asphalt | Asphalt | Asphalt | Boral WelshpoolBitupack | Asphalt | Asphalt | 15/05/2021 | 15/05/2026 | VIC | S-P-02047 | 1.1 | EPD Australasia | https://epd-australasia.com/wp-content/uploads/2021/06/SP02047-Boral-Asphalt_EPD_v1.1_Aug22.pdf | tonne | 2400 |  |  |  | 11.3 | 0 | 0 | 0 | 0 | 11.3 | 0 | 0.0113 | 0 | 0 | 0 | 0 | 0.0113 | 0 | Version 1.0 | Expired
Asphalt | Asphalt | Asphalt | Boral WelshpoolDG14 JM45 | Asphalt | Asphalt | 15/05/2021 | 15/05/2026 | VIC | S-P-02047 | 1.1 | EPD Australasia | https://epd-australasia.com/wp-content/uploads/2021/06/SP02047-Boral-Asphalt_EPD_v1.1_Aug22.pdf | tonne | 2400 |  |  |  | 58.3 | 0 | 0 | 0 | 0 | 58.3 | 0 | 0.0583 | 0 | 0 | 0 | 0 | 0.0583 | 0 | Version 1.0 | Expired
Asphalt | Asphalt | Asphalt | Boral WelshpoolDG14 JM50 | Asphalt | Asphalt | 15/05/2021 | 15/05/2026 | VIC | S-P-02047 | 1.1 | EPD Australasia | https://epd-australasia.com/wp-content/uploads/2021/06/SP02047-Boral-Asphalt_EPD_v1.1_Aug22.pdf | tonne | 2400 |  |  |  | 74.8 | 0 | 0 | 0 | 0 | 74.8 | 0 | 0.0748 | 0 | 0 | 0 | 0 | 0.0748 | 0 | Version 1.0 | Expired
Asphalt | Asphalt | Asphalt | Boral WelshpoolDG20 JM49 | Asphalt | Asphalt | 15/05/2021 | 15/05/2026 | VIC | S-P-02047 | 1.1 | EPD Australasia | https://epd-australasia.com/wp-content/uploads/2021/06/SP02047-Boral-Asphalt_EPD_v1.1_Aug22.pdf | tonne | 2400 |  |  |  | 58.2 | 0 | 0 | 0 | 0 | 58.2 | 0 | 0.0582 | 0 | 0 | 0 | 0 | 0.0582 | 0 | Version 1.0 | Expired
Asphalt | Asphalt | Asphalt | Downer Bli Bli Asphalt Manufacturing FacilityAC14 A15E | Asphalt | Asphalt | 31/07/2023 | 30/07/2028 | QLD | S-P-08458 | 1 | EPD Australasia | https://epd-australasia.com/wp-content/uploads/2023/08/SP08458-Downer-EPD-AU-Asphalt_Jul23-1.pdf | tonne | 2400 |  |  |  | 93.9 | 93.8 | 0.0998 | 0.000158 | 0 | 93.9 | 0 | 0.0939 | 0.0938 | 9.98e-05 | 1.58e-07 | 0 | 0.0939 | 0 | Version 1.0
Asphalt | Asphalt | Asphalt | Fulton Hogan Kembla GrangeDG14 A15E R116 R10% | Asphalt | Asphalt | 24/02/2022 | 24/02/2027 | NSW | S-P-04640 | 1 | EPD Australasia | https://epd-australasia.com/wp-content/uploads/2022/02/Fulton-Hogan_NSW-Asphalt-EPD_SP04649.pdf | tonne | 2400 |  |  |  | 76.1 | 76 | 0.0978 | 0.000173 | 0 | 76.098 | 0 | 0.0761 | 0.076 | 9.78e-05 | 1.73e-07 | 0 | 0.076098 | 0 | Version 1.0
Asphalt | Asphalt | Asphalt | Downer Archerfield Asphalt Manufacturing FacilityAC20 A15E R15 | Asphalt | Asphalt | 31/07/2023 | 30/07/2028 | QLD | S-P-08458 | 1 | EPD Australasia | https://epd-australasia.com/wp-content/uploads/2023/08/SP08458-Downer-EPD-AU-Asphalt_Jul23-1.pdf | tonne | 2400 |  |  |  | 86.3 | 86.2 | 0.0964 | 0.000142 | 0 | 86.2965 | 0 | 0.0863 | 0.0862 | 9.64e-05 | 1.42e-07 | 0 | 0.086297 | 0 | Version 1.0
Asphalt | Asphalt | Asphalt | Downer Brisbane Sustainable Road Resource Centre, BrendaleAC10 A15E R20 BCC | Asphalt | Asphalt | 31/07/2023 | 30/07/2028 | QLD | S-P-08458 | 1 | EPD Australasia | https://epd-australasia.com/wp-content/uploads/2023/08/SP08458-Downer-EPD-AU-Asphalt_Jul23-1.pdf | tonne | 2400 |  |  |  | 77.9 | 77.8 | 0.0953 | 0.000155 | 0 | 77.8955 | 0 | 0.0779 | 0.0778 | 9.53e-05 | 1.55e-07 | 0 | 0.077895 | 0 | Version 1.0
Asphalt | Asphalt | Asphalt | Downer Lindisfarne Asphalt Manufacturing FacilityAC14 Type H | Asphalt | Asphalt | 31/07/2023 | 30/07/2028 | TAS | S-P-08458 | 1 | EPD Australasia | https://epd-australasia.com/wp-content/uploads/2023/08/SP08458-Downer-EPD-AU-Asphalt_Jul23-1.pdf | tonne | 2400 |  |  |  | 61.9 | 61.7 | 0.196 | 8.87e-05 | 0 | 61.8961 | 0 | 0.0619 | 0.0617 | 0.000196 | 8.87e-08 | 0 | 0.061896 | 0 | Version 1.0
Asphalt | Asphalt | Asphalt | Downer Lindisfarne Asphalt Manufacturing FacilityAC10 Type L | Asphalt | Asphalt | 31/07/2023 | 30/07/2028 | TAS | S-P-08458 | 1 | EPD Australasia | https://epd-australasia.com/wp-content/uploads/2023/08/SP08458-Downer-EPD-AU-Asphalt_Jul23-1.pdf | tonne | 2400 |  |  |  | 60.4 | 60.2 | 0.196 | 9.66e-05 | 0 | 60.3961 | 0 | 0.0604 | 0.0602 | 0.000196 | 9.66e-08 | 0 | 0.060396 | 0 | Version 1.0
Asphalt | Asphalt | Asphalt | Downer Sydney Sustainable Road Resource Centre, RosehillAC14 A15E R10 H DG | Asphalt | Asphalt | 31/07/2023 | 30/07/2028 | NSW | S-P-08458 | 1 | EPD Australasia | https://epd-australasia.com/wp-content/uploads/2023/08/SP08458-Downer-EPD-AU-Asphalt_Jul23-1.pdf | tonne | 2400 |  |  |  | 94 | 93.6 | 0.393 | 0.000735 | 0 | 93.9937 | 0 | 0.094 | 0.0936 | 0.000393 | 7.35e-07 | 0 | 0.093994 | 0 | Version 1.0
Asphalt | Asphalt | Asphalt | Fulton Hogan LaraSize 10mm OGA (A20E) | Asphalt | Asphalt | 24/02/2022 | 24/02/2027 | VIC | S-P-04650 | 1 | EPD Australasia | https://epd-australasia.com/wp-content/uploads/2022/02/Fulton-Hogan_-Asphalt-VIC-EPD_SP04650.pdf | tonne | 2400 |  |  |  | 80.6 | 80.5 | 0.0937 | 0.000214 | 0 | 80.5939 | 0 | 0.0806 | 0.0805 | 9.37e-05 | 2.14e-07 | 0 | 0.080594 | 0 | Version 1.0
Asphalt | Asphalt | Asphalt | Fulton Hogan Kembla GrangeDG14 A15E R116 SLAG | Asphalt | Asphalt | 24/02/2022 | 24/02/2027 | NSW | S-P-04640 | 1 | EPD Australasia | https://epd-australasia.com/wp-content/uploads/2022/02/Fulton-Hogan_NSW-Asphalt-EPD_SP04649.pdf | tonne | 2400 |  |  |  | 92.7 | 92.6 | 0.0922 | 0.000181 | 0 | 92.6924 | 0 | 0.0927 | 0.0926 | 9.22e-05 | 1.81e-07 | 0 | 0.092692 | 0 | Version 1.0
Asphalt | Asphalt | Asphalt | Downer Lindisfarne Asphalt Manufacturing FacilityAC14 Type L | Asphalt | Asphalt | 31/07/2023 | 30/07/2028 | TAS | S-P-08458 | 1 | EPD Australasia | https://epd-australasia.com/wp-content/uploads/2023/08/SP08458-Downer-EPD-AU-Asphalt_Jul23-1.pdf | tonne | 2400 |  |  |  | 58.1 | 57.9 | 0.195 | 8.81e-05 | 0 | 58.0951 | 0 | 0.0581 | 0.0579 | 0.000195 | 8.81e-08 | 0 | 0.058095 | 0 | Version 1.0
Asphalt | Asphalt | Asphalt | Fulton Hogan Bushells RidgeOG10 A15E R119 | Asphalt | Asphalt | 24/02/2022 | 24/02/2027 | NSW | S-P-04640 | 1 | EPD Australasia | https://epd-australasia.com/wp-content/uploads/2022/02/Fulton-Hogan_NSW-Asphalt-EPD_SP04649.pdf | tonne | 2400 |  |  |  | 92.1 | 92 | 0.0912 | 0.000176 | 0 | 92.0914 | 0 | 0.0921 | 0.092 | 9.12e-05 | 1.76e-07 | 0 | 0.092091 | 0 | Version 1.0
Asphalt | Asphalt | Asphalt | Fulton Hogan Bushells RidgeDG14 A15E R116 R10% | Asphalt | Asphalt | 24/02/2022 | 24/02/2027 | NSW | S-P-04640 | 1 | EPD Australasia | https://epd-australasia.com/wp-content/uploads/2022/02/Fulton-Hogan_NSW-Asphalt-EPD_SP04649.pdf | tonne | 2400 |  |  |  | 95.1 | 95 | 0.0898 | 0.00018 | 0 | 95.09 | 0 | 0.0951 | 0.095 | 8.98e-05 | 1.8e-07 | 0 | 0.09509 | 0 | Version 1.0
Asphalt | Asphalt | Asphalt | Fulton Hogan Eastern CreekOG10 A15E R119 | Asphalt | Asphalt | 24/02/2022 | 24/02/2027 | NSW | S-P-04640 | 1 | EPD Australasia | https://epd-australasia.com/wp-content/uploads/2022/02/Fulton-Hogan_NSW-Asphalt-EPD_SP04649.pdf | tonne | 2400 |  |  |  | 90.5 | 90.4 | 0.0901 | 0.000176 | 0 | 90.4903 | 0 | 0.0905 | 0.0904 | 9.01e-05 | 1.76e-07 | 0 | 0.09049 | 0 | Version 1.0
Asphalt | Asphalt | Asphalt | Fulton Hogan Kembla GrangeOG10 A15E SLAG R119 | Asphalt | Asphalt | 24/02/2022 | 24/02/2027 | NSW | S-P-04640 | 1 | EPD Australasia | https://epd-australasia.com/wp-content/uploads/2022/02/Fulton-Hogan_NSW-Asphalt-EPD_SP04649.pdf | tonne | 2400 |  |  |  | 97 | 96.9 | 0.089 | 0.000176 | 0 | 96.9892 | 0 | 0.097 | 0.0969 | 8.9e-05 | 1.76e-07 | 0 | 0.096989 | 0 | Version 1.0
Asphalt | Asphalt | Asphalt | Downer Bli Bli Asphalt Manufacturing FacilityAC14 A15E R15 | Asphalt | Asphalt | 31/07/2023 | 30/07/2028 | QLD | S-P-08458 | 1 | EPD Australasia | https://epd-australasia.com/wp-content/uploads/2023/08/SP08458-Downer-EPD-AU-Asphalt_Jul23-1.pdf | tonne | 2400 |  |  |  | 87.5 | 87.4 | 0.09 | 0.000142 | 0 | 87.4901 | 0 | 0.0875 | 0.0874 | 9e-05 | 1.42e-07 | 0 | 0.08749 | 0 | Version 1.0
Asphalt | Asphalt | Asphalt | Downer Brisbane Sustainable Road Resource Centre, BrendaleAC14 A15E R15 | Asphalt | Asphalt | 31/07/2023 | 30/07/2028 | QLD | S-P-08458 | 1 | EPD Australasia | https://epd-australasia.com/wp-content/uploads/2023/08/SP08458-Downer-EPD-AU-Asphalt_Jul23-1.pdf | tonne | 2400 |  |  |  | 78.2 | 78.1 | 0.0902 | 0.000134 | 0 | 78.1903 | 0 | 0.0782 | 0.0781 | 9.02e-05 | 1.34e-07 | 0 | 0.07819 | 0 | Version 1.0
Asphalt | Asphalt | Asphalt | Fulton Hogan LaraSize 10, 14mm DGA Type HP | Asphalt | Asphalt | 24/02/2022 | 24/02/2027 | VIC | S-P-04650 | 1 | EPD Australasia | https://epd-australasia.com/wp-content/uploads/2022/02/Fulton-Hogan_-Asphalt-VIC-EPD_SP04650.pdf | tonne | 2400 |  |  |  | 78.4 | 78.3 | 0.0888 | 0.000239 | 0 | 78.389 | 0 | 0.0784 | 0.0783 | 8.88e-05 | 2.39e-07 | 0 | 0.078389 | 0 | Version 1.0
Asphalt | Asphalt | Asphalt | Fulton Hogan Eastern CreekDG14 A15E R116 SLAG | Asphalt | Asphalt | 24/02/2022 | 24/02/2027 | NSW | S-P-04640 | 1 | EPD Australasia | https://epd-australasia.com/wp-content/uploads/2022/02/Fulton-Hogan_NSW-Asphalt-EPD_SP04649.pdf | tonne | 2400 |  |  |  | 95.4 | 95.3 | 0.0846 | 0.000184 | 0 | 95.3848 | 0 | 0.0954 | 0.0953 | 8.46e-05 | 1.84e-07 | 0 | 0.095385 | 0 | Version 1.0
Asphalt | Asphalt | Asphalt | Fulton Hogan Bushells RidgeDG14 A15E R116 SLAG | Asphalt | Asphalt | 24/02/2022 | 24/02/2027 | NSW | S-P-04640 | 1 | EPD Australasia | https://epd-australasia.com/wp-content/uploads/2022/02/Fulton-Hogan_NSW-Asphalt-EPD_SP04649.pdf | tonne | 2400 |  |  |  | 95 | 94.9 | 0.0844 | 0.000181 | 0 | 94.9846 | 0 | 0.095 | 0.0949 | 8.44e-05 | 1.81e-07 | 0 | 0.094985 | 0 | Version 1.0
Asphalt | Asphalt | Asphalt | Fulton Hogan Eastern CreekDG14 A15E AS2150 R15% | Asphalt | Asphalt | 24/02/2022 | 24/02/2027 | NSW | S-P-04640 | 1 | EPD Australasia | https://epd-australasia.com/wp-content/uploads/2022/02/Fulton-Hogan_NSW-Asphalt-EPD_SP04649.pdf | tonne | 2400 |  |  |  | 84.7 | 84.6 | 0.0858 | 0.000173 | 0 | 84.686 | 0 | 0.0847 | 0.0846 | 8.58e-05 | 1.73e-07 | 0 | 0.084686 | 0 | Version 1.0
Asphalt | Asphalt | Asphalt | Fulton Hogan DandenongDoT - Section 417 Open Graded Asphalt (OGA) | Asphalt | Asphalt | 24/02/2022 | 24/02/2027 | VIC | S-P-04650 | 1 | EPD Australasia | https://epd-australasia.com/wp-content/uploads/2022/02/Fulton-Hogan_-Asphalt-VIC-EPD_SP04650.pdf | tonne | 2400 |  |  |  | 83.9 | 83.8 | 0.0853 | 0.000319 | 0 | 83.8856 | 0 | 0.0839 | 0.0838 | 8.53e-05 | 3.19e-07 | 0 | 0.083886 | 0 | Version 1.0
Asphalt | Asphalt | Asphalt | Downer Bli Bli Asphalt Manufacturing FacilityAC20 A15E | Asphalt | Asphalt | 31/07/2023 | 30/07/2028 | QLD | S-P-08458 | 1 | EPD Australasia | https://epd-australasia.com/wp-content/uploads/2023/08/SP08458-Downer-EPD-AU-Asphalt_Jul23-1.pdf | tonne | 2400 |  |  |  | 83.5 | 83.4 | 0.0842 | 0.000132 | 0 | 83.4843 | 0 | 0.0835 | 0.0834 | 8.42e-05 | 1.32e-07 | 0 | 0.083484 | 0 | Version 1.0
Asphalt | Asphalt | Asphalt | Fulton Hogan DandenongSize 10mm DGA Fine | Asphalt | Asphalt | 24/02/2022 | 24/02/2027 | VIC | S-P-04650 | 1 | EPD Australasia | https://epd-australasia.com/wp-content/uploads/2022/02/Fulton-Hogan_-Asphalt-VIC-EPD_SP04650.pdf | tonne | 2400 |  |  |  | 87.2 | 87.1 | 0.0832 | 0.000295 | 0 | 87.1835 | 0 | 0.0872 | 0.0871 | 8.32e-05 | 2.95e-07 | 0 | 0.087183 | 0 | Version 1.0
Asphalt | Asphalt | Asphalt | Downer Brisbane Sustainable Road Resource Centre, BrendaleAC10 R40 Reconophalt | Asphalt | Asphalt | 31/07/2023 | 30/07/2028 | QLD | S-P-08458 | 1 | EPD Australasia | https://epd-australasia.com/wp-content/uploads/2023/08/SP08458-Downer-EPD-AU-Asphalt_Jul23-1.pdf | tonne | 2400 |  |  |  | 51.9 | 51.3 | 0.588 | 0.00122 | 0 | 51.8892 | 0 | 0.0519 | 0.0513 | 0.000588 | 1.22e-06 | 0 | 0.051889 | 0 | Version 1.0
Asphalt | Asphalt | Asphalt | Fulton Hogan DandenongSize 10, 14mm DGA Type HP | Asphalt | Asphalt | 24/02/2022 | 24/02/2027 | VIC | S-P-04650 | 1 | EPD Australasia | https://epd-australasia.com/wp-content/uploads/2022/02/Fulton-Hogan_-Asphalt-VIC-EPD_SP04650.pdf | tonne | 2400 |  |  |  | 80.1 | 80 | 0.0823 | 0.000296 | 0 | 80.0826 | 0 | 0.0801 | 0.08 | 8.23e-05 | 2.96e-07 | 0 | 0.080083 | 0 | Version 1.0
Asphalt | Asphalt | Asphalt | Downer Brisbane Sustainable Road Resource Centre, BrendaleAC14 A15E R20 BCC | Asphalt | Asphalt | 31/07/2023 | 30/07/2028 | QLD | S-P-08458 | 1 | EPD Australasia | https://epd-australasia.com/wp-content/uploads/2023/08/SP08458-Downer-EPD-AU-Asphalt_Jul23-1.pdf | tonne | 2400 |  |  |  | 68.8 | 68.7 | 0.0839 | 0.000127 | 0 | 68.784 | 0 | 0.0688 | 0.0687 | 8.39e-05 | 1.27e-07 | 0 | 0.068784 | 0 | Version 1.0
Asphalt | Asphalt | Asphalt | Downer Shepparton Asphalt Manufacturing FacilityAC10 R10 NH | Asphalt | Asphalt | 31/07/2023 | 30/07/2028 | VIC | S-P-08458 | 1 | EPD Australasia | https://epd-australasia.com/wp-content/uploads/2023/08/SP08458-Downer-EPD-AU-Asphalt_Jul23-1.pdf | tonne | 2400 |  |  |  | 74.4 | 74.3 | 0.081 | 9.55e-05 | 0 | 74.3811 | 0 | 0.0744 | 0.0743 | 8.1e-05 | 9.55e-08 | 0 | 0.074381 | 0 | Version 1.0
Asphalt | Asphalt | Asphalt | Downer Shepparton Asphalt Manufacturing FacilityAC14 R10 H | Asphalt | Asphalt | 31/07/2023 | 30/07/2028 | VIC | S-P-08458 | 1 | EPD Australasia | https://epd-australasia.com/wp-content/uploads/2023/08/SP08458-Downer-EPD-AU-Asphalt_Jul23-1.pdf | tonne | 2400 |  |  |  | 73.8 | 73.7 | 0.0811 | 9.08e-05 | 0 | 73.7812 | 0 | 0.0738 | 0.0737 | 8.11e-05 | 9.08e-08 | 0 | 0.073781 | 0 | Version 1.0
Asphalt | Asphalt | Asphalt | Fulton Hogan Kembla GrangeDG14 AR450 R118 CR | Asphalt | Asphalt | 24/02/2022 | 24/02/2027 | NSW | S-P-04640 | 1 | EPD Australasia | https://epd-australasia.com/wp-content/uploads/2022/02/Fulton-Hogan_NSW-Asphalt-EPD_SP04649.pdf | tonne | 2400 |  |  |  | 92.8 | 92.7 | 0.0732 | 0.000147 | 0 | 92.7733 | 0 | 0.0928 | 0.0927 | 7.32e-05 | 1.47e-07 | 0 | 0.092773 | 0 | Version 1.0
Asphalt | Asphalt | Asphalt | Downer Hume Asphalt Manufacturing FacilityAC10 H | Asphalt | Asphalt | 31/07/2023 | 30/07/2028 | VIC | S-P-08458 | 1 | EPD Australasia | https://epd-australasia.com/wp-content/uploads/2023/08/SP08458-Downer-EPD-AU-Asphalt_Jul23-1.pdf | tonne | 2400 |  |  |  | 78.3 | 78.2 | 0.0757 | 0.000104 | 0 | 78.2758 | 0 | 0.0783 | 0.0782 | 7.57e-05 | 1.04e-07 | 0 | 0.078276 | 0 | Version 1.0
Asphalt | Asphalt | Asphalt | Downer Hume Asphalt Manufacturing FacilityAC14 H | Asphalt | Asphalt | 31/07/2023 | 30/07/2028 | VIC | S-P-08458 | 1 | EPD Australasia | https://epd-australasia.com/wp-content/uploads/2023/08/SP08458-Downer-EPD-AU-Asphalt_Jul23-1.pdf | tonne | 2400 |  |  |  | 76.4 | 76.3 | 0.0747 | 9.71e-05 | 0 | 76.3748 | 0 | 0.0764 | 0.0763 | 7.47e-05 | 9.71e-08 | 0 | 0.076375 | 0 | Version 1.0
Asphalt | Asphalt | Asphalt | Downer Teralba Asphalt Manufacturing FacilityAC14 | Asphalt | Asphalt | 31/07/2023 | 30/07/2028 | NSW | S-P-08458 | 1 | EPD Australasia | https://epd-australasia.com/wp-content/uploads/2023/08/SP08458-Downer-EPD-AU-Asphalt_Jul23-1.pdf | tonne | 2400 |  |  |  | 82.1 | 82 | 0.0721 | 0.000103 | 0 | 82.0722 | 0 | 0.0821 | 0.082 | 7.21e-05 | 1.03e-07 | 0 | 0.082072 | 0 | Version 1.0
Asphalt | Asphalt | Asphalt | Downer Hume Asphalt Manufacturing FacilityAC10 R15 H | Asphalt | Asphalt | 31/07/2023 | 30/07/2028 | VIC | S-P-08458 | 1 | EPD Australasia | https://epd-australasia.com/wp-content/uploads/2023/08/SP08458-Downer-EPD-AU-Asphalt_Jul23-1.pdf | tonne | 2400 |  |  |  | 77.4 | 77.3 | 0.0723 | 0.000104 | 0 | 77.3724 | 0 | 0.0774 | 0.0773 | 7.23e-05 | 1.04e-07 | 0 | 0.077372 | 0 | Version 1.0
Asphalt | Asphalt | Asphalt | Downer Mackay Asphalt Manufacturing FacilityAC10 H 4098 | Asphalt | Asphalt | 31/07/2023 | 30/07/2028 | QLD | S-P-08458 | 1 | EPD Australasia | https://epd-australasia.com/wp-content/uploads/2023/08/SP08458-Downer-EPD-AU-Asphalt_Jul23-1.pdf | tonne | 2400 |  |  |  | 91.4 | 91.3 | 0.0659 | 0.000125 | 0 | 91.366 | 0 | 0.0914 | 0.0913 | 6.59e-05 | 1.25e-07 | 0 | 0.091366 | 0 | Version 1.0
Asphalt | Asphalt | Asphalt | Fulton Hogan Bushells RidgeDG14 AR450 R118 CR | Asphalt | Asphalt | 24/02/2022 | 24/02/2027 | NSW | S-P-04640 | 1 | EPD Australasia | https://epd-australasia.com/wp-content/uploads/2022/02/Fulton-Hogan_NSW-Asphalt-EPD_SP04649.pdf | tonne | 2400 |  |  |  | 97.3 | 97.2 | 0.0627 | 0.000147 | 0 | 97.2628 | 0 | 0.0973 | 0.0972 | 6.27e-05 | 1.47e-07 | 0 | 0.097263 | 0 | Version 1.0
Asphalt | Asphalt | Asphalt | Downer Mackay Asphalt Manufacturing FacilityAC10 | Asphalt | Asphalt | 31/07/2023 | 30/07/2028 | QLD | S-P-08458 | 1 | EPD Australasia | https://epd-australasia.com/wp-content/uploads/2023/08/SP08458-Downer-EPD-AU-Asphalt_Jul23-1.pdf | tonne | 2400 |  |  |  | 89.3 | 89.2 | 0.0655 | 0.00013 | 0 | 89.2656 | 0 | 0.0893 | 0.0892 | 6.55e-05 | 1.3e-07 | 0 | 0.089266 | 0 | Version 1.0
Asphalt | Asphalt | Asphalt | Downer Albany Asphalt Manufacturing FacilityAC 07 | Asphalt | Asphalt | 31/07/2023 | 30/07/2028 | WA | S-P-08458 | 1 | EPD Australasia | https://epd-australasia.com/wp-content/uploads/2023/08/SP08458-Downer-EPD-AU-Asphalt_Jul23-1.pdf | tonne | 2400 |  |  |  | 71 | 70.9 | 0.0719 | 0.000114 | 0 | 70.972 | 0 | 0.071 | 0.0709 | 7.19e-05 | 1.14e-07 | 0 | 0.070972 | 0 | Version 1.0
Asphalt | Asphalt | Asphalt | Downer Hope Valley Asphalt Manufacturing FacilityEME2 14 | Asphalt | Asphalt | 31/07/2023 | 30/07/2028 | WA | S-P-08458 | 1 | EPD Australasia | https://epd-australasia.com/wp-content/uploads/2023/08/SP08458-Downer-EPD-AU-Asphalt_Jul23-1.pdf | tonne | 2400 |  |  |  | 72.4 | 72.3 | 0.071 | 0.000113 | 0 | 72.3711 | 0 | 0.0724 | 0.0723 | 7.1e-05 | 1.13e-07 | 0 | 0.072371 | 0 | Version 1.0
Asphalt | Asphalt | Asphalt | Downer Teralba Asphalt Manufacturing FacilityAC14 R10 H | Asphalt | Asphalt | 31/07/2023 | 30/07/2028 | NSW | S-P-08458 | 1 | EPD Australasia | https://epd-australasia.com/wp-content/uploads/2023/08/SP08458-Downer-EPD-AU-Asphalt_Jul23-1.pdf | tonne | 2400 |  |  |  | 79 | 78.9 | 0.0672 | 9.43e-05 | 0 | 78.9673 | 0 | 0.079 | 0.0789 | 6.72e-05 | 9.43e-08 | 0 | 0.078967 | 0 | Version 1.0
Asphalt | Asphalt | Asphalt | Downer Mackay Asphalt Manufacturing FacilityAC14 4906 | Asphalt | Asphalt | 31/07/2023 | 30/07/2028 | QLD | S-P-08458 | 1 | EPD Australasia | https://epd-australasia.com/wp-content/uploads/2023/08/SP08458-Downer-EPD-AU-Asphalt_Jul23-1.pdf | tonne | 2400 |  |  |  | 86.4 | 86.3 | 0.064 | 0.000111 | 0 | 86.3641 | 0 | 0.0864 | 0.0863 | 6.4e-05 | 1.11e-07 | 0 | 0.086364 | 0 | Version 1.0
Asphalt | Asphalt | Asphalt | Downer Teralba Asphalt Manufacturing FacilityAC10 R20 | Asphalt | Asphalt | 31/07/2023 | 30/07/2028 | NSW | S-P-08458 | 1 | EPD Australasia | https://epd-australasia.com/wp-content/uploads/2023/08/SP08458-Downer-EPD-AU-Asphalt_Jul23-1.pdf | tonne | 2400 |  |  |  | 80.9 | 80.8 | 0.0661 | 0.000103 | 0 | 80.8662 | 0 | 0.0809 | 0.0808 | 6.61e-05 | 1.03e-07 | 0 | 0.080866 | 0 | Version 1.0
Asphalt | Asphalt | Asphalt | Downer Mackay Asphalt Manufacturing FacilityAC14 | Asphalt | Asphalt | 31/07/2023 | 30/07/2028 | QLD | S-P-08458 | 1 | EPD Australasia | https://epd-australasia.com/wp-content/uploads/2023/08/SP08458-Downer-EPD-AU-Asphalt_Jul23-1.pdf | tonne | 2400 |  |  |  | 83.3 | 83.2 | 0.0641 | 0.000114 | 0 | 83.2642 | 0 | 0.0833 | 0.0832 | 6.41e-05 | 1.14e-07 | 0 | 0.083264 | 0 | Version 1.0
Asphalt | Asphalt | Asphalt | Fulton Hogan DandenongSize 14mm PlastiPhalt ® | Asphalt | Asphalt | 24/02/2022 | 24/02/2027 | VIC | S-P-04650 | 1 | EPD Australasia | https://epd-australasia.com/wp-content/uploads/2022/02/Fulton-Hogan_-Asphalt-VIC-EPD_SP04650.pdf | tonne | 2400 |  |  |  | 73.5 | 73.4 | 0.068 | 0.000236 | 0 | 73.4682 | 0 | 0.0735 | 0.0734 | 6.8e-05 | 2.36e-07 | 0 | 0.073468 | 0 | Version 1.0
Asphalt | Asphalt | Asphalt | Downer Teralba Asphalt Manufacturing FacilityAC14 R20 H | Asphalt | Asphalt | 31/07/2023 | 30/07/2028 | NSW | S-P-08458 | 1 | EPD Australasia | https://epd-australasia.com/wp-content/uploads/2023/08/SP08458-Downer-EPD-AU-Asphalt_Jul23-1.pdf | tonne | 2400 |  |  |  | 76.6 | 76.5 | 0.0644 | 8.75e-05 | 0 | 76.5645 | 0 | 0.0766 | 0.0765 | 6.44e-05 | 8.75e-08 | 0 | 0.076564 | 0 | Version 1.0
Asphalt | Asphalt | Asphalt | Downer Lismore Asphalt Manufacturing FacilityAC10 H | Asphalt | Asphalt | 31/07/2023 | 30/07/2028 | NSW | S-P-08458 | 1 | EPD Australasia | https://epd-australasia.com/wp-content/uploads/2023/08/SP08458-Downer-EPD-AU-Asphalt_Jul23-1.pdf | tonne | 2400 |  |  |  | 74.8 | 74.7 | 0.0649 | 0.000113 | 0 | 74.765 | 0 | 0.0748 | 0.0747 | 6.49e-05 | 1.13e-07 | 0 | 0.074765 | 0 | Version 1.0
Asphalt | Asphalt | Asphalt | Downer Gosnells Asphalt Manufacturing FacilityAC20 C600 R9 2C4B00 | Asphalt | Asphalt | 31/07/2023 | 30/07/2028 | WA | S-P-08458 | 1 | EPD Australasia | https://epd-australasia.com/wp-content/uploads/2023/08/SP08458-Downer-EPD-AU-Asphalt_Jul23-1.pdf | tonne | 2400 |  |  |  | 63 | 62.9 | 0.0702 | 7.21e-05 | 0 | 62.9703 | 0 | 0.063 | 0.0629 | 7.02e-05 | 7.21e-08 | 0 | 0.06297 | 0 | Version 1.0
Asphalt | Asphalt | Asphalt | Downer Albany Asphalt Manufacturing FacilityAC14 | Asphalt | Asphalt | 31/07/2023 | 30/07/2028 | WA | S-P-08458 | 1 | EPD Australasia | https://epd-australasia.com/wp-content/uploads/2023/08/SP08458-Downer-EPD-AU-Asphalt_Jul23-1.pdf | tonne | 2400 |  |  |  | 65.2 | 65.1 | 0.0686 | 9.47e-05 | 0 | 65.1687 | 0 | 0.0652 | 0.0651 | 6.86e-05 | 9.47e-08 | 0 | 0.065169 | 0 | Version 1.0
Asphalt | Asphalt | Asphalt | Downer Wodonga Asphalt Manufacturing FacilityAC10 R10 Reconophalt | Asphalt | Asphalt | 31/07/2023 | 30/07/2028 | VIC | S-P-08458 | 1 | EPD Australasia | https://epd-australasia.com/wp-content/uploads/2023/08/SP08458-Downer-EPD-AU-Asphalt_Jul23-1.pdf | tonne | 2400 |  |  |  | 78.7 | 78.6 | 0.0617 | 0.000105 | 0 | 78.6618 | 0 | 0.0787 | 0.0786 | 6.17e-05 | 1.05e-07 | 0 | 0.078662 | 0 | Version 1.0
Asphalt | Asphalt | Asphalt | Fulton Hogan LaraSize 10mm LTCRA ≤10% RAP ≤5% Glass | Asphalt | Asphalt | 24/02/2022 | 24/02/2027 | VIC | S-P-04650 | 1 | EPD Australasia | https://epd-australasia.com/wp-content/uploads/2022/02/Fulton-Hogan_-Asphalt-VIC-EPD_SP04650.pdf | tonne | 2400 |  |  |  | 60.8 | 60.6 | 0.17 | 0.000132 | 0 | 60.7701 | 0 | 0.0608 | 0.0606 | 0.00017 | 1.32e-07 | 0 | 0.06077 | 0 | Version 1.0
Asphalt | Asphalt | Asphalt | Downer Lismore Asphalt Manufacturing FacilityAC10 | Asphalt | Asphalt | 31/07/2023 | 30/07/2028 | NSW | S-P-08458 | 1 | EPD Australasia | https://epd-australasia.com/wp-content/uploads/2023/08/SP08458-Downer-EPD-AU-Asphalt_Jul23-1.pdf | tonne | 2400 |  |  |  | 67.8 | 67.7 | 0.0651 | 0.000117 | 0 | 67.7652 | 0 | 0.0678 | 0.0677 | 6.51e-05 | 1.17e-07 | 0 | 0.067765 | 0 | Version 1.0
Asphalt | Asphalt | Asphalt | Downer Wodonga Asphalt Manufacturing FacilityAC14 R20 H | Asphalt | Asphalt | 31/07/2023 | 30/07/2028 | VIC | S-P-08458 | 1 | EPD Australasia | https://epd-australasia.com/wp-content/uploads/2023/08/SP08458-Downer-EPD-AU-Asphalt_Jul23-1.pdf | tonne | 2400 |  |  |  | 77.6 | 77.5 | 0.0598 | 0.000105 | 0 | 77.5599 | 0 | 0.0776 | 0.0775 | 5.98e-05 | 1.05e-07 | 0 | 0.07756 | 0 | Version 1.0
Asphalt | Asphalt | Asphalt | Fulton Hogan Bushells RidgeDG14 AR450 R116 G2.5% | Asphalt | Asphalt | 24/02/2022 | 24/02/2027 | NSW | S-P-04640 | 1 | EPD Australasia | https://epd-australasia.com/wp-content/uploads/2022/02/Fulton-Hogan_NSW-Asphalt-EPD_SP04649.pdf | tonne | 2400 |  |  |  | 80.4 | 80.1 | 0.258 | 0.00011 | 0 | 80.3581 | 0 | 0.0804 | 0.0801 | 0.000258 | 1.1e-07 | 0 | 0.080358 | 0 | Version 1.0
Asphalt | Asphalt | Asphalt | Downer Teralba Asphalt Manufacturing FacilityAC20 R25 H | Asphalt | Asphalt | 31/07/2023 | 30/07/2028 | NSW | S-P-08458 | 1 | EPD Australasia | https://epd-australasia.com/wp-content/uploads/2023/08/SP08458-Downer-EPD-AU-Asphalt_Jul23-1.pdf | tonne | 2400 |  |  |  | 73.2 | 73.1 | 0.0615 | 7.87e-05 | 0 | 73.1616 | 0 | 0.0732 | 0.0731 | 6.15e-05 | 7.87e-08 | 0 | 0.073162 | 0 | Version 1.0
Asphalt | Asphalt | Asphalt | Fulton Hogan Kembla GrangeDG14 AR450 R116 R15% G≤10%* | Asphalt | Asphalt | 24/02/2022 | 24/02/2027 | NSW | S-P-04640 | 1 | EPD Australasia | https://epd-australasia.com/wp-content/uploads/2022/02/Fulton-Hogan_NSW-Asphalt-EPD_SP04649.pdf | tonne | 2400 |  |  |  | 69.5 | 69.2 | 0.263 | 9.18e-05 | 0 | 69.4631 | 0 | 0.0695 | 0.0692 | 0.000263 | 9.18e-08 | 0 | 0.069463 | 0 | Version 1.0
Asphalt | Asphalt | Asphalt | Downer Swanbank Asphalt Manufacturing FacilityAC14 | Asphalt | Asphalt | 31/07/2023 | 30/07/2028 | QLD | S-P-08458 | 1 | EPD Australasia | https://epd-australasia.com/wp-content/uploads/2023/08/SP08458-Downer-EPD-AU-Asphalt_Jul23-1.pdf | tonne | 2400 |  |  |  | 80 | 79.9 | 0.0566 | 0.000105 | 0 | 79.9567 | 0 | 0.08 | 0.0799 | 5.66e-05 | 1.05e-07 | 0 | 0.079957 | 0 | Version 1.0
Asphalt | Asphalt | Asphalt | Downer Gippsland Asphalt Manufacturing FacilityAC10 | Asphalt | Asphalt | 31/07/2023 | 30/07/2028 | VIC | S-P-08458 | 1 | EPD Australasia | https://epd-australasia.com/wp-content/uploads/2023/08/SP08458-Downer-EPD-AU-Asphalt_Jul23-1.pdf | tonne | 2400 |  |  |  | 77.6 | 77.5 | 0.0577 | 0.000112 | 0 | 77.5578 | 0 | 0.0776 | 0.0775 | 5.77e-05 | 1.12e-07 | 0 | 0.077558 | 0 | Version 1.0
Asphalt | Asphalt | Asphalt | Downer Hope Valley Asphalt Manufacturing FacilityAC10 1E0A00 | Asphalt | Asphalt | 31/07/2023 | 30/07/2028 | WA | S-P-08458 | 1 | EPD Australasia | https://epd-australasia.com/wp-content/uploads/2023/08/SP08458-Downer-EPD-AU-Asphalt_Jul23-1.pdf | tonne | 2400 |  |  |  | 63.5 | 63.4 | 0.0652 | 9.8e-05 | 0 | 63.4653 | 0 | 0.0635 | 0.0634 | 6.52e-05 | 9.8e-08 | 0 | 0.063465 | 0 | Version 1.0
Asphalt | Asphalt | Asphalt | Fulton Hogan Eastern CreekDG10 AR450 R116 R15% G≤2.5%* | Asphalt | Asphalt | 24/02/2022 | 24/02/2027 | NSW | S-P-04640 | 1 | EPD Australasia | https://epd-australasia.com/wp-content/uploads/2022/02/Fulton-Hogan_NSW-Asphalt-EPD_SP04649.pdf | tonne | 2400 |  |  |  | 81.7 | 81.4 | 0.255 | 0.000117 | 0 | 81.6551 | 0 | 0.0817 | 0.0814 | 0.000255 | 1.17e-07 | 0 | 0.081655 | 0 | Version 1.0
Asphalt | Asphalt | Asphalt | Downer Gosnells Asphalt Manufacturing FacilityAC20 R24 2C0E00 | Asphalt | Asphalt | 31/07/2023 | 30/07/2028 | WA | S-P-08458 | 1 | EPD Australasia | https://epd-australasia.com/wp-content/uploads/2023/08/SP08458-Downer-EPD-AU-Asphalt_Jul23-1.pdf | tonne | 2400 |  |  |  | 60.6 | 60.5 | 0.0661 | 6.72e-05 | 0 | 60.5662 | 0 | 0.0606 | 0.0605 | 6.61e-05 | 6.72e-08 | 0 | 0.060566 | 0 | Version 1.0
Asphalt | Asphalt | Asphalt | Downer Sydney Sustainable Road Resource Centre, RosehillAC14 R20 HD | Asphalt | Asphalt | 31/07/2023 | 30/07/2028 | NSW | S-P-08458 | 1 | EPD Australasia | https://epd-australasia.com/wp-content/uploads/2023/08/SP08458-Downer-EPD-AU-Asphalt_Jul23-1.pdf | tonne | 2400 |  |  |  | 75.7 | 75.6 | 0.0574 | 8.32e-05 | 0 | 75.6575 | 0 | 0.0757 | 0.0756 | 5.74e-05 | 8.32e-08 | 0 | 0.075657 | 0 | Version 1.0
Asphalt | Asphalt | Asphalt | Downer Swanbank Asphalt Manufacturing FacilityAC20 | Asphalt | Asphalt | 31/07/2023 | 30/07/2028 | QLD | S-P-08458 | 1 | EPD Australasia | https://epd-australasia.com/wp-content/uploads/2023/08/SP08458-Downer-EPD-AU-Asphalt_Jul23-1.pdf | tonne | 2400 |  |  |  | 77.9 | 77.8 | 0.056 | 0.0001 | 0 | 77.8561 | 0 | 0.0779 | 0.0778 | 5.6e-05 | 1e-07 | 0 | 0.077856 | 0 | Version 1.0
Asphalt | Asphalt | Asphalt | Downer Adelaide Sustainable Road Resource Centre, WingfieldAC7 R10 | Asphalt | Asphalt | 31/07/2023 | 30/07/2028 | SA | S-P-08458 | 1 | EPD Australasia | https://epd-australasia.com/wp-content/uploads/2023/08/SP08458-Downer-EPD-AU-Asphalt_Jul23-1.pdf | tonne | 2400 |  |  |  | 72.3 | 72.2 | 0.0571 | 0.000109 | 0 | 72.2572 | 0 | 0.0723 | 0.0722 | 5.71e-05 | 1.09e-07 | 0 | 0.072257 | 0 | Version 1.0
Asphalt | Asphalt | Asphalt | Fulton Hogan LaraSize 20mm DGA Type SF 10-20% RAP | Asphalt | Asphalt | 24/02/2022 | 24/02/2027 | VIC | S-P-04650 | 1 | EPD Australasia | https://epd-australasia.com/wp-content/uploads/2022/02/Fulton-Hogan_-Asphalt-VIC-EPD_SP04650.pdf | tonne | 2400 |  |  |  | 56.5 | 56.3 | 0.166 | 0.000113 | 0 | 56.4661 | 0 | 0.0565 | 0.0563 | 0.000166 | 1.13e-07 | 0 | 0.056466 | 0 | Version 1.0
Asphalt | Asphalt | Asphalt | Downer Reconophalt NSWAC20 AR450 A | Asphalt | Asphalt | 2022-03-06 | 2027-03-06 | NSW | S-P-05480 |  | EPD Australasia | https://epd-australasia.com/wp-content/uploads/2022/08/SP05480_Downer-Reconophalt-NSW-EPD_June22.pdf | tonne | 2400 |  |  |  | 63 | 62.9 | 0.06 | 0.000511 | 0 | 62.9605 | 0 | 0.063 | 0.0629 | 6e-05 | 5.11e-07 | 0 | 0.062961 | 0 | Version 1.0
Asphalt | Asphalt | Asphalt | Downer Bli Bli Asphalt Manufacturing FacilityAC14 | Asphalt | Asphalt | 31/07/2023 | 30/07/2028 | QLD | S-P-08458 | 1 | EPD Australasia | https://epd-australasia.com/wp-content/uploads/2023/08/SP08458-Downer-EPD-AU-Asphalt_Jul23-1.pdf | tonne | 2400 |  |  |  | 80.9 | 80.8 | 0.0488 | 0.000101 | 0 | 80.8489 | 0 | 0.0809 | 0.0808 | 4.88e-05 | 1.01e-07 | 0 | 0.080849 | 0 | Version 1.0
Asphalt | Asphalt | Asphalt | Fulton Hogan Kembla GrangeDG07 AR450 AS2150 | Asphalt | Asphalt | 24/02/2022 | 24/02/2027 | NSW | S-P-04640 | 1 | EPD Australasia | https://epd-australasia.com/wp-content/uploads/2022/02/Fulton-Hogan_NSW-Asphalt-EPD_SP04649.pdf | tonne | 2400 |  |  |  | 79.3 | 79.2 | 0.0496 | 0.000124 | 0 | 79.2497 | 0 | 0.0793 | 0.0792 | 4.96e-05 | 1.24e-07 | 0 | 0.07925 | 0 | Version 1.0
Asphalt | Asphalt | Asphalt | Downer Archerfield Asphalt Manufacturing FacilityC14 R15 | Asphalt | Asphalt | 31/07/2023 | 30/07/2028 | QLD | S-P-08458 | 1 | EPD Australasia | https://epd-australasia.com/wp-content/uploads/2023/08/SP08458-Downer-EPD-AU-Asphalt_Jul23-1.pdf | tonne | 2400 |  |  |  | 77.2 | 77.1 | 0.0508 | 9.75e-05 | 0 | 77.1509 | 0 | 0.0772 | 0.0771 | 5.08e-05 | 9.75e-08 | 0 | 0.077151 | 0 | Version 1.0
Asphalt | Asphalt | Asphalt | Fulton Hogan Eastern CreekDG10 AR450 AS2150/AUSPEC/R117 R20% G≤2.5%* | Asphalt | Asphalt | 24/02/2022 | 24/02/2027 | NSW | S-P-04640 | 1 | EPD Australasia | https://epd-australasia.com/wp-content/uploads/2022/02/Fulton-Hogan_NSW-Asphalt-EPD_SP04649.pdf | tonne | 2400 |  |  |  | 71.9 | 71.6 | 0.253 | 0.000119 | 0 | 71.8531 | 0 | 0.0719 | 0.0716 | 0.000253 | 1.19e-07 | 0 | 0.071853 | 0 | Version 1.0
Asphalt | Asphalt | Asphalt | Fulton Hogan Eastern CreekDG14 AR450 R116 R20% G≤2.5%* | Asphalt | Asphalt | 24/02/2022 | 24/02/2027 | NSW | S-P-04640 | 1 | EPD Australasia | https://epd-australasia.com/wp-content/uploads/2022/02/Fulton-Hogan_NSW-Asphalt-EPD_SP04649.pdf | tonne | 2400 |  |  |  | 74.8 | 74.5 | 0.251 | 9.04e-05 | 0 | 74.7511 | 0 | 0.0748 | 0.0745 | 0.000251 | 9.04e-08 | 0 | 0.074751 | 0 | Version 1.0
Asphalt | Asphalt | Asphalt | Downer Sydney Sustainable Road Resource Centre, RosehillAC20 R30 | Asphalt | Asphalt | 31/07/2023 | 30/07/2028 | NSW | S-P-08458 | 1 | EPD Australasia | https://epd-australasia.com/wp-content/uploads/2023/08/SP08458-Downer-EPD-AU-Asphalt_Jul23-1.pdf | tonne | 2400 |  |  |  | 69.4 | 69.3 | 0.0528 | 7.07e-05 | 0 | 69.3529 | 0 | 0.0694 | 0.0693 | 5.28e-05 | 7.07e-08 | 0 | 0.069353 | 0 | Version 1.0
Asphalt | Asphalt | Asphalt | Fulton Hogan Bushells RidgeDG07 AR450 R116 | Asphalt | Asphalt | 24/02/2022 | 24/02/2027 | NSW | S-P-04640 | 1 | EPD Australasia | https://epd-australasia.com/wp-content/uploads/2022/02/Fulton-Hogan_NSW-Asphalt-EPD_SP04649.pdf | tonne | 2400 |  |  |  | 87.7 | 87.6 | 0.04 | 0.000128 | 0 | 87.6401 | 0 | 0.0877 | 0.0876 | 4e-05 | 1.28e-07 | 0 | 0.08764 | 0 | Version 1.0
Asphalt | Asphalt | Asphalt | Fulton Hogan Kembla GrangeEME2 | Asphalt | Asphalt | 24/02/2022 | 24/02/2027 | NSW | S-P-04640 | 1 | EPD Australasia | https://epd-australasia.com/wp-content/uploads/2022/02/Fulton-Hogan_NSW-Asphalt-EPD_SP04649.pdf | tonne | 2400 |  |  |  | 71 | 70.9 | 0.0486 | 0.00011 | 0 | 70.9487 | 0 | 0.071 | 0.0709 | 4.86e-05 | 1.1e-07 | 0 | 0.070949 | 0 | Version 1.0
Asphalt | Asphalt | Asphalt | Downer Sydney Sustainable Road Resource Centre, RosehillAC28 R30 | Asphalt | Asphalt | 31/07/2023 | 30/07/2028 | NSW | S-P-08458 | 1 | EPD Australasia | https://epd-australasia.com/wp-content/uploads/2023/08/SP08458-Downer-EPD-AU-Asphalt_Jul23-1.pdf | tonne | 2400 |  |  |  | 66.4 | 66.3 | 0.0517 | 6.21e-05 | 0 | 66.3518 | 0 | 0.0664 | 0.0663 | 5.17e-05 | 6.21e-08 | 0 | 0.066352 | 0 | Version 1.0
Asphalt | Asphalt | Asphalt | Fulton Hogan DandenongSize 14, 20mm DGA Type SI 20% RAP ≤5% Glass | Asphalt | Asphalt | 24/02/2022 | 24/02/2027 | VIC | S-P-04650 | 1 | EPD Australasia | https://epd-australasia.com/wp-content/uploads/2022/02/Fulton-Hogan_-Asphalt-VIC-EPD_SP04650.pdf | tonne | 2400 |  |  |  | 57.3 | 57.1 | 0.158 | 0.000157 | 0 | 57.2582 | 0 | 0.0573 | 0.0571 | 0.000158 | 1.57e-07 | 0 | 0.057258 | 0 | Version 1.0
Asphalt | Asphalt | Asphalt | Downer Hume Asphalt Manufacturing FacilityAC14 R20 HD | Asphalt | Asphalt | 31/07/2023 | 30/07/2028 | VIC | S-P-08458 | 1 | EPD Australasia | https://epd-australasia.com/wp-content/uploads/2023/08/SP08458-Downer-EPD-AU-Asphalt_Jul23-1.pdf | tonne | 2400 |  |  |  | 73.3 | 72.9 | 0.345 | 0.000672 | 0 | 73.2457 | 0 | 0.0733 | 0.0729 | 0.000345 | 6.72e-07 | 0 | 0.073246 | 0 | Version 1.0
Asphalt | Asphalt | Asphalt | Fulton Hogan Bushells RidgeGG10 AR450 AS2150 R10% | Asphalt | Asphalt | 24/02/2022 | 24/02/2027 | NSW | S-P-04640 | 1 | EPD Australasia | https://epd-australasia.com/wp-content/uploads/2022/02/Fulton-Hogan_NSW-Asphalt-EPD_SP04649.pdf | tonne | 2400 |  |  |  | 82.2 | 82.1 | 0.0359 | 0.000123 | 0 | 82.136 | 0 | 0.0822 | 0.0821 | 3.59e-05 | 1.23e-07 | 0 | 0.082136 | 0 | Version 1.0
Asphalt | Asphalt | Asphalt | Downer Bayswater Asphalt Manufacturing FacilityAC14 H N 302252 | Asphalt | Asphalt | 31/07/2023 | 30/07/2028 | VIC | S-P-08458 | 1 | EPD Australasia | https://epd-australasia.com/wp-content/uploads/2023/08/SP08458-Downer-EPD-AU-Asphalt_Jul23-1.pdf | tonne | 2400 |  |  |  | 58.8 | 58.7 | 0.0537 | 7.29e-05 | 0 | 58.7538 | 0 | 0.0588 | 0.0587 | 5.37e-05 | 7.29e-08 | 0 | 0.058754 | 0 | Version 1.0
Asphalt | Asphalt | Asphalt | Downer Bayswater Asphalt Manufacturing FacilityAC10 R19 H N 302151 | Asphalt | Asphalt | 31/07/2023 | 30/07/2028 | VIC | S-P-08458 | 1 | EPD Australasia | https://epd-australasia.com/wp-content/uploads/2023/08/SP08458-Downer-EPD-AU-Asphalt_Jul23-1.pdf | tonne | 2400 |  |  |  | 59 | 58.9 | 0.0535 | 7.45e-05 | 0 | 58.9536 | 0 | 0.059 | 0.0589 | 5.35e-05 | 7.45e-08 | 0 | 0.058954 | 0 | Version 1.0
Asphalt | Asphalt | Asphalt | Fulton Hogan Kembla GrangeDG10 AR450 R116 R15% | Asphalt | Asphalt | 24/02/2022 | 24/02/2027 | NSW | S-P-04640 | 1 | EPD Australasia | https://epd-australasia.com/wp-content/uploads/2022/02/Fulton-Hogan_NSW-Asphalt-EPD_SP04649.pdf | tonne | 2400 |  |  |  | 72 | 71.9 | 0.0427 | 0.000101 | 0 | 71.9428 | 0 | 0.072 | 0.0719 | 4.27e-05 | 1.01e-07 | 0 | 0.071943 | 0 | Version 1.0
Asphalt | Asphalt | Asphalt | Downer Brisbane Sustainable Road Resource Centre, BrendaleEME14 R15 | Asphalt | Asphalt | 31/07/2023 | 30/07/2028 | QLD | S-P-08458 | 1 | EPD Australasia | https://epd-australasia.com/wp-content/uploads/2023/08/SP08458-Downer-EPD-AU-Asphalt_Jul23-1.pdf | tonne | 2400 |  |  |  | 64.6 | 64.5 | 0.0481 | 9.6e-05 | 0 | 64.5482 | 0 | 0.0646 | 0.0645 | 4.81e-05 | 9.6e-08 | 0 | 0.064548 | 0 | Version 1.0
Asphalt | Asphalt | Asphalt | Downer Brisbane Sustainable Road Resource Centre, BrendaleAC14 R15 | Asphalt | Asphalt | 31/07/2023 | 30/07/2028 | QLD | S-P-08458 | 1 | EPD Australasia | https://epd-australasia.com/wp-content/uploads/2023/08/SP08458-Downer-EPD-AU-Asphalt_Jul23-1.pdf | tonne | 2400 |  |  |  | 66.9 | 66.8 | 0.0457 | 8.44e-05 | 0 | 66.8458 | 0 | 0.0669 | 0.0668 | 4.57e-05 | 8.44e-08 | 0 | 0.066846 | 0 | Version 1.0
Asphalt | Asphalt | Asphalt | Downer Somerton Asphalt Manufacturing FacilityAC20 C600 SS 303316 | Asphalt | Asphalt | 31/07/2023 | 30/07/2028 | VIC | S-P-08458 | 1 | EPD Australasia | https://epd-australasia.com/wp-content/uploads/2023/08/SP08458-Downer-EPD-AU-Asphalt_Jul23-1.pdf | tonne | 2400 |  |  |  | 56.5 | 56.4 | 0.0538 | 8.08e-05 | 0 | 56.4539 | 0 | 0.0565 | 0.0564 | 5.38e-05 | 8.08e-08 | 0 | 0.056454 | 0 | Version 1.0
Asphalt | Asphalt | Asphalt | Fulton Hogan Bushells RidgeDG10 AR450 R116 R10% | Asphalt | Asphalt | 24/02/2022 | 24/02/2027 | NSW | S-P-04640 | 1 | EPD Australasia | https://epd-australasia.com/wp-content/uploads/2022/02/Fulton-Hogan_NSW-Asphalt-EPD_SP04649.pdf | tonne | 2400 |  |  |  | 79.3 | 79.2 | 0.0347 | 0.000109 | 0 | 79.2348 | 0 | 0.0793 | 0.0792 | 3.47e-05 | 1.09e-07 | 0 | 0.079235 | 0 | Version 1.0
Asphalt | Asphalt | Asphalt | Fulton Hogan Kembla GrangeDG14 AR450 R116 SLAG | Asphalt | Asphalt | 24/02/2022 | 24/02/2027 | NSW | S-P-04640 | 1 | EPD Australasia | https://epd-australasia.com/wp-content/uploads/2022/02/Fulton-Hogan_NSW-Asphalt-EPD_SP04649.pdf | tonne | 2400 |  |  |  | 73.7 | 73.6 | 0.0392 | 0.000103 | 0 | 73.6393 | 0 | 0.0737 | 0.0736 | 3.92e-05 | 1.03e-07 | 0 | 0.073639 | 0 | Version 1.0
Asphalt | Asphalt | Asphalt | Downer Somerton Asphalt Manufacturing FacilityAC14 R19 N H 303252 | Asphalt | Asphalt | 31/07/2023 | 30/07/2028 | VIC | S-P-08458 | 1 | EPD Australasia | https://epd-australasia.com/wp-content/uploads/2023/08/SP08458-Downer-EPD-AU-Asphalt_Jul23-1.pdf | tonne | 2400 |  |  |  | 60.4 | 60.3 | 0.0478 | 7.04e-05 | 0 | 60.3479 | 0 | 0.0604 | 0.0603 | 4.78e-05 | 7.04e-08 | 0 | 0.060348 | 0 | Version 1.0
Asphalt | Asphalt | Asphalt | Downer Mowbray Asphalt Manufacturing FacilityAC14 PSV 54 Type H | Asphalt | Asphalt | 31/07/2023 | 30/07/2028 | TAS | S-P-08458 | 1 | EPD Australasia | https://epd-australasia.com/wp-content/uploads/2023/08/SP08458-Downer-EPD-AU-Asphalt_Jul23-1.pdf | tonne | 2400 |  |  |  | 61.8 | 61.6 | 0.146 | 8.99e-05 | 0 | 61.7461 | 0 | 0.0618 | 0.0616 | 0.000146 | 8.99e-08 | 0 | 0.061746 | 0 | Version 1.0
Asphalt | Asphalt | Asphalt | Downer Mowbray Asphalt Manufacturing FacilityAC14 PSV54 Type N | Asphalt | Asphalt | 31/07/2023 | 30/07/2028 | TAS | S-P-08458 | 1 | EPD Australasia | https://epd-australasia.com/wp-content/uploads/2023/08/SP08458-Downer-EPD-AU-Asphalt_Jul23-1.pdf | tonne | 2400 |  |  |  | 61.8 | 61.6 | 0.146 | 8.99e-05 | 0 | 61.7461 | 0 | 0.0618 | 0.0616 | 0.000146 | 8.99e-08 | 0 | 0.061746 | 0 | Version 1.0
Asphalt | Asphalt | Asphalt | Downer Bayswater Asphalt Manufacturing FacilityAC20 R37 SF 302324 | Asphalt | Asphalt | 31/07/2023 | 30/07/2028 | VIC | S-P-08458 | 1 | EPD Australasia | https://epd-australasia.com/wp-content/uploads/2023/08/SP08458-Downer-EPD-AU-Asphalt_Jul23-1.pdf | tonne | 2400 |  |  |  | 54.8 | 54.7 | 0.0491 | 7.03e-05 | 0 | 54.7492 | 0 | 0.0548 | 0.0547 | 4.91e-05 | 7.03e-08 | 0 | 0.054749 | 0 | Version 1.0
Asphalt | Asphalt | Asphalt | Fulton Hogan Kembla GrangeDG10 AR450 AS2150 R15% | Asphalt | Asphalt | 24/02/2022 | 24/02/2027 | NSW | S-P-04640 | 1 | EPD Australasia | https://epd-australasia.com/wp-content/uploads/2022/02/Fulton-Hogan_NSW-Asphalt-EPD_SP04649.pdf | tonne | 2400 |  |  |  | 61.4 | 61.3 | 0.0419 | 0.000101 | 0 | 61.342 | 0 | 0.0614 | 0.0613 | 4.19e-05 | 1.01e-07 | 0 | 0.061342 | 0 | Version 1.0
Asphalt | Asphalt | Asphalt | Fulton Hogan Kembla GrangeDG28 AR450 R116 R25% | Asphalt | Asphalt | 24/02/2022 | 24/02/2027 | NSW | S-P-04640 | 1 | EPD Australasia | https://epd-australasia.com/wp-content/uploads/2022/02/Fulton-Hogan_NSW-Asphalt-EPD_SP04649.pdf | tonne | 2400 |  |  |  | 64.6 | 64.5 | 0.037 | 6.83e-05 | 0 | 64.5371 | 0 | 0.0646 | 0.0645 | 3.7e-05 | 6.83e-08 | 0 | 0.064537 | 0 | Version 1.0
Asphalt | Asphalt | Asphalt | Downer Brisbane Sustainable Road Resource Centre, BrendaleAC14 R20 BCC | Asphalt | Asphalt | 31/07/2023 | 30/07/2028 | QLD | S-P-08458 | 1 | EPD Australasia | https://epd-australasia.com/wp-content/uploads/2023/08/SP08458-Downer-EPD-AU-Asphalt_Jul23-1.pdf | tonne | 2400 |  |  |  | 58 | 57.9 | 0.0415 | 8.01e-05 | 0 | 57.9416 | 0 | 0.058 | 0.0579 | 4.15e-05 | 8.01e-08 | 0 | 0.057942 | 0 | Version 1.0
Asphalt | Asphalt | Asphalt | Fulton Hogan Kembla GrangeDG14 AR450 AS2150 R20% | Asphalt | Asphalt | 24/02/2022 | 24/02/2027 | NSW | S-P-04640 | 1 | EPD Australasia | https://epd-australasia.com/wp-content/uploads/2022/02/Fulton-Hogan_NSW-Asphalt-EPD_SP04649.pdf | tonne | 2400 |  |  |  | 58 | 57.9 | 0.0392 | 8.64e-05 | 0 | 57.9393 | 0 | 0.058 | 0.0579 | 3.92e-05 | 8.64e-08 | 0 | 0.057939 | 0 | Version 1.0
Asphalt | Asphalt | Asphalt | Downer Adelaide Sustainable Road Resource Centre, WingfieldAC10 R50 Reconophalt Fine | Asphalt | Asphalt | 31/07/2023 | 30/07/2028 | SA | S-P-08458 | 1 | EPD Australasia | https://epd-australasia.com/wp-content/uploads/2023/08/SP08458-Downer-EPD-AU-Asphalt_Jul23-1.pdf | tonne | 2400 |  |  |  | 53.6 | 53.5 | 0.0431 | 7.14e-05 | 0 | 53.5432 | 0 | 0.0536 | 0.0535 | 4.31e-05 | 7.14e-08 | 0 | 0.053543 | 0 | Version 1.0
Asphalt | Asphalt | Asphalt | Fulton Hogan LaraSize 7, 10mm DGA Type L | Asphalt | Asphalt | 24/02/2022 | 24/02/2027 | VIC | S-P-04650 | 1 | EPD Australasia | https://epd-australasia.com/wp-content/uploads/2022/02/Fulton-Hogan_-Asphalt-VIC-EPD_SP04650.pdf | tonne | 2400 |  |  |  | 64.7 | 64.6 | 0.0288 | 0.000171 | 0 | 64.629 | 0 | 0.0647 | 0.0646 | 2.88e-05 | 1.71e-07 | 0 | 0.064629 | 0 | Version 1.0
Asphalt | Asphalt | Asphalt | Fulton Hogan LaraSize 7, 10, 14mm DGA Type N | Asphalt | Asphalt | 24/02/2022 | 24/02/2027 | VIC | S-P-04650 | 1 | EPD Australasia | https://epd-australasia.com/wp-content/uploads/2022/02/Fulton-Hogan_-Asphalt-VIC-EPD_SP04650.pdf | tonne | 2400 |  |  |  | 62.4 | 62.3 | 0.028 | 0.000159 | 0 | 62.3282 | 0 | 0.0624 | 0.0623 | 2.8e-05 | 1.59e-07 | 0 | 0.062328 | 0 | Version 1.0
Asphalt | Asphalt | Asphalt | Downer Lindisfarne Asphalt Manufacturing FacilityAC10 R10 Reconophalt | Asphalt | Asphalt | 31/07/2023 | 30/07/2028 | TAS | S-P-08458 | 1 | EPD Australasia | https://epd-australasia.com/wp-content/uploads/2023/08/SP08458-Downer-EPD-AU-Asphalt_Jul23-1.pdf | tonne | 2400 |  |  |  | 63.9 | 63.1 | 0.724 | 0.00121 | 0 | 63.8252 | 0 | 0.0639 | 0.0631 | 0.000724 | 1.21e-06 | 0 | 0.063825 | 0 | Version 1.0
Asphalt | Asphalt | Asphalt | Downer Somerton Asphalt Manufacturing FacilityAC20 R29 SI 303313 | Asphalt | Asphalt | 31/07/2023 | 30/07/2028 | VIC | S-P-08458 | 1 | EPD Australasia | https://epd-australasia.com/wp-content/uploads/2023/08/SP08458-Downer-EPD-AU-Asphalt_Jul23-1.pdf | tonne | 2400 |  |  |  | 49.1 | 49 | 0.0411 | 5.89e-05 | 0 | 49.0412 | 0 | 0.0491 | 0.049 | 4.11e-05 | 5.89e-08 | 0 | 0.049041 | 0 | Version 1.0
Asphalt | Asphalt | Asphalt | Fulton Hogan LaraSize 10mm DGA Type L 10% RAP | Asphalt | Asphalt | 24/02/2022 | 24/02/2027 | VIC | S-P-04650 | 1 | EPD Australasia | https://epd-australasia.com/wp-content/uploads/2022/02/Fulton-Hogan_-Asphalt-VIC-EPD_SP04650.pdf | tonne | 2400 |  |  |  | 60.2 | 60.1 | 0.0275 | 0.000133 | 0 | 60.1276 | 0 | 0.0602 | 0.0601 | 2.75e-05 | 1.33e-07 | 0 | 0.060128 | 0 | Version 1.0
Asphalt | Asphalt | Asphalt | Fulton Hogan DandenongSize 14, 20mm DGA Type SI | Asphalt | Asphalt | 24/02/2022 | 24/02/2027 | VIC | S-P-04650 | 1 | EPD Australasia | https://epd-australasia.com/wp-content/uploads/2022/02/Fulton-Hogan_-Asphalt-VIC-EPD_SP04650.pdf | tonne | 2400 |  |  |  | 63.9 | 63.8 | 0.0189 | 0.000197 | 0 | 63.8191 | 0 | 0.0639 | 0.0638 | 1.89e-05 | 1.97e-07 | 0 | 0.063819 | 0 | Version 1.0
Asphalt | Asphalt | Asphalt | Fulton Hogan DandenongSize 10mm DGA Type H 10-20% RAP | Asphalt | Asphalt | 24/02/2022 | 24/02/2027 | VIC | S-P-04650 | 1 | EPD Australasia | https://epd-australasia.com/wp-content/uploads/2022/02/Fulton-Hogan_-Asphalt-VIC-EPD_SP04650.pdf | tonne | 2400 |  |  |  | 63.5 | 63.4 | 0.0187 | 0.000175 | 0 | 63.4189 | 0 | 0.0635 | 0.0634 | 1.87e-05 | 1.75e-07 | 0 | 0.063419 | 0 | Version 1.0
Asphalt | Asphalt | Asphalt | Fulton Hogan DandenongDoT - Section 405 Regulation Gap Graded Asphalt (RGG) | Asphalt | Asphalt | 24/02/2022 | 24/02/2027 | VIC | S-P-04650 | 1 | EPD Australasia | https://epd-australasia.com/wp-content/uploads/2022/02/Fulton-Hogan_-Asphalt-VIC-EPD_SP04650.pdf | tonne | 2400 |  |  |  | 60.8 | 60.7 | 0.0207 | 0.000218 | 0 | 60.7209 | 0 | 0.0608 | 0.0607 | 2.07e-05 | 2.18e-07 | 0 | 0.060721 | 0 | Version 1.0
Asphalt | Asphalt | Asphalt | Fulton Hogan Kembla GrangeDG20 AR450 R116 R20% G≤10%* | Asphalt | Asphalt | 24/02/2022 | 24/02/2027 | NSW | S-P-04640 | 1 | EPD Australasia | https://epd-australasia.com/wp-content/uploads/2022/02/Fulton-Hogan_NSW-Asphalt-EPD_SP04649.pdf | tonne | 2400 |  |  |  | 68.2 | 67.2 | 0.909 | 8.7e-05 | 0 | 68.1091 | 0 | 0.0682 | 0.0672 | 0.000909 | 8.7e-08 | 0 | 0.068109 | 0 | Version 1.0
Asphalt | Asphalt | Asphalt | Downer Sydney Sustainable Road Resource Centre, RosehillAC20 R30 G10 | Asphalt | Asphalt | 31/07/2023 | 30/07/2028 | NSW | S-P-08458 | 1 | EPD Australasia | https://epd-australasia.com/wp-content/uploads/2023/08/SP08458-Downer-EPD-AU-Asphalt_Jul23-1.pdf | tonne | 2400 |  |  |  | 69.3 | 68 | 1.16 | 0.00239 | 0 | 69.1624 | 0 | 0.0693 | 0.068 | 0.00116 | 2.39e-06 | 0 | 0.069162 | 0 | Version 1.0
Asphalt | Asphalt | Asphalt | Fulton Hogan Eastern CreekDG10 A15E R116 R10% | Asphalt | Asphalt | 24/02/2022 | 24/02/2027 | NSW | S-P-04640 | 1 | EPD Australasia | https://epd-australasia.com/wp-content/uploads/2022/02/Fulton-Hogan_NSW-Asphalt-EPD_SP04649.pdf | tonne | 2400 |  |  |  | 101 | 100 | 0.0949 | 0.000197 | 0 | 100.0951 | 0 | 0.101 | 0.1 | 9.49e-05 | 1.97e-07 | 0 | 0.1001 | 0 | Version 1.0
Asphalt | Asphalt | Asphalt | Asphalt, 1MG1075 MRWA 10MM 75B C320 asphalt (BGC (Australia) Pty Ltd) (Australia) | Asphalt | Asphalt | 2024-01-01 | 2029-01-01 | Australia | EPD-IES-0013593:001 (S-P-13593) | Not applicable | EPD Australasia | https://epd-australasia.com/?s=0013593:001&post_type=epd | tonne | 2350 |  |  |  | 72.4205 | 72.4 | 0.017407 | 0.0031078 | 0 | 72.4205 | 0 | 0.072421 | 0.0724 | 1.7407e-05 | 3.1078e-06 | 0 | 0.072421 | 0 | Version 2025.1
Asphalt | Asphalt | Asphalt | Asphalt, 1MG1475 MRWA 14MM 75B INTERSECTION C320 asphalt (BGC (Australia) Pty Ltd) (Australia) | Asphalt | Asphalt | 2024-01-01 | 2029-01-01 | Australia | EPD-IES-0013594:001 (S-P-13594) | Not applicable | EPD Australasia | https://epd-australasia.com/?s=0013594:001&post_type=epd | tonne | 2350 |  |  |  | 70.2787 | 70.2593 | 0.016377 | 0.0031001 | 0 | 70.2787 | 0 | 0.070279 | 0.070259 | 1.6377e-05 | 3.1001e-06 | 0 | 0.070279 | 0 | Version 2025.1
Asphalt | Asphalt | Asphalt | Asphalt, 1MIG1475 MRWA INTERMEDIATE 14MM 75B C320 asphalt (BGC (Australia) Pty Ltd) (Australia) | Asphalt | Asphalt | 2024-01-01 | 2029-01-01 | Australia | EPD-IES-0013595:001 (S-P-13595) | Not applicable | EPD Australasia | https://epd-australasia.com/?s=0013595:001&post_type=epd | tonne | 2350 |  |  |  | 70.1492 | 70.1298 | 0.016318 | 0.0030948 | 0 | 70.1492 | 0 | 0.070149 | 0.07013 | 1.6318e-05 | 3.0948e-06 | 0 | 0.070149 | 0 | Version 2025.1
Asphalt | Asphalt | Asphalt | Asphalt, 1L750X10 LAT 7MM 50B 1% OXIDE asphalt (BGC (Australia) Pty Ltd) (Australia) | Asphalt | Asphalt | 2024-01-01 | 2029-01-01 | Australia | EPD-IES-0013592:001 (S-P-13592) | Not applicable | EPD Australasia | https://epd-australasia.com/?s=0013592:001&post_type=epd | tonne | 2350 |  |  |  | 76.1187 | 76.1 | 0.018502 | 0.00023576 | 0 | 76.1187 | 0 | 0.076119 | 0.0761 | 1.8502e-05 | 2.3576e-07 | 0 | 0.076119 | 0 | Version 2025.1
Asphalt | Asphalt | Asphalt | Asphalt, 4MIG2075B MRWA INTERMEDIATE 20MM 75B 10% RAP C600 asphalt (BGC (Australia) Pty Ltd) (Australia) | Asphalt | Asphalt | 2024-01-01 | 2029-01-01 | Australia | EPD-IES-0013596:001 (S-P-13596) | Not applicable | EPD Australasia | https://epd-australasia.com/?s=0013596:001&post_type=epd | tonne | 2350 |  |  |  | 68.8205 | 68.8023 | 0.015367 | 0.002882 | 0 | 68.8205 | 0 | 0.068821 | 0.068802 | 1.5367e-05 | 2.882e-06 | 0 | 0.068821 | 0 | Version 2025.1
Asphalt | Asphalt | Asphalt | Asphalt, 11G750 GRAN 7MM 50B asphalt (BGC (Australia) Pty Ltd) (Australia) | Asphalt | Asphalt | 2024-01-01 | 2029-01-01 | Australia | EPD-IES-0013579:001 (S-P-13579) | Not applicable | EPD Australasia | https://epd-australasia.com/?s=0013579:001&post_type=epd | tonne | 2350 |  |  |  | 60.9392 | 60.9226 | 0.016288 | 0.00023027 | 0 | 60.9392 | 0 | 0.060939 | 0.060923 | 1.6288e-05 | 2.3027e-07 | 0 | 0.060939 | 0 | Version 2025.1
Asphalt | Asphalt | Asphalt | Asphalt, 7MIG2075D MRWA INTERMEDIATE 20MM 75B 20% RAP C450 asphalt (BGC (Australia) Pty Ltd) (Australia) | Asphalt | Asphalt | 2024-01-01 | 2029-01-01 | Australia | EPD-IES-0013597:001 (S-P-13597) | Not applicable | EPD Australasia | https://epd-australasia.com/?s=0013597:001&post_type=epd | tonne | 2350 |  |  |  | 65.8806 | 65.8641 | 0.013448 | 0.003055 | 0 | 65.8806 | 0 | 0.065881 | 0.065864 | 1.3448e-05 | 3.055e-06 | 0 | 0.065881 | 0 | Version 2025.1
Asphalt | Asphalt | Asphalt | Asphalt, 1G735 GRAN 7MM 35B asphalt (BGC (Australia) Pty Ltd) (Australia) | Asphalt | Asphalt | 2024-01-01 | 2029-01-01 | Australia | EPD-IES-0013578:001 (S-P-13578) | Not applicable | EPD Australasia | https://epd-australasia.com/?s=0013578:001&post_type=epd | tonne | 2350 |  |  |  | 59.6726 | 59.6567 | 0.01567 | 0.00022562 | 0 | 59.6726 | 0 | 0.059673 | 0.059657 | 1.567e-05 | 2.2562e-07 | 0 | 0.059673 | 0 | Version 2025.1
Asphalt | Asphalt | Asphalt | Asphalt, 1G1050 GRAN 10MM 50B asphalt (BGC (Australia) Pty Ltd) (Australia) | Asphalt | Asphalt | 2024-01-01 | 2029-01-01 | Australia | EPD-IES-0013581:001 (S-P-13581) | Not applicable | EPD Australasia | https://epd-australasia.com/?s=0013581:001&post_type=epd | tonne | 2350 |  |  |  | 57.4506 | 57.4357 | 0.01464 | 0.00021786 | 0 | 57.4506 | 0 | 0.057451 | 0.057436 | 1.464e-05 | 2.1786e-07 | 0 | 0.057451 | 0 | Version 2025.1
Asphalt | Asphalt | Asphalt | Asphalt, 1G1450 GRAN 14MM 50B asphalt (BGC (Australia) Pty Ltd) (Australia) | Asphalt | Asphalt | 2024-01-01 | 2029-01-01 | Australia | EPD-IES-0013585:001 (S-P-13585) | Not applicable | EPD Australasia | https://epd-australasia.com/?s=0013585:001&post_type=epd | tonne | 2350 |  |  |  | 56.6124 | 56.5979 | 0.014228 | 0.00021476 | 0 | 56.6124 | 0 | 0.056612 | 0.056598 | 1.4228e-05 | 2.1476e-07 | 0 | 0.056612 | 0 | Version 2025.1
Asphalt | Asphalt | Asphalt | Asphalt, 1G1075 GRAN 10MM 75B asphalt (BGC (Australia) Pty Ltd) (Australia) | Asphalt | Asphalt | 2024-01-01 | 2029-01-01 | Australia | EPD-IES-0013583:001 (S-P-13583) | Not applicable | EPD Australasia | https://epd-australasia.com/?s=0013583:001&post_type=epd | tonne | 2350 |  |  |  | 56.6989 | 56.6844 | 0.014228 | 0.00021476 | 0 | 56.6989 | 0 | 0.056699 | 0.056684 | 1.4228e-05 | 2.1476e-07 | 0 | 0.056699 | 0 | Version 2025.1
Asphalt | Asphalt | Asphalt | Asphalt, 1G1050B GRAN 10MM 50B 10% RAP asphalt (BGC (Australia) Pty Ltd) (Australia) | Asphalt | Asphalt | 2024-01-01 | 2029-01-01 | Australia | EPD-IES-0013582:001 (S-P-13582) | Not applicable | EPD Australasia | https://epd-australasia.com/?s=0013582:001&post_type=epd | tonne | 2350 |  |  |  | 55.1577 | 55.1441 | 0.01338 | 0.0001969 | 0 | 55.1577 | 0 | 0.055158 | 0.055144 | 1.338e-05 | 1.969e-07 | 0 | 0.055158 | 0 | Version 2025.1
Asphalt | Asphalt | Asphalt | Asphalt, 1G1475 GRAN 14MM 75B asphalt (BGC (Australia) Pty Ltd) (Australia) | Asphalt | Asphalt | 2024-01-01 | 2029-01-01 | Australia | EPD-IES-0013588:001 (S-P-13588) | Not applicable | EPD Australasia | https://epd-australasia.com/?s=0013588:001&post_type=epd | tonne | 2350 |  |  |  | 54.1473 | 54.1341 | 0.012992 | 0.00020545 | 0 | 54.1473 | 0 | 0.054147 | 0.054134 | 1.2992e-05 | 2.0545e-07 | 0 | 0.054147 | 0 | Version 2025.1
Asphalt | Asphalt | Asphalt | Asphalt, 1G1075B GRAN 10MM 75B 10% RAP asphalt (BGC (Australia) Pty Ltd) (Australia) | Asphalt | Asphalt | 2024-01-01 | 2029-01-01 | Australia | EPD-IES-0013584:001 (S-P-13584) | Not applicable | EPD Australasia | https://epd-australasia.com/?s=0013584:001&post_type=epd | tonne | 2350 |  |  |  | 54.4369 | 54.4238 | 0.012968 | 0.0001938 | 0 | 54.4369 | 0 | 0.054437 | 0.054424 | 1.2968e-05 | 1.938e-07 | 0 | 0.054437 | 0 | Version 2025.1
Asphalt | Asphalt | Asphalt | Asphalt, 1G1050D GRAN 10MM 50B 20% RAP asphalt (BGC (Australia) Pty Ltd) (Australia) | Asphalt | Asphalt | 2024-01-01 | 2029-01-01 | Australia | EPD-IES-0013591:001 (S-P-13591) | Not applicable | EPD Australasia | https://epd-australasia.com/?s=0013591:001&post_type=epd | tonne | 2350 |  |  |  | 54.2303 | 54.2173 | 0.012738 | 0.0001806 | 0 | 54.2303 | 0 | 0.05423 | 0.054217 | 1.2738e-05 | 1.806e-07 | 0 | 0.05423 | 0 | Version 2025.1
Asphalt | Asphalt | Asphalt | Asphalt, 1G1450B GRAN 14MM 50B 10% RAP asphalt (BGC (Australia) Pty Ltd) (Australia) | Asphalt | Asphalt | 2024-01-01 | 2029-01-01 | Australia | EPD-IES-0013586:001 (S-P-13586) | Not applicable | EPD Australasia | https://epd-australasia.com/?s=0013586:001&post_type=epd | tonne | 2350 |  |  |  | 52.393 | 52.3804 | 0.012359 | 0.00018981 | 0 | 52.393 | 0 | 0.052393 | 0.05238 | 1.2359e-05 | 1.8981e-07 | 0 | 0.052393 | 0 | Version 2025.1
Asphalt | Asphalt | Asphalt | Asphalt, 1G1475B GRAN 14MM 75B 10% RAP asphalt (BGC (Australia) Pty Ltd) (Australia) | Asphalt | Asphalt | 2024-01-01 | 2029-01-01 | Australia | EPD-IES-0013589:001 (S-P-13589) | Not applicable | EPD Australasia | https://epd-australasia.com/?s=0013589:001&post_type=epd | tonne | 2350 |  |  |  | 53.1272 | 53.1146 | 0.01235 | 0.00018915 | 0 | 53.1272 | 0 | 0.053127 | 0.053115 | 1.235e-05 | 1.8915e-07 | 0 | 0.053127 | 0 | Version 2025.1
Asphalt | Asphalt | Asphalt | Asphalt, 1G1450D GRAN 14MM 50B 20% RAP asphalt (BGC (Australia) Pty Ltd) (Australia) | Asphalt | Asphalt | 2024-01-01 | 2029-01-01 | Australia | EPD-IES-0013587:001 (S-P-13587) | Not applicable | EPD Australasia | https://epd-australasia.com/?s=0013587:001&post_type=epd | tonne | 2350 |  |  |  | 51.934 | 51.9221 | 0.011707 | 0.00017284 | 0 | 51.934 | 0 | 0.051934 | 0.051922 | 1.1707e-05 | 1.7284e-07 | 0 | 0.051934 | 0 | Version 2025.1
Asphalt | Asphalt | Asphalt | Asphalt, 1G1475D GRAN 14MM 75B 20% RAP asphalt (BGC (Australia) Pty Ltd) (Australia) | Asphalt | Asphalt | 2024-01-01 | 2029-01-01 | Australia | EPD-IES-0013590:001 (S-P-13590) | Not applicable | EPD Australasia | https://epd-australasia.com/?s=0013590:001&post_type=epd | tonne | 2350 |  |  |  | 51.6354 | 51.6237 | 0.011502 | 0.00017129 | 0 | 51.6354 | 0 | 0.051635 | 0.051624 | 1.1502e-05 | 1.7129e-07 | 0 | 0.051635 | 0 | Version 2025.1
Asphalt | Asphalt | Asphalt | Asphalt, BITUMATE (ResourceCo) (Australia) | Asphalt | Asphalt | 2024-01-01 | 2029-01-01 | Australia | EPD-IES-0013395:001 (S-P-13395) | Not applicable | EPD Australasia | https://epd-australasia.com/?s=0013395:001&post_type=epd | tonne | 2350 |  |  |  | 5.83 | 5.82 | 0.00175 | 0.0109 | 0 | 5.8327 | 0 | 0.00583 | 0.00582 | 1.75e-06 | 1.09e-05 | 0 | 0.0058327 | 0 | Version 2025.1
Asphalt | Asphalt | Asphalt | Asphalt, Bitumate (ResourceCo) (Australia) | Asphalt | Asphalt | 2024-01-01 | 2029-01-01 | Australia | EPD-IES-0013395:001 (S-P-13395) | Not applicable | EPD Australasia | https://epd-australasia.com/?s=0013395:001&post_type=epd | tonne | 2350 |  |  |  | 5.83 | 5.82 | 0.00175 | 0.0109 | 0 | 5.8327 | 0 | 0.00583 | 0.00582 | 1.75e-06 | 1.09e-05 | 0 | 0.0058327 | 0 | Version 2025.1
Asphalt | Asphalt | Asphalt | Asphalt, 1SMAG750 SMA GRAN 7MM 50 asphalt (BGC (Australia) Pty Ltd) (Australia) | Asphalt | Asphalt | 2024-01-01 | 2029-01-01 | Australia | EPD-IES-0013580:001 (S-P-13580) | Not applicable | EPD Australasia | https://epd-australasia.com/?s=0013580:001&post_type=epd | tonne | 2350 |  |  |  | 62.0043 | 62.1619 | -0.15794 | 0.00034851 | 0 | 62.1622 | 0 | 0.062004 | 0.062162 | -0.00015794 | 3.4851e-07 | 0 | 0.062162 | 0 | Version 2025.1
Flooring | Carpet | Carpet flooring | Carpet, Colortec RE:THINK 500g, 1300g/m2 (Dansk Wilton) (Global) | Carpet_flooring | Carpet_flooring | 2023-07-26 | 2028-07-26 | Global | S-P-09908 |  | EPD (International) | https://api.environdec.com/api/v1/EPDLibrary/Files/e1f563b4-f7be-49c1-048d-08db8d1ef4eb/Data | m² |  | 2.37 |  |  | 25.6 | 19.4 | 5.15 | 1.11 | 0 | 25.66 | 0 | 10.8017 | 8.1857 | 2.173 | 0.46835 | 0 | 10.827 | 0 | Version 1.0
Flooring | Carpet | Carpet flooring | Carpet tile, Vibe carpet tiles (Burmatex) (United Kingdom) | Carpet_flooring | Carpet_flooring | 2023-03-30 | 2028-01-04 | United Kingdom | S-P-08171 |  | EPD (International) | https://api.environdec.com/api/v1/EPDLibrary/Files/396474c2-a173-4d21-cd14-08db4c1420c4/Data | m² |  | 4.18 |  |  | 9.43 | 9.39 | 0.00752 | 0.0349 | 0 | 9.4324 | 0 | 2.256 | 2.2464 | 0.001799 | 0.0083493 | 0 | 2.2566 | 0 | Version 1.0
Flooring | Carpet | Carpet flooring | Carpet, Colortec RE:THINK 500g, 1100g/m2 (Dansk Wilton) (Global) | Carpet_flooring | Carpet_flooring | 2023-07-26 | 2028-07-26 | Global | S-P-09908 |  | EPD (International) | https://api.environdec.com/api/v1/EPDLibrary/Files/e1f563b4-f7be-49c1-048d-08db8d1ef4eb/Data | m² |  | 2.17 |  |  | 22.7 | 17.4 | 4.36 | 0.944 | 0 | 22.704 | 0 | 10.4608 | 8.0184 | 2.0092 | 0.43502 | 0 | 10.4627 | 0 | Version 1.0
Flooring | Carpet | Carpet flooring | Carpet tile, Nexus Cushion Modular Carpet Tile -Ultima 19oz face weight (J+J Flooring) (Global) | Carpet_flooring | Carpet_flooring | 2024-03-20 | 2029-03-20 | Global | S-P-13032 |  | EPD (International) | https://api.environdec.com/api/v1/EPDLibrary/Files/e7657f54-3f27-4faa-95de-08dc3c72202b/Data | m² |  | 4.22 |  |  | 17.6 | 0 | 0 | 0 | 0 | 17.6 | 0 | 4.1706 | 0 | 0 | 0 | 0 | 4.1706 | 0 | Version 1.0
Flooring | Carpet | Carpet flooring | Carpet tile, Nexus Cushion Modular Carpet Tile - Encore 100 19oz face weight (J+J Flooring) (Global) | Carpet_flooring | Carpet_flooring | 2024-03-20 | 2029-03-20 | Global | S-P-13032 |  | EPD (International) | https://api.environdec.com/api/v1/EPDLibrary/Files/e7657f54-3f27-4faa-95de-08dc3c72202b/Data | m² |  | 4.22 |  |  | 14.4 | 0 | 0 | 0 | 0 | 14.4 | 0 | 3.4123 | 0 | 0 | 0 | 0 | 3.4123 | 0 | Version 1.0
Flooring | Carpet | Carpet flooring | Carpet tile, Nexus Cushion Modular Carpet Tile - TerePlex 19oz face weight (J+J Flooring) (Global) | Carpet_flooring | Carpet_flooring | 2024-03-20 | 2029-03-20 | Global | S-P-13032 |  | EPD (International) | https://api.environdec.com/api/v1/EPDLibrary/Files/e7657f54-3f27-4faa-95de-08dc3c72202b/Data | m² |  | 4.22 |  |  | 17.5 | 0 | 0 | 0 | 0 | 17.5 | 0 | 4.1469 | 0 | 0 | 0 | 0 | 4.1469 | 0 | Version 1.0
Flooring | Carpet | Carpet flooring | Carpet, Endure Plus Broadloom carpet - Ultima (J+J Flooring) (North America) | Carpet_flooring | Carpet_flooring | 2024-03-20 | 2029-03-20 | North America | S-P-13036 |  | EPD (International) | https://api.environdec.com/api/v1/EPDLibrary/Files/e39d6f77-b9d4-4390-95d6-08dc3c72202b/Data | m² |  | 3.29 |  |  | 12.3 | 0 | 0 | 0 | 0 | 12.3 | 0 | 3.7386 | 0 | 0 | 0 | 0 | 3.7386 | 0 | Version 1.0
Flooring | Carpet | Carpet flooring | Carpet, Endure Plus Broadloom carpet - Encore (J+J Flooring) (North America) | Carpet_flooring | Carpet_flooring | 2024-03-20 | 2029-03-20 | North America | S-P-13036 |  | EPD (International) | https://api.environdec.com/api/v1/EPDLibrary/Files/e39d6f77-b9d4-4390-95d6-08dc3c72202b/Data | m² |  | 3.29 |  |  | 8.53 | 0 | 0 | 0 | 0 | 8.53 | 0 | 2.5927 | 0 | 0 | 0 | 0 | 2.5927 | 0 | Version 1.0
Flooring | Carpet | Carpet flooring | Carpet, Endure Plus Broadloom carpet - TeraPlex (J+J Flooring) (North America) | Carpet_flooring | Carpet_flooring | 2024-03-20 | 2029-03-20 | North America | S-P-13036 |  | EPD (International) | https://api.environdec.com/api/v1/EPDLibrary/Files/e39d6f77-b9d4-4390-95d6-08dc3c72202b/Data | m² |  | 3.29 |  |  | 12.5 | 0 | 0 | 0 | 0 | 12.5 | 0 | 3.7994 | 0 | 0 | 0 | 0 | 3.7994 | 0 | Version 1.0
Flooring | Carpet | Carpet flooring | Carpet tile, Nexus Cushion Modular Carpet Tile -Ultima (EF Contract) (North America) | Carpet_flooring | Carpet_flooring | 2024-03-20 | 2029-03-20 | North America | S-P-13027 |  | EPD (International) | https://api.environdec.com/api/v1/EPDLibrary/Files/062da6cf-8c60-4946-95d5-08dc3c72202b/Data | m² |  | 4.22 |  |  | 17.6 | 0 | 0 | 0 | 0 | 17.6 | 0 | 4.1706 | 0 | 0 | 0 | 0 | 4.1706 | 0 | Version 1.0
Flooring | Carpet | Carpet flooring | Carpet tile, Nexus Cushion Modular Carpet Tile - Encore 100 (EF Contract) (North America) | Carpet_flooring | Carpet_flooring | 2024-03-20 | 2029-03-20 | North America | S-P-13032 |  | EPD (International) | https://api.environdec.com/api/v1/EPDLibrary/Files/062da6cf-8c60-4946-95d5-08dc3c72202b/Data | m² |  | 4.22 |  |  | 14.4 | 0 | 0 | 0 | 0 | 14.4 | 0 | 3.4123 | 0 | 0 | 0 | 0 | 3.4123 | 0 | Version 1.0
Flooring | Carpet | Carpet flooring | Carpet tile, Nexus Cushion Modular Carpet Tile - TerePlex (EF Contract) (North America) | Carpet_flooring | Carpet_flooring | 2024-03-20 | 2029-03-20 | North America | S-P-13032 |  | EPD (International) | https://api.environdec.com/api/v1/EPDLibrary/Files/062da6cf-8c60-4946-95d5-08dc3c72202b/Data | m² |  | 4.22 |  |  | 17.5 | 0 | 0 | 0 | 0 | 17.5 | 0 | 4.1469 | 0 | 0 | 0 | 0 | 4.1469 | 0 | Version 1.0
Flooring | Carpet | Carpet flooring | Carpet, Endure Plus Broadloom carpet - Ultima (EF Contract) (North America) | Carpet_flooring | Carpet_flooring | 2024-03-20 | 2029-03-20 | North America | S-P-13031 |  | EPD (International) | https://api.environdec.com/api/v1/EPDLibrary/Files/dfb96b51-bf5e-4a02-95d1-08dc3c72202b/Data | m² |  | 3.29 |  |  | 12.3 | 0 | 0 | 0 | 0 | 12.3 | 0 | 3.7386 | 0 | 0 | 0 | 0 | 3.7386 | 0 | Version 1.0
Flooring | Carpet | Carpet flooring | Carpet, Endure Plus Broadloom carpet - Encore (EF Contract) (North America) | Carpet_flooring | Carpet_flooring | 2024-03-20 | 2029-03-20 | North America | S-P-13031 |  | EPD (International) | https://api.environdec.com/api/v1/EPDLibrary/Files/dfb96b51-bf5e-4a02-95d1-08dc3c72202b/Data | m² |  | 3.29 |  |  | 8.53 | 0 | 0 | 0 | 0 | 8.53 | 0 | 2.5927 | 0 | 0 | 0 | 0 | 2.5927 | 0 | Version 1.0
Flooring | Carpet | Carpet flooring | Carpet, Endure Plus Broadloom carpet - TeraPlex (EF Contract) (North America) | Carpet_flooring | Carpet_flooring | 2024-03-20 | 2029-03-20 | North America | S-P-13031 |  | EPD (International) | https://api.environdec.com/api/v1/EPDLibrary/Files/dfb96b51-bf5e-4a02-95d1-08dc3c72202b/Data | m² |  | 3.29 |  |  | 12.5 | 0 | 0 | 0 | 0 | 12.5 | 0 | 3.7994 | 0 | 0 | 0 | 0 | 3.7994 | 0 | Version 1.0
Flooring | Carpet | Carpet flooring | Carpet, Colortec RE:THINK 500g, 1500g/m2 (Dansk Wilton) (Global) | Carpet_flooring | Carpet_flooring | 2023-07-26 | 2028-07-26 | Global | S-P-09908 |  | EPD (International) | https://api.environdec.com/api/v1/EPDLibrary/Files/e1f563b4-f7be-49c1-048d-08db8d1ef4eb/Data | m² |  | 2.57 |  |  | 28.6 | 21.3 | 5.93 | 1.29 | 0 | 28.52 | 0 | 11.1284 | 8.2879 | 2.3074 | 0.50195 | 0 | 11.0973 | 0 | Version 1.0
Flooring | Carpet | Carpet flooring | Carpet Flooring, EcoWorx® Carpet Tile (US Made UK Market) with EcoSolution Q®, Solution Q®, or Solution Q Extreme® Face Fibre (Shaw Contract (Shaw Europe Ltd.)) (Global) | Carpet_flooring | Carpet_flooring | 2023-06-11 | 2028-05-11 | Global | EPD-SHA-20230440-CBA1-EN |  | IBU | PDMS - PDMSViewDetails | m² |  | 3.14 |  |  | 8.67 | 9.08 | -0.414 | 0.000612 | 0 | 9.0806 | 0 | 2.7611 | 2.8917 | -0.13185 | 0.0001949 | 0 | 2.8919 | 0 | Version 2025.1
Flooring | Carpet | Carpet flooring | Carpet Flooring, Modular resilient flooring 4.5mm LVT (Interface) (Global) | Carpet_flooring | Carpet_flooring | 2021-10-01 | 2026-01-10 | Global | 4789956802.102.1 | Not applicable | UL Environment | https://www.interface.com/content/dam/interfaceinc/interface/sustainability/ams/third-party-certifications/epd/wc_am-lvtsoundchoiceepd.pdf | m² |  | 6.8 |  |  | 9.13 | 0 | 0 | 0 | 0 | 9.13 | 0 | 1.3426 | 0 | 0 | 0 | 0 | 1.3426 | 0 | Version 2025.1 | Expired
Flooring | Carpet | Carpet flooring | Carpet Flooring, Modular carpet on GlasBac (Interface) (Americas) | Carpet_flooring | Carpet_flooring | 2021-01-10 | 2026-01-10 | Americas | 4789956802.105.1 | Not applicable | UL Environment | https://www.interface.com/content/dam/interfaceinc/interface/sustainability/ams/third-party-certifications/epd/wc-am-glasbac-epd.pdf | m² |  | 3.2 |  |  | 4.78 | 0 | 0 | 0 | 0 | 4.78 | 0 | 1.4937 | 0 | 0 | 0 | 0 | 1.4937 | 0 | Version 2025.1 | Expired
Flooring | Carpet | Carpet flooring | Carpet Flooring, Modular carpet on GlasBac (Interface) (APAC) | Carpet_flooring | Carpet_flooring | 2021-01-10 | 2026-01-10 | APAC | 4789956802.104.1 | Not applicable | UL Environment | https://www.interface.com/content/dam/interfaceinc/interface/sustainability/apac/apac-shared-assets/epds/Interface_EPD-Environmental-Product-Declaration-APAC-Australia-Nylon-GlasBac.pdf | m² |  | 3.3 |  |  | 5.54 | 0 | 0 | 0 | 0 | 5.54 | 0 | 1.6788 | 0 | 0 | 0 | 0 | 1.6788 | 0 | Version 2025.1 | Expired
Flooring | Carpet | Carpet flooring | Carpet Flooring, Cord carpet roll (Tretford Carpet) (Global) | Carpet_flooring | Carpet_flooring | 2021-08-28 | 2026-08-28 | Global | TRD C01 2021EP |  | Global GreenTag | https://www.globalgreentag.com/certificate/2764/211129_WAT_EPD15804TretfordCarpet%40Evah25Aug2021c_ALLSIGNED.pdf | m² |  | 2.95 |  |  | 4.1 | 0 | 0 | 0 | 0 | 4.1 | 0 | 1.3898 | 0 | 0 | 0 | 0 | 1.3898 | 0 | Version 2025.1
Flooring | Carpet | Carpet flooring | Carpet Flooring, StrataWorx Carpet Tile with EcoSolution Q, Solution Q, or Solution Q Extreme Face Fiber (Shaw Contract (Shaw Europe Ltd.)) (North America) | Carpet_flooring | Carpet_flooring | 2021-01-08 | 2026-01-08 | North America | 4791140099.121.1 | Not applicable | UL Environment | https://spot.ul.com/main-app/products/detail/63f64a3a1d76aa806020a4e2?page_type=Products%20Catalog | m² |  | 1.95 |  |  | 7.29 | 0 | 0 | 0 | 0 | 7.29 | 0 | 3.7385 | 0 | 0 | 0 | 0 | 3.7385 | 0 | Version 2025.1 | Expired
Vertical services | Lift | Category 1, 2 for low rise buildings (<4 floors) | Lift, KONE Monospace 300 DX (Usage Cat. 1/2) (KONE) (Global) | Lift_Cat1_2 | Lift_Cat1_2 | 2021-11-16 | 2026-11-15 | Global | S-P-04623 |  | EPD (International) | https://api.environdec.com/api/v1/EPDLibrary/Files/613d858a-9a03-4c74-bc78-08da527ee518/Data | Unit |  |  |  | 4714 | 14717 | 16417 | -1828.62 | 39.74 | 0 | 16456.74 | 0 | 3.122 | 3.4826 | -0.38791 | 0.0084302 | 0 | 3.491 | 0 | Version 1.0
Vertical services | Lift | Category 1, 2 for low rise buildings (<4 floors) | Lift, TK Elevator (Usage Cat. 1/2) (TK Elevator GmbH) (Europe) | Lift_Cat1_2 | Lift_Cat1_2 | 2023-06-21 | 2028-04-11 | Europe | S-P-08258 |  | EPD (International) | https://api.environdec.com/api/v1/EPDLibrary/Files/015c245e-e403-4e0e-764c-08db719c9c63/Data | Unit |  |  |  | 2333 | 4173.15 | 4496.65 | -329.97 | 0 | 0 | 4496.65 | 0 | 1.7887 | 1.9274 | -0.14144 | 0 | 0 | 1.9274 | 0 | Version 1.0
Vertical services | Lift | Category 1, 2 for low rise buildings (<4 floors) | Lift, KONE Monospace 500 DX (Usage Cat. 1/2) (KONE) (Global) | Lift_Cat1_2 | Lift_Cat1_2 | 2022-05-21 | 2027-05-19 | Global | S-P-05555 |  | EPD (International) | https://api.environdec.com/api/v1/EPDLibrary/Files/5b0c5c93-3c15-41a7-70da-08db473a5587/Data | Unit |  |  |  | 7395 | 26803 | 28743 | -3059.858 | 58.149 | 0 | 28801.149 | 0 | 3.6245 | 3.8868 | -0.41377 | 0.0078633 | 0 | 3.8947 | 0 | Version 1.0
Vertical services | Lift | Category 1, 2 for low rise buildings (<4 floors) | Lift, OTIS GEN2 LIFE (Usage Cat. 1/2) (OTIS) (Europe) | Lift_Cat1_2 | Lift_Cat1_2 | 2023-06-23 | 2028-06-23 | Europe | S-P-01068 | 3 | EPD (International) | https://api.environdec.com/api/v1/EPDLibrary/Files/ff8b8783-a268-4545-0527-08db8d1ef4eb/Data | Unit |  |  |  | 2609 | 6525 | 6873 | -339.3 | 3.422 | 0 | 6876.422 | 0 | 2.501 | 2.6343 | -0.13005 | 0.0013116 | 0 | 2.6357 | 0 | Version 1.0
Vertical services | Lift | Category 3, 4 for medium rise buildings (4-10 floors) | Lift, TK Elevator (Usage Cat. 3/4) (TK Elevator GmbH) (Europe) | Lift_Cat3_4 | Lift_Cat3_4 | 2023-06-21 | 2028-04-11 | Europe | S-P-08258 |  | EPD (International) | https://api.environdec.com/api/v1/EPDLibrary/Files/015c245e-e403-4e0e-764c-08db719c9c63/Data | Unit |  |  |  | 2333 | 4161.504 | 4487.592 | -328.4172 | 0 | 0 | 4487.592 | 0 | 1.7838 | 1.9235 | -0.14077 | 0 | 0 | 1.9235 | 0 | Version 1.0
Vertical services | Lift | Category 3, 4 for medium rise buildings (4-10 floors) | Lift, KONE Minispace DX HighRise elevator with steel rope (Usage Cat. 3/4) (KONE) (Global) | Lift_Cat3_4 | Lift_Cat3_4 | 2023-01-27 | 2028-01-26 | Global | S-P-08215 |  | EPD (International) | https://api.environdec.com/api/v1/EPDLibrary/Files/a204fb29-346c-49ae-27fd-08db259f9365/Data | Unit |  |  |  | 41765 | 108920 | 117114 | -8251.9026 | 134.001 | 0 | 117248.001 | 0 | 2.6079 | 2.8041 | -0.19758 | 0.0032085 | 0 | 2.8073 | 0 | Version 1.0
Vertical services | Lift | Category 3, 4 for medium rise buildings (4-10 floors) | Lift, OTIS GEN2 STREAM (Usage Cat. 3/4) (OTIS) (Europe) | Lift_Cat3_4 | Lift_Cat3_4 | 2023-06-23 | 2028-06-23 | Europe | S-P-01068 | 3 | EPD (International) | https://api.environdec.com/api/v1/EPDLibrary/Files/61908712-1a28-4f62-9a86-08db7e35bd3c/Data | Unit |  |  |  | 7030 | 19300.96 | 19854.24 | -566.048 | 9.8952 | 0 | 19864.1352 | 0 | 2.7455 | 2.8242 | -0.080519 | 0.0014076 | 0 | 2.8256 | 0 | Version 1.0
Vertical services | Lift | Category 3, 4 for medium rise buildings (4-10 floors) | Lift, OTIS Gen2 Stream® HR (Usage Cat. 3/4) (OTIS) (Europe) | Lift_Cat3_4 | Lift_Cat3_4 | 2023-06-23 | 2028-06-23 | Europe | S-P-01069 |  | EPD (International) | https://api.environdec.com/api/v1/EPDLibrary/Files/fe3b28f3-66ce-40fd-9a85-08db7e35bd3c/Data | Unit |  |  |  | 12564 | 32193.75 | 32937.5 | -745.875 | 17.9563 | 0 | 32955.4563 | 0 | 2.5624 | 2.6216 | -0.059366 | 0.0014292 | 0 | 2.623 | 0 | Version 1.0
Vertical services | Lift | Category 3, 4 for medium rise buildings (4-10 floors) | Lift, Rexia/Zexia lift (Usage Cat. 3/4) (Fujitech) (Global) | Lift_Cat3_4 | Lift_Cat3_4 | 2022-07-28 | 2027-07-27 | Global | S-P-06414 |  | EPD (International) | https://api.environdec.com/api/v1/EPDLibrary/Files/1190336b-1453-4d39-a33b-08da713617ee/Data | Unit |  |  |  | 12304 | 61749.24 | 61396.79 | 350.3353 | 52.3036 | 0 | 61799.4289 | 0 | 5.0186 | 4.99 | 0.028473 | 0.0042509 | 0 | 5.0227 | 0 | Version 1.0
Vertical services | Lift | Category 3, 4 for medium rise buildings (4-10 floors) | Lift, Schindler 5500 modular passenger elevator (Usage Cat. 3/4) (Schindler) (Europe) | Lift_Cat3_4 | Lift_Cat3_4 | 2022-11-25 | 2027-11-25 | Europe | S-P-01459 |  | EPD (International) | https://api.environdec.com/api/v1/EPDLibrary/Files/2a1896fd-7277-4eca-f292-08dad2cda467/Data | Unit |  |  |  | 4788.9 | 12016.848 | 12650.648 | -656.6168 | 15.338 | 0 | 12665.986 | 0 | 2.5093 | 2.6417 | -0.13711 | 0.0032028 | 0 | 2.6449 | 0 | Version 2025.1
Vertical services | Lift | Category 5, 6 for high rise buildings (>10 floors) | Lift, UCA(Ultra China Altitude) elevator (Usage Cat. 5/6) (Hitachi Elevator (China) Co., Ltd.) (China) | Lift_Cat5_6 | Lift_Cat5_6 | 2023-10-17 | 2028-10-17 | China | S-P-11087 |  | EPD (International) | https://api.environdec.com/api/v1/EPDLibrary/Files/94778d5c-dbf3-4f9b-5149-08dbd569605a/Data | Unit |  |  |  | 63730 | 139806.1 | 139806.1 | -657.9534 | 426.6248 | 0 | 140232.7248 | 0 | 2.1937 | 2.1937 | -0.010324 | 0.0066943 | 0 | 2.2004 | 0 | Version 1.0
Vertical services | Lift | Category 5, 6 for high rise buildings (>10 floors) | Lift, Elsia lift (Usage Cat. 5/6) (Fujitech) (Global) | Lift_Cat5_6 | Lift_Cat5_6 | 2022-07-28 | 2027-07-27 | Global | S-P-06410 |  | EPD (International) | https://api.environdec.com/api/v1/EPDLibrary/Files/c3774fc1-6968-4daf-a33c-08da713617ee/Data | Unit |  |  |  | 46348 | 259393.2 | 257974.2 | 1220.34 | 214.5528 | 0 | 259409.0928 | 0 | 5.5966 | 5.566 | 0.02633 | 0.0046292 | 0 | 5.597 | 0 | Version 1.0
Vertical services | Lift | Category 5, 6 for high rise buildings (>10 floors) | Lift, Schindler 7000 High-Speed China (Usage Cat 5/6) (Schindler Management Ltd) (China) | Lift_Cat5_6 | Lift_Cat5_6 | 2022-07-07 | 2027-07-07 | China | S-P-05344 |  | EPD (International) | https://api.environdec.com/api/v1/EPDLibrary/Files/13b31ba8-03e7-4235-b9b5-08dca749c5b7/Data | Unit |  |  |  | 36552 | 92452.1202 | 99732.6 | -7539.7846 | 135.6363 | 0 | 99868.2363 | 0 | 2.5293 | 2.7285 | -0.20628 | 0.0037108 | 0 | 2.7322 | 0 | Version 2025.1
Ceilings and walls | Ceiling tile | Ceiling tile | Mineral Fibre Ceiling, Ultima® Ceiling Panels (Armstrong World Industries) (Global) | Ceiling_tile | Ceiling_tile | 2024-02-15 | 2029-02-15 | Global | EPD 591 |  | UL Environment | https://www.armstrongceilings.com/content/dam/armstrongceilings/commercial/north-america/epds/ultima-epd.pdf | m² |  | 5.0107 |  |  | 3.5054 | 0 | 0 | 0 | 0 | 3.5054 | 0 | 0.69957 | 0 | 0 | 0 | 0 | 0.69957 | 0 | Version 2025.1
Ceilings and walls | Ceiling tile | Ceiling tile | Ceiling tile, Bioguard Acoustic, Ultima (Armstrong Ceiling Solutions (Australia) Pty Ltd) (Global) | Ceiling_tile | Ceiling_tile | 2023-04-17 | 2028-04-16 | Global | EPD-ARM-20230066-IAC1-EN |  | IBU | https://armstrongceilings.com.au/wp-content/uploads/EPD_Ultima_Bioguard-Acoustic.pdf | m² |  | 5.53 |  |  | 6.39 | 7.23 | -0.848 | 0.00165 | 0 | 7.2317 | 0 | 1.1555 | 1.3074 | -0.15335 | 0.00029837 | 0 | 1.3077 | 0 | Version 2025.1
Ceilings and walls | Ceiling tile | Ceiling tile | Ceiling tile, AMF Thermatex & Armstrong Acoustic Range (Knauf Ceiling Solutions GmbH & Co. KG) (Global) | Ceiling_tile | Ceiling_tile | 2021-03-29 | 2026-03-28 | Global | EPD-KNA-20210053-IBC1-EN |  | IBU | https://armstrongceilings.com.au/wp-content/uploads/EPD_Laminated-Range.pdf | m² |  | 4.31 |  |  | 5.08 | 5.64 | -0.564 | 0.00412 | 0 | 5.6441 | 0 | 1.1787 | 1.3086 | -0.13086 | 0.00095592 | 0 | 1.3095 | 0 | Version 2025.1 | Expired
Ceilings and walls | Ceiling tile | Ceiling tile | Ceiling tile, Exposed Internal Ceiling Tiles (saveBOARD) (Australia and New Zealand) | Ceiling_tile | Ceiling_tile | 2025-01-05 | 2030-01-05 | Australia and New Zealand | EPD-IES-0014119 | Not applicable | EPD Australasia | https://epd-australasia.com/wp-content/uploads/2025/01/EPD-IES-0014119_v1_saveBOARD_ExposedInternal_2025-01-05.pdf | m² |  | 7.18 |  |  | -7.4 | 1.28 | -8.7 | 0.0235 | 0 | 1.3035 | 0 | -1.0306 | 0.17827 | -1.2117 | 0.003273 | 0 | 0.18155 | 0 | Version 2025.1
Masonry | Clay brick | Clay bricks | Clay brick, FACING, Horizontally Perforated Bricks (KEBE SA) (Global) | Clay_bricks | Clay_bricks | 2023-03-28 | 2028-03-27 | Global | S-P-08942 |  | EPD (International) | https://api.environdec.com/api/v1/EPDLibrary/Files/31953b06-df9f-4fc0-28d9-08db259f9365/Data | tonne |  |  |  |  | 132 | 147 | -15.4 | 0.0232 | 0 | 147.0232 | 0 | 0.132 | 0.147 | -0.0154 | 2.32e-05 | 0 | 0.14702 | 0 | Version 1.0
Masonry | Clay brick | Clay bricks | Clay brick, N 60, Horizontally Perforated Bricks (KEBE SA) (Global) | Clay_bricks | Clay_bricks | 2023-03-28 | 2028-03-27 | Global | S-P-08942 |  | EPD (International) | https://api.environdec.com/api/v1/EPDLibrary/Files/31953b06-df9f-4fc0-28d9-08db259f9365/Data | tonne |  |  |  |  | 132 | 147 | -15.4 | 0.0232 | 0 | 147.0232 | 0 | 0.132 | 0.147 | -0.0154 | 2.32e-05 | 0 | 0.14702 | 0 | Version 1.0
Masonry | Clay brick | Clay bricks | Clay brick, N 70, Horizontally Perforated Bricks (KEBE SA) (Global) | Clay_bricks | Clay_bricks | 2023-03-28 | 2028-03-27 | Global | S-P-08942 |  | EPD (International) | https://api.environdec.com/api/v1/EPDLibrary/Files/31953b06-df9f-4fc0-28d9-08db259f9365/Data | tonne |  |  |  |  | 132 | 147 | -15.4 | 0.0232 | 0 | 147.0232 | 0 | 0.132 | 0.147 | -0.0154 | 2.32e-05 | 0 | 0.14702 | 0 | Version 1.0
Masonry | Clay brick | Clay bricks | Clay brick, Ν 90, Horizontally Perforated Bricks (KEBE SA) (Global) | Clay_bricks | Clay_bricks | 2023-03-28 | 2028-03-27 | Global | S-P-08942 |  | EPD (International) | https://api.environdec.com/api/v1/EPDLibrary/Files/31953b06-df9f-4fc0-28d9-08db259f9365/Data | tonne |  |  |  |  | 132 | 147 | -15.4 | 0.0232 | 0 | 147.0232 | 0 | 0.132 | 0.147 | -0.0154 | 2.32e-05 | 0 | 0.14702 | 0 | Version 1.0
Masonry | Clay brick | Clay bricks | Clay brick, Ν 180, Horizontally Perforated Bricks (KEBE SA) (Global) | Clay_bricks | Clay_bricks | 2023-03-28 | 2028-03-27 | Global | S-P-08942 |  | EPD (International) | https://api.environdec.com/api/v1/EPDLibrary/Files/31953b06-df9f-4fc0-28d9-08db259f9365/Data | tonne |  |  |  |  | 132 | 147 | -15.4 | 0.0232 | 0 | 147.0232 | 0 | 0.132 | 0.147 | -0.0154 | 2.32e-05 | 0 | 0.14702 | 0 | Version 1.0
Masonry | Clay brick | Clay bricks | Clay brick, FACING N 180, Horizontally Perforated Bricks (KEBE SA) (Global) | Clay_bricks | Clay_bricks | 2023-03-28 | 2028-03-27 | Global | S-P-08942 |  | EPD (International) | https://api.environdec.com/api/v1/EPDLibrary/Files/31953b06-df9f-4fc0-28d9-08db259f9365/Data | tonne |  |  |  |  | 132 | 147 | -15.4 | 0.0232 | 0 | 147.0232 | 0 | 0.132 | 0.147 | -0.0154 | 2.32e-05 | 0 | 0.14702 | 0 | Version 1.0
Masonry | Clay brick | Clay bricks | Clay brick, N 225, Horizontally Perforated Bricks (KEBE SA) (Global) | Clay_bricks | Clay_bricks | 2023-03-28 | 2028-03-27 | Global | S-P-08942 |  | EPD (International) | https://api.environdec.com/api/v1/EPDLibrary/Files/31953b06-df9f-4fc0-28d9-08db259f9365/Data | tonne |  |  |  |  | 132 | 147 | -15.4 | 0.0232 | 0 | 147.0232 | 0 | 0.132 | 0.147 | -0.0154 | 2.32e-05 | 0 | 0.14702 | 0 | Version 1.0
Masonry | Clay brick | Clay bricks | Clay brick, N 200, Horizontally Perforated Bricks (KEBE SA) (Global) | Clay_bricks | Clay_bricks | 2023-03-28 | 2028-03-27 | Global | S-P-08942 |  | EPD (International) | https://api.environdec.com/api/v1/EPDLibrary/Files/31953b06-df9f-4fc0-28d9-08db259f9365/Data | tonne |  |  |  |  | 132 | 147 | -15.4 | 0.0232 | 0 | 147.0232 | 0 | 0.132 | 0.147 | -0.0154 | 2.32e-05 | 0 | 0.14702 | 0 | Version 1.0
Masonry | Clay brick | Clay bricks | Clay brick, N 250, Horizontally Perforated Bricks (KEBE SA) (Global) | Clay_bricks | Clay_bricks | 2023-03-28 | 2028-03-27 | Global | S-P-08942 |  | EPD (International) | https://api.environdec.com/api/v1/EPDLibrary/Files/31953b06-df9f-4fc0-28d9-08db259f9365/Data | tonne |  |  |  |  | 132 | 147 | -15.4 | 0.0232 | 0 | 147.0232 | 0 | 0.132 | 0.147 | -0.0154 | 2.32e-05 | 0 | 0.14702 | 0 | Version 1.0
Masonry | Clay brick | Clay bricks | Clay brick, Ν 280, Horizontally Perforated Bricks (KEBE SA) (Global) | Clay_bricks | Clay_bricks | 2023-03-28 | 2028-03-27 | Global | S-P-08942 |  | EPD (International) | https://api.environdec.com/api/v1/EPDLibrary/Files/31953b06-df9f-4fc0-28d9-08db259f9365/Data | tonne |  |  |  |  | 132 | 147 | -15.4 | 0.0232 | 0 | 147.0232 | 0 | 0.132 | 0.147 | -0.0154 | 2.32e-05 | 0 | 0.14702 | 0 | Version 1.0
Masonry | Clay brick | Clay bricks | Clay brick, B250-12/25, Horizontally Perforated Bricks (KEBE SA) (Global) | Clay_bricks | Clay_bricks | 2023-03-28 | 2028-03-27 | Global | S-P-08942 |  | EPD (International) | https://api.environdec.com/api/v1/EPDLibrary/Files/31953b06-df9f-4fc0-28d9-08db259f9365/Data | tonne |  |  |  |  | 132 | 147 | -15.4 | 0.0232 | 0 | 147.0232 | 0 | 0.132 | 0.147 | -0.0154 | 2.32e-05 | 0 | 0.14702 | 0 | Version 1.0
Masonry | Clay brick | Clay bricks | Clay brick, B250-12/33, Horizontally Perforated Bricks (KEBE SA) (Global) | Clay_bricks | Clay_bricks | 2023-03-28 | 2028-03-27 | Global | S-P-08942 |  | EPD (International) | https://api.environdec.com/api/v1/EPDLibrary/Files/31953b06-df9f-4fc0-28d9-08db259f9365/Data | tonne |  |  |  |  | 132 | 147 | -15.4 | 0.0232 | 0 | 147.0232 | 0 | 0.132 | 0.147 | -0.0154 | 2.32e-05 | 0 | 0.14702 | 0 | Version 1.0
Masonry | Clay brick | Clay bricks | Clay brick, B250-20/33, Horizontally Perforated Bricks (KEBE SA) (Global) | Clay_bricks | Clay_bricks | 2023-03-28 | 2028-03-27 | Global | S-P-08942 |  | EPD (International) | https://api.environdec.com/api/v1/EPDLibrary/Files/31953b06-df9f-4fc0-28d9-08db259f9365/Data | tonne |  |  |  |  | 132 | 147 | -15.4 | 0.0232 | 0 | 147.0232 | 0 | 0.132 | 0.147 | -0.0154 | 2.32e-05 | 0 | 0.14702 | 0 | Version 1.0
Masonry | Clay brick | Clay bricks | Clay brick, N 0, Horizontally Perforated Bricks (KEBE SA) (Global) | Clay_bricks | Clay_bricks | 2023-03-28 | 2028-03-27 | Global | S-P-08942 |  | EPD (International) | https://api.environdec.com/api/v1/EPDLibrary/Files/31953b06-df9f-4fc0-28d9-08db259f9365/Data | tonne |  |  |  |  | 132 | 147 | -15.4 | 0.0232 | 0 | 147.0232 | 0 | 0.132 | 0.147 | -0.0154 | 2.32e-05 | 0 | 0.14702 | 0 | Version 1.0
Masonry | Clay brick | Clay bricks | Clay brick, N 1, Horizontally Perforated Bricks (KEBE SA) (Global) | Clay_bricks | Clay_bricks | 2023-03-28 | 2028-03-27 | Global | S-P-08942 |  | EPD (International) | https://api.environdec.com/api/v1/EPDLibrary/Files/31953b06-df9f-4fc0-28d9-08db259f9365/Data | tonne |  |  |  |  | 132 | 147 | -15.4 | 0.0232 | 0 | 147.0232 | 0 | 0.132 | 0.147 | -0.0154 | 2.32e-05 | 0 | 0.14702 | 0 | Version 1.0
Masonry | Clay brick | Clay bricks | Clay brick, N 2, Horizontally Perforated Bricks (KEBE SA) (Global) | Clay_bricks | Clay_bricks | 2023-03-28 | 2028-03-27 | Global | S-P-08942 |  | EPD (International) | https://api.environdec.com/api/v1/EPDLibrary/Files/31953b06-df9f-4fc0-28d9-08db259f9365/Data | tonne |  |  |  |  | 132 | 147 | -15.4 | 0.0232 | 0 | 147.0232 | 0 | 0.132 | 0.147 | -0.0154 | 2.32e-05 | 0 | 0.14702 | 0 | Version 1.0
Masonry | Clay brick | Clay bricks | Clay brick, N 3, Horizontally Perforated Bricks (KEBE SA) (Global) | Clay_bricks | Clay_bricks | 2023-03-28 | 2028-03-27 | Global | S-P-08942 |  | EPD (International) | https://api.environdec.com/api/v1/EPDLibrary/Files/31953b06-df9f-4fc0-28d9-08db259f9365/Data | tonne |  |  |  |  | 132 | 147 | -15.4 | 0.0232 | 0 | 147.0232 | 0 | 0.132 | 0.147 | -0.0154 | 2.32e-05 | 0 | 0.14702 | 0 | Version 1.0
Masonry | Clay brick | Clay bricks | Clay brick, ΜΚ200, Vertically Perforated Bricks (KEBE SA) (Global) | Clay_bricks | Clay_bricks | 2023-03-28 | 2028-03-27 | Global | S-P-08942 |  | EPD (International) | https://api.environdec.com/api/v1/EPDLibrary/Files/31953b06-df9f-4fc0-28d9-08db259f9365/Data | tonne |  |  |  |  | 132 | 147 | -15.4 | 0.0232 | 0 | 147.0232 | 0 | 0.132 | 0.147 | -0.0154 | 2.32e-05 | 0 | 0.14702 | 0 | Version 1.0
Masonry | Clay brick | Clay bricks | Clay brick, ΜΚ250, Vertically Perforated Bricks (KEBE SA) (Global) | Clay_bricks | Clay_bricks | 2023-03-28 | 2028-03-27 | Global | S-P-08942 |  | EPD (International) | https://api.environdec.com/api/v1/EPDLibrary/Files/31953b06-df9f-4fc0-28d9-08db259f9365/Data | tonne |  |  |  |  | 132 | 147 | -15.4 | 0.0232 | 0 | 147.0232 | 0 | 0.132 | 0.147 | -0.0154 | 2.32e-05 | 0 | 0.14702 | 0 | Version 1.0
Masonry | Clay brick | Clay bricks | Clay brick, ORTHOBLOCK K100, Vertically Perforated Bricks (KEBE SA) (Global) | Clay_bricks | Clay_bricks | 2023-03-28 | 2028-03-27 | Global | S-P-08942 |  | EPD (International) | https://api.environdec.com/api/v1/EPDLibrary/Files/31953b06-df9f-4fc0-28d9-08db259f9365/Data | tonne |  |  |  |  | 132 | 147 | -15.4 | 0.0232 | 0 | 147.0232 | 0 | 0.132 | 0.147 | -0.0154 | 2.32e-05 | 0 | 0.14702 | 0 | Version 1.0
Masonry | Clay brick | Clay bricks | Clay brick, ORTHOBLOCK K120, Vertically Perforated Bricks (KEBE SA) (Global) | Clay_bricks | Clay_bricks | 2023-03-28 | 2028-03-27 | Global | S-P-08942 |  | EPD (International) | https://api.environdec.com/api/v1/EPDLibrary/Files/31953b06-df9f-4fc0-28d9-08db259f9365/Data | tonne |  |  |  |  | 132 | 147 | -15.4 | 0.0232 | 0 | 147.0232 | 0 | 0.132 | 0.147 | -0.0154 | 2.32e-05 | 0 | 0.14702 | 0 | Version 1.0
Masonry | Clay brick | Clay bricks | Clay brick, HALF Κ250, Vertically Perforated Bricks (KEBE SA) (Global) | Clay_bricks | Clay_bricks | 2023-03-28 | 2028-03-27 | Global | S-P-08942 |  | EPD (International) | https://api.environdec.com/api/v1/EPDLibrary/Files/31953b06-df9f-4fc0-28d9-08db259f9365/Data | tonne |  |  |  |  | 132 | 147 | -15.4 | 0.0232 | 0 | 147.0232 | 0 | 0.132 | 0.147 | -0.0154 | 2.32e-05 | 0 | 0.14702 | 0 | Version 1.0
Masonry | Clay brick | Clay bricks | Clay brick, ORTHOBLOCK K250, Vertically Perforated Bricks (KEBE SA) (Global) | Clay_bricks | Clay_bricks | 2023-03-28 | 2028-03-27 | Global | S-P-08942 |  | EPD (International) | https://api.environdec.com/api/v1/EPDLibrary/Files/31953b06-df9f-4fc0-28d9-08db259f9365/Data | tonne |  |  |  |  | 132 | 147 | -15.4 | 0.0232 | 0 | 147.0232 | 0 | 0.132 | 0.147 | -0.0154 | 2.32e-05 | 0 | 0.14702 | 0 | Version 1.0
Masonry | Clay brick | Clay bricks | Clay brick, ORTHOBLOCK K250 NEW, Vertically Perforated Bricks (KEBE SA) (Global) | Clay_bricks | Clay_bricks | 2023-03-28 | 2028-03-27 | Global | S-P-08942 |  | EPD (International) | https://api.environdec.com/api/v1/EPDLibrary/Files/31953b06-df9f-4fc0-28d9-08db259f9365/Data | tonne |  |  |  |  | 132 | 147 | -15.4 | 0.0232 | 0 | 147.0232 | 0 | 0.132 | 0.147 | -0.0154 | 2.32e-05 | 0 | 0.14702 | 0 | Version 1.0
Masonry | Clay brick | Clay bricks | Clay brick, ORTHOBLOCK K300, Vertically Perforated Bricks (KEBE SA) (Global) | Clay_bricks | Clay_bricks | 2023-03-28 | 2028-03-27 | Global | S-P-08942 |  | EPD (International) | https://api.environdec.com/api/v1/EPDLibrary/Files/31953b06-df9f-4fc0-28d9-08db259f9365/Data | tonne |  |  |  |  | 132 | 147 | -15.4 | 0.0232 | 0 | 147.0232 | 0 | 0.132 | 0.147 | -0.0154 | 2.32e-05 | 0 | 0.14702 | 0 | Version 1.0
Masonry | Clay brick | Clay bricks | Clay brick, ORTHOBLOCK K300, Vertically Perforated Bricks (KEBE SA) (Global) | Clay_bricks | Clay_bricks | 2023-03-28 | 2028-03-27 | Global | S-P-08942 |  | EPD (International) | https://api.environdec.com/api/v1/EPDLibrary/Files/31953b06-df9f-4fc0-28d9-08db259f9365/Data | tonne |  |  |  |  | 132 | 147 | -15.4 | 0.0232 | 0 | 147.0232 | 0 | 0.132 | 0.147 | -0.0154 | 2.32e-05 | 0 | 0.14702 | 0 | Version 1.0
Masonry | Clay brick | Clay bricks | Clay brick, Φ 180, Chimneys (KEBE SA) (Global) | Clay_bricks | Clay_bricks | 2023-03-28 | 2028-03-27 | Global | S-P-08942 |  | EPD (International) | https://api.environdec.com/api/v1/EPDLibrary/Files/31953b06-df9f-4fc0-28d9-08db259f9365/Data | tonne |  |  |  |  | 184 | 199 | -15 | 0.0233 | 0 | 199.0233 | 0 | 0.184 | 0.199 | -0.015 | 2.33e-05 | 0 | 0.19902 | 0 | Version 1.0
Masonry | Clay brick | Clay bricks | Clay brick, Φ 180 – Τ 130, Chimneys (KEBE SA) (Global) | Clay_bricks | Clay_bricks | 2023-03-28 | 2028-03-27 | Global | S-P-08942 |  | EPD (International) | https://api.environdec.com/api/v1/EPDLibrary/Files/31953b06-df9f-4fc0-28d9-08db259f9365/Data | tonne |  |  |  |  | 184 | 199 | -15 | 0.0233 | 0 | 199.0233 | 0 | 0.184 | 0.199 | -0.015 | 2.33e-05 | 0 | 0.19902 | 0 | Version 1.0
Masonry | Clay brick | Clay bricks | Clay brick, Φ 180 – Τ 150, Chimneys (KEBE SA) (Global) | Clay_bricks | Clay_bricks | 2023-03-28 | 2028-03-27 | Global | S-P-08942 |  | EPD (International) | https://api.environdec.com/api/v1/EPDLibrary/Files/31953b06-df9f-4fc0-28d9-08db259f9365/Data | tonne |  |  |  |  | 184 | 199 | -15 | 0.0233 | 0 | 199.0233 | 0 | 0.184 | 0.199 | -0.015 | 2.33e-05 | 0 | 0.19902 | 0 | Version 1.0
Masonry | Clay brick | Clay bricks | Clay brick, Φ 250, Chimneys (KEBE SA) (Global) | Clay_bricks | Clay_bricks | 2023-03-28 | 2028-03-27 | Global | S-P-08942 |  | EPD (International) | https://api.environdec.com/api/v1/EPDLibrary/Files/31953b06-df9f-4fc0-28d9-08db259f9365/Data | tonne |  |  |  |  | 184 | 199 | -15 | 0.0233 | 0 | 199.0233 | 0 | 0.184 | 0.199 | -0.015 | 2.33e-05 | 0 | 0.19902 | 0 | Version 1.0
Masonry | Clay brick | Clay bricks | Clay brick, Φ 250 – Τ 180, Chimneys (KEBE SA) (Global) | Clay_bricks | Clay_bricks | 2023-03-28 | 2028-03-27 | Global | S-P-08942 |  | EPD (International) | https://api.environdec.com/api/v1/EPDLibrary/Files/31953b06-df9f-4fc0-28d9-08db259f9365/Data | tonne |  |  |  |  | 184 | 199 | -15 | 0.0233 | 0 | 199.0233 | 0 | 0.184 | 0.199 | -0.015 | 2.33e-05 | 0 | 0.19902 | 0 | Version 1.0
Masonry | Clay brick | Clay bricks | Clay brick, Φ 250 – Τ 150, Chimneys (KEBE SA) (Global) | Clay_bricks | Clay_bricks | 2023-03-28 | 2028-03-27 | Global | S-P-08942 |  | EPD (International) | https://api.environdec.com/api/v1/EPDLibrary/Files/31953b06-df9f-4fc0-28d9-08db259f9365/Data | tonne |  |  |  |  | 184 | 199 | -15 | 0.0233 | 0 | 199.0233 | 0 | 0.184 | 0.199 | -0.015 | 2.33e-05 | 0 | 0.19902 | 0 | Version 1.0
Masonry | Clay brick | Clay bricks | Clay brick, ORTHOBLOCK K300 PLUS NEW, Vertically Perforated Bricks (KEBE SA) (Global) | Clay_bricks | Clay_bricks | 2023-03-28 | 2028-03-27 | Global | S-P-08942 |  | EPD (International) | https://api.environdec.com/api/v1/EPDLibrary/Files/31953b06-df9f-4fc0-28d9-08db259f9365/Data | tonne |  |  |  |  | 184 | 199 | -15 | 0.0233 | 0 | 199.0233 | 0 | 0.184 | 0.199 | -0.015 | 2.33e-05 | 0 | 0.19902 | 0 | Version 1.0
Masonry | Clay brick | Clay bricks | Clay brick, ORTHOBLOCK K300 PLUS, Vertically Perforated Bricks (KEBE SA) (Global) | Clay_bricks | Clay_bricks | 2023-03-28 | 2028-03-27 | Global | S-P-08942 |  | EPD (International) | https://api.environdec.com/api/v1/EPDLibrary/Files/31953b06-df9f-4fc0-28d9-08db259f9365/Data | tonne |  |  |  |  | 184 | 199 | -15 | 0.0233 | 0 | 199.0233 | 0 | 0.184 | 0.199 | -0.015 | 2.33e-05 | 0 | 0.19902 | 0 | Version 1.0
Masonry | Clay brick | Clay bricks | Clay brick, ORTHOBLOCK K250 PLUS NEW, Vertically Perforated Bricks (KEBE SA) (Global) | Clay_bricks | Clay_bricks | 2023-03-28 | 2028-03-27 | Global | S-P-08942 |  | EPD (International) | https://api.environdec.com/api/v1/EPDLibrary/Files/31953b06-df9f-4fc0-28d9-08db259f9365/Data | tonne |  |  |  |  | 184 | 199 | -15 | 0.0233 | 0 | 199.0233 | 0 | 0.184 | 0.199 | -0.015 | 2.33e-05 | 0 | 0.19902 | 0 | Version 1.0
Masonry | Clay brick | Clay bricks | Clay brick, ORTHOBLOCK K250 PLUS, Vertically Perforated Bricks (KEBE SA) (Global) | Clay_bricks | Clay_bricks | 2023-03-28 | 2028-03-27 | Global | S-P-08942 |  | EPD (International) | https://api.environdec.com/api/v1/EPDLibrary/Files/31953b06-df9f-4fc0-28d9-08db259f9365/Data | tonne |  |  |  |  | 184 | 199 | -15 | 0.0233 | 0 | 199.0233 | 0 | 0.184 | 0.199 | -0.015 | 2.33e-05 | 0 | 0.19902 | 0 | Version 1.0
Masonry | Clay brick | Clay bricks | Clay Brick, Sencis, red clay facing brick (Lode Sia) (Europe) | Clay_bricks | Clay_bricks | 2023-10-12 | 2028-10-11 | Europe | S-P-11030 |  | EPD (International) | https://api.environdec.com/api/v1/EPDLibrary/Files/d0461f2c-ff3d-429f-88a7-08dbc3e797a5/Data | tonne |  |  |  |  | 150 | 150 | 0.39 | 0.051 | 0 | 150.441 | 0 | 0.15 | 0.15 | 0.00039 | 5.1e-05 | 0 | 0.15044 | 0 | Version 1.0
Masonry | Clay brick | Clay bricks | Clay Brick, Janka, red clay facing brick (Lode Sia) (Europe) | Clay_bricks | Clay_bricks | 2023-10-12 | 2028-10-11 | Europe | S-P-11030 |  | EPD (International) | https://api.environdec.com/api/v1/EPDLibrary/Files/d0461f2c-ff3d-429f-88a7-08dbc3e797a5/Data | tonne |  |  |  |  | 150 | 150 | 0.39 | 0.051 | 0 | 150.441 | 0 | 0.15 | 0.15 | 0.00039 | 5.1e-05 | 0 | 0.15044 | 0 | Version 1.0
Masonry | Clay brick | Clay bricks | Clay Brick, Gemini, red clay facing brick (Lode Sia) (Europe) | Clay_bricks | Clay_bricks | 2023-10-12 | 2028-10-11 | Europe | S-P-11030 |  | EPD (International) | https://api.environdec.com/api/v1/EPDLibrary/Files/d0461f2c-ff3d-429f-88a7-08dbc3e797a5/Data | tonne |  |  |  |  | 150 | 150 | 0.39 | 0.051 | 0 | 150.441 | 0 | 0.15 | 0.15 | 0.00039 | 5.1e-05 | 0 | 0.15044 | 0 | Version 1.0
Masonry | Clay brick | Clay bricks | Clay Brick, Cameleo, red clay facing brick (Lode Sia) (Europe) | Clay_bricks | Clay_bricks | 2023-10-12 | 2028-10-11 | Europe | S-P-11030 |  | EPD (International) | https://api.environdec.com/api/v1/EPDLibrary/Files/d0461f2c-ff3d-429f-88a7-08dbc3e797a5/Data | tonne |  |  |  |  | 150 | 150 | 0.39 | 0.051 | 0 | 150.441 | 0 | 0.15 | 0.15 | 0.00039 | 5.1e-05 | 0 | 0.15044 | 0 | Version 1.0
Masonry | Clay brick | Clay bricks | Clay Brick, Argon, red clay facing brick (Lode Sia) (Europe) | Clay_bricks | Clay_bricks | 2023-10-12 | 2028-10-11 | Europe | S-P-11030 |  | EPD (International) | https://api.environdec.com/api/v1/EPDLibrary/Files/d0461f2c-ff3d-429f-88a7-08dbc3e797a5/Data | tonne |  |  |  |  | 150 | 150 | 0.39 | 0.051 | 0 | 150.441 | 0 | 0.15 | 0.15 | 0.00039 | 5.1e-05 | 0 | 0.15044 | 0 | Version 1.0
Masonry | Clay brick | Clay bricks | Clay Brick, Andromeda, red clay facing brick (Lode Sia) (Europe) | Clay_bricks | Clay_bricks | 2023-10-12 | 2028-10-11 | Europe | S-P-11030 |  | EPD (International) | https://api.environdec.com/api/v1/EPDLibrary/Files/d0461f2c-ff3d-429f-88a7-08dbc3e797a5/Data | tonne |  |  |  |  | 150 | 150 | 0.39 | 0.051 | 0 | 150.441 | 0 | 0.15 | 0.15 | 0.00039 | 5.1e-05 | 0 | 0.15044 | 0 | Version 1.0
Masonry | Clay brick | Clay bricks | Clay Brick, Aquarius, red clay facing brick (Lode Sia) (Europe) | Clay_bricks | Clay_bricks | 2023-10-12 | 2028-10-11 | Europe | S-P-11030 |  | EPD (International) | https://api.environdec.com/api/v1/EPDLibrary/Files/d0461f2c-ff3d-429f-88a7-08dbc3e797a5/Data | tonne |  |  |  |  | 150 | 150 | 0.39 | 0.051 | 0 | 150.441 | 0 | 0.15 | 0.15 | 0.00039 | 5.1e-05 | 0 | 0.15044 | 0 | Version 1.0
Masonry | Clay brick | Clay bricks | Clay Brick, Etna, red clay facing brick (Lode Sia) (Europe) | Clay_bricks | Clay_bricks | 2023-10-12 | 2028-10-11 | Europe | S-P-11030 |  | EPD (International) | https://api.environdec.com/api/v1/EPDLibrary/Files/d0461f2c-ff3d-429f-88a7-08dbc3e797a5/Data | tonne |  |  |  |  | 150 | 150 | 0.39 | 0.051 | 0 | 150.441 | 0 | 0.15 | 0.15 | 0.00039 | 5.1e-05 | 0 | 0.15044 | 0 | Version 1.0
Masonry | Clay brick | Clay bricks | Clay Brick, Luna, red clay facing brick (Lode Sia) (Europe) | Clay_bricks | Clay_bricks | 2023-10-12 | 2028-10-11 | Europe | S-P-11030 |  | EPD (International) | https://api.environdec.com/api/v1/EPDLibrary/Files/d0461f2c-ff3d-429f-88a7-08dbc3e797a5/Data | tonne |  |  |  |  | 150 | 150 | 0.39 | 0.051 | 0 | 150.441 | 0 | 0.15 | 0.15 | 0.00039 | 5.1e-05 | 0 | 0.15044 | 0 | Version 1.0
Masonry | Clay brick | Clay bricks | Clay Brick, Brunis , brown clay facing brick (Lode Sia) (Europe) | Clay_bricks | Clay_bricks | 2023-10-12 | 2028-10-11 | Europe | S-P-11031 |  | EPD (International) | https://api.environdec.com/api/v1/EPDLibrary/Files/f4a19b1a-e0e7-4377-888c-08dbc3e797a5/Data | tonne |  |  |  |  | 200 | 200 | 0.34 | 0.086 | 0 | 200.426 | 0 | 0.2 | 0.2 | 0.00034 | 8.6e-05 | 0 | 0.20043 | 0 | Version 1.0
Masonry | Clay brick | Clay bricks | Clay Brick, Carbon, brown clay facing brick (Lode Sia) (Europe) | Clay_bricks | Clay_bricks | 2023-10-12 | 2028-10-11 | Europe | S-P-11031 |  | EPD (International) | https://api.environdec.com/api/v1/EPDLibrary/Files/f4a19b1a-e0e7-4377-888c-08dbc3e797a5/Data | tonne |  |  |  |  | 200 | 200 | 0.34 | 0.086 | 0 | 200.426 | 0 | 0.2 | 0.2 | 0.00034 | 8.6e-05 | 0 | 0.20043 | 0 | Version 1.0
Masonry | Clay brick | Clay bricks | Clay Brick, Centaur, brown clay facing brick (Lode Sia) (Europe) | Clay_bricks | Clay_bricks | 2023-10-12 | 2028-10-11 | Europe | S-P-11031 |  | EPD (International) | https://api.environdec.com/api/v1/EPDLibrary/Files/f4a19b1a-e0e7-4377-888c-08dbc3e797a5/Data | tonne |  |  |  |  | 200 | 200 | 0.34 | 0.086 | 0 | 200.426 | 0 | 0.2 | 0.2 | 0.00034 | 8.6e-05 | 0 | 0.20043 | 0 | Version 1.0
Masonry | Clay brick | Clay bricks | Clay Brick, Galaxy, brown clay facing brick (Lode Sia) (Europe) | Clay_bricks | Clay_bricks | 2023-10-12 | 2028-10-11 | Europe | S-P-11031 |  | EPD (International) | https://api.environdec.com/api/v1/EPDLibrary/Files/f4a19b1a-e0e7-4377-888c-08dbc3e797a5/Data | tonne |  |  |  |  | 200 | 200 | 0.34 | 0.086 | 0 | 200.426 | 0 | 0.2 | 0.2 | 0.00034 | 8.6e-05 | 0 | 0.20043 | 0 | Version 1.0
Masonry | Clay brick | Clay bricks | Clay Brick, Krypton, brown clay facing brick (Lode Sia) (Europe) | Clay_bricks | Clay_bricks | 2023-10-12 | 2028-10-11 | Europe | S-P-11031 |  | EPD (International) | https://api.environdec.com/api/v1/EPDLibrary/Files/f4a19b1a-e0e7-4377-888c-08dbc3e797a5/Data | tonne |  |  |  |  | 200 | 200 | 0.34 | 0.086 | 0 | 200.426 | 0 | 0.2 | 0.2 | 0.00034 | 8.6e-05 | 0 | 0.20043 | 0 | Version 1.0
Masonry | Clay brick | Clay bricks | Clay Brick, Saturn, brown clay facing brick (Lode Sia) (Europe) | Clay_bricks | Clay_bricks | 2023-10-12 | 2028-10-11 | Europe | S-P-11031 |  | EPD (International) | https://api.environdec.com/api/v1/EPDLibrary/Files/f4a19b1a-e0e7-4377-888c-08dbc3e797a5/Data | tonne |  |  |  |  | 200 | 200 | 0.34 | 0.086 | 0 | 200.426 | 0 | 0.2 | 0.2 | 0.00034 | 8.6e-05 | 0 | 0.20043 | 0 | Version 1.0
Masonry | Clay brick | Clay bricks | Clay Brick, Sotis, brown clay facing brick (Lode Sia) (Europe) | Clay_bricks | Clay_bricks | 2023-10-12 | 2028-10-11 | Europe | S-P-11031 |  | EPD (International) | https://api.environdec.com/api/v1/EPDLibrary/Files/f4a19b1a-e0e7-4377-888c-08dbc3e797a5/Data | tonne |  |  |  |  | 200 | 200 | 0.34 | 0.086 | 0 | 200.426 | 0 | 0.2 | 0.2 | 0.00034 | 8.6e-05 | 0 | 0.20043 | 0 | Version 1.0
Masonry | Clay brick | Clay bricks | Clay Brick, Sahara, yellow clay facing brick (Lode Sia) (Europe) | Clay_bricks | Clay_bricks | 2023-10-12 | 2028-10-11 | Europe | S-P-11028 |  | EPD (International) | https://api.environdec.com/api/v1/EPDLibrary/Files/5f971301-da79-466b-88b2-08dbc3e797a5/Data | tonne |  |  |  |  | 380 | 380 | 0.39 | 0.07 | 0 | 380.46 | 0 | 0.38 | 0.38 | 0.00039 | 7e-05 | 0 | 0.38046 | 0 | Version 1.0
Masonry | Clay brick | Clay bricks | Clay Brick, Blanka, yellow clay facing brick (Lode Sia) (Europe) | Clay_bricks | Clay_bricks | 2023-10-12 | 2028-10-11 | Europe | S-P-11028 |  | EPD (International) | https://api.environdec.com/api/v1/EPDLibrary/Files/5f971301-da79-466b-88b2-08dbc3e797a5/Data | tonne |  |  |  |  | 380 | 380 | 0.39 | 0.07 | 0 | 380.46 | 0 | 0.38 | 0.38 | 0.00039 | 7e-05 | 0 | 0.38046 | 0 | Version 1.0
Masonry | Clay brick | Clay bricks | Clay Brick, Wenus, yellow clay facing brick (Lode Sia) (Europe) | Clay_bricks | Clay_bricks | 2023-10-12 | 2028-10-11 | Europe | S-P-11028 |  | EPD (International) | https://api.environdec.com/api/v1/EPDLibrary/Files/5f971301-da79-466b-88b2-08dbc3e797a5/Data | tonne |  |  |  |  | 380 | 380 | 0.39 | 0.07 | 0 | 380.46 | 0 | 0.38 | 0.38 | 0.00039 | 7e-05 | 0 | 0.38046 | 0 | Version 1.0
Masonry | Clay brick | Clay bricks | Clay Brick, Tybet, clay brick (reduction firing) (Lode Sia) (Europe) | Clay_bricks | Clay_bricks | 2023-10-12 | 2028-10-11 | Europe | S-P-11054 |  | EPD (International) | https://api.environdec.com/api/v1/EPDLibrary/Files/b7b7c343-0620-45c7-88d1-08dbc3e797a5/Data | tonne |  |  |  |  | 310 | 310 | 0.038 | 0.083 | 0 | 310.121 | 0 | 0.31 | 0.31 | 3.8e-05 | 8.3e-05 | 0 | 0.31012 | 0 | Version 1.0
Masonry | Clay brick | Clay bricks | Clay Brick, Syriusz, clay brick (reduction firing) (Lode Sia) (Europe) | Clay_bricks | Clay_bricks | 2023-10-12 | 2028-10-11 | Europe | S-P-11054 |  | EPD (International) | https://api.environdec.com/api/v1/EPDLibrary/Files/b7b7c343-0620-45c7-88d1-08dbc3e797a5/Data | tonne |  |  |  |  | 310 | 310 | 0.038 | 0.083 | 0 | 310.121 | 0 | 0.31 | 0.31 | 3.8e-05 | 8.3e-05 | 0 | 0.31012 | 0 | Version 1.0
Masonry | Clay brick | Clay bricks | Clay brick, Brick (Prayag Clay Products Limited (PCPL) (Global) | Clay_bricks | Clay_bricks | 2023-02-03 | 2028-02-02 | Global | S-P-06476 |  | EPD (International) | https://api.environdec.com/api/v1/EPDLibrary/Files/53ffd826-e11c-42dd-90ce-08db0d9b78e5/Data | tonne |  |  |  |  | 47.9 | 47.4 | 0.424 | 0.00809 | 0 | 47.8321 | 0 | 0.0479 | 0.0474 | 0.000424 | 8.09e-06 | 0 | 0.047832 | 0 | Version 1.0
Masonry | Clay brick | Clay bricks | Clay brick, Block (Prayag Clay Products Limited (PCPL) (Global) | Clay_bricks | Clay_bricks | 2023-02-03 | 2028-02-02 | Global | S-P-06476 |  | EPD (International) | https://api.environdec.com/api/v1/EPDLibrary/Files/53ffd826-e11c-42dd-90ce-08db0d9b78e5/Data | tonne |  |  |  |  | 47.9 | 47.4 | 0.424 | 0.00809 | 0 | 47.8321 | 0 | 0.0479 | 0.0474 | 0.000424 | 8.09e-06 | 0 | 0.047832 | 0 | Version 1.0
Masonry | Clay brick | Clay bricks | Clay brick, Paver (Prayag Clay Products Limited (PCPL)) (Global) | Clay_bricks | Clay_bricks | 2023-02-03 | 2028-02-02 | Global | S-P-06476 |  | EPD (International) | https://api.environdec.com/api/v1/EPDLibrary/Files/53ffd826-e11c-42dd-90ce-08db0d9b78e5/Data | tonne |  |  |  |  | 47.9 | 47.4 | 0.424 | 0.00809 | 0 | 47.8321 | 0 | 0.0479 | 0.0474 | 0.000424 | 8.09e-06 | 0 | 0.047832 | 0 | Version 1.0
Masonry | Clay brick | Clay bricks | Clay brick, Clay bricks and Pavers from Bowral (Brickworks) (Australia) | Clay_bricks | Clay_bricks | 2024-11-26 | 2029-11-26 | Australia | EPD-IES-0010930:001 | Not applicable | EPD Australasia | https://epd-australasia.com/wp-content/uploads/2024/12/EPD-IES-0010930-Brickworks_Bowral-Bricks-Pavers_2024-11-26.pdf | tonne |  |  |  |  | 387 | 0 | 0 | 0 | 0 | 387 | 0 | 0.387 | 0 | 0 | 0 | 0 | 0.387 | 0 | Version 2025.1
Masonry | Clay brick | Clay bricks | Clay brick, Clay bricks and Pavers from Golden Grove (Brickworks) (Australia) | Clay_bricks | Clay_bricks | 2024-11-26 | 2029-11-26 | Australia | EPD-IES-0010931:001 | Not applicable | EPD Australasia | https://epd-australasia.com/wp-content/uploads/2024/12/EPD-IES-0010931-Brickworks_Golden-Grove-Bricks_2024-11-26.pdf | tonne |  |  |  |  | 254 | 0 | 0 | 0 | 0 | 254 | 0 | 0.254 | 0 | 0 | 0 | 0 | 0.254 | 0 | Version 2025.1
Masonry | Clay brick | Clay bricks | Clay brick, Clay bricks and Pavers from Horsley Park (Brickworks) (Australia) | Clay_bricks | Clay_bricks | 2024-11-26 | 2029-11-26 | Australia | EPD-IES-0010932:001 | Not applicable | EPD Australasia | https://epd-australasia.com/wp-content/uploads/2024/12/EPD-IES-0010932-Brickworks_Horsley-Park-Bricks_2024-11-26.pdf | tonne |  |  |  |  | 255 | 0 | 0 | 0 | 0 | 255 | 0 | 0.255 | 0 | 0 | 0 | 0 | 0.255 | 0 | Version 2025.1
Masonry | Clay brick | Clay bricks | Clay brick, Clay bricks and Pavers from Austral Bricks and Daniel Robertson (Brickworks) (Australia) | Clay_bricks | Clay_bricks | 2024-11-26 | 2029-11-26 | Australia | EPD-IES-0010933:001 | Not applicable | EPD Australasia | https://epd-australasia.com/wp-content/uploads/2024/12/EPD-IES-0010933-Brickworks_Longford-Bricks_2024-11-26.pdf | tonne |  |  |  |  | 158 | 0 | 0 | 0 | 0 | 158 | 0 | 0.158 | 0 | 0 | 0 | 0 | 0.158 | 0 | Version 2025.1
Masonry | Clay brick | Clay bricks | Clay brick, Clay bricks and Pavers from Austral Bricks Punchbowl (Brickworks) (Australia) | Clay_bricks | Clay_bricks | 2024-11-26 | 2029-11-26 | Australia | EPD-IES-0010934:001 | Not applicable | EPD Australasia | https://epd-australasia.com/wp-content/uploads/2024/12/EPD-IES-0010934-Brickworks_Punchbowl-Bricks_2024-11-26.pdf | tonne |  |  |  |  | 342 | 0 | 0 | 0 | 0 | 342 | 0 | 0.342 | 0 | 0 | 0 | 0 | 0.342 | 0 | Version 2025.1
Masonry | Clay brick | Clay bricks | Clay brick, Clay bricks and Pavers from Austral Bricks Rochedale (Brickworks) (Australia) | Clay_bricks | Clay_bricks | 2024-11-26 | 2029-11-26 | Australia | EPD-IES-0010935:001 | Not applicable | EPD Australasia | EPD-IES-0010935-Brickworks_Rochedale-Bricks-Pavers_2024-11-26.pdf (epd-australasia.com) | tonne |  |  |  |  | 196 | 0 | 0 | 0 | 0 | 196 | 0 | 0.196 | 0 | 0 | 0 | 0 | 0.196 | 0 | Version 2025.1
Masonry | Clay brick | Clay bricks | Clay brick, Clay bricks and Pavers from Austral Bricks Nubrik Wollert (Brickworks) (Australia) | Clay_bricks | Clay_bricks | 2024-11-26 | 2029-11-26 | Australia | EPD-IES-0010936:001 | Not applicable | EPD Australasia | https://epd-australasia.com/wp-content/uploads/2024/12/EPD-IES-0010936-Brickworks_Wollert-Bricks_2024-11-26.pdf | tonne |  |  |  |  | 196 | 0 | 0 | 0 | 0 | 196 | 0 | 0.196 | 0 | 0 | 0 | 0 | 0.196 | 0 | Version 2025.1
Timber & engineered woods | Particleboard | Decorative pb | Decorative Pboard, 18 mm E0 & E1 moisture resistant (MR) melamine coated, decorative particleboard, Wood solutions, FWPA, Australia | Eng_Timber_Particleboard | Eng_Timber_Particleboard | 2017-12-08 | 2022-12-08 | Australia | S-P-00562 | Version 1.2 | EPD Australasia | https://epd-australasia.com/wp-content/uploads/2018/04/EDP-3-Particleboard-Dec-2020-1.pdf | m³ | 656 |  |  |  | -486.9966 | 522.5763 | -1011.7966 | 0 | 1118.48 | 629.2597 | 1118.48 | -0.74237 | 0.79661 | -1.5424 | 0 | 1.705 | 0.95924 | 1.705 | Version 1.0 | Expired
Timber & engineered woods | Particleboard | Decorative pb | Decorative Pb, Min variation 16mm standard, melamine coated particleboard (FWPA) (Australia) | Eng_Timber_Particleboard | Eng_Timber_Particleboard | 2017-12-08 | 2022-12-08 | Australia | S-P-00562 |  | EPD Australasia | https://epd-australasia.com/wp-content/uploads/2018/04/EDP-3-Particleboard-Dec-2020-1.pdf | m³ | 660 |  |  |  | -674.7323 | 346.3998 | -1021.1321 | 0 | 1113.2 | 438.4677 | 1113.2 | -1.0223 | 0.52485 | -1.5472 | 0 | 1.6867 | 0.66434 | 1.6867 | Version 1.0 | Expired
Timber & engineered woods | Particleboard | Decorative pb | Decorative Pb, Max variation 16mm moisture resistant, melamine coated particleboard (FWPA) (Australia) | Eng_Timber_Particleboard | Eng_Timber_Particleboard | 2017-12-08 | 2022-12-08 | Australia | S-P-00562 |  | EPD Australasia | https://epd-australasia.com/wp-content/uploads/2018/04/EDP-3-Particleboard-Dec-2020-1.pdf | m³ | 660 |  |  |  | -482.0491 | 532.8566 | -1014.9057 | 0 | 1113.2 | 631.1509 | 1113.2 | -0.73038 | 0.80736 | -1.5377 | 0 | 1.6867 | 0.95629 | 1.6867 | Version 1.0 | Expired
Timber & engineered woods | Particleboard | Decorative pb | Decorative Pb, Global, Decorative Pboard, superfine standard 9mm (Laminex) (New Zealand) | Eng_Timber_Particleboard | Eng_Timber_Particleboard | 2023-11-27 | 2028-11-27 | New Zealand | S-P-09355 |  | EPD (International) | https://api.environdec.com/api/v1/EPDLibrary/Files/59be304a-6745-4dd3-f9b7-08dbfcbc4c1b/Data | m³ | 620 | 5.79 |  |  | -820.2418 | 175.6131 | -995.8549 | 0.017668 | 997.2827 | 177.0585 | 997.2827 | -1.323 | 0.28325 | -1.6062 | 2.8497e-05 | 1.6085 | 0.28558 | 1.6085 | Version 1.0
Timber & engineered woods | Particleboard | Decorative pb | Decorative Pboard, 16 mm E0 & E1 moisture resistant (MR) melamine coated, decorative particleboard, Wood solutions, FWPA, Australia | Eng_Timber_Particleboard | Eng_Timber_Particleboard | 2017-12-08 | 2022-12-08 | Australia | S-P-00562 | Version 1.2 | EPD Australasia | https://epd-australasia.com/wp-content/uploads/2018/04/EDP-3-Particleboard-Dec-2020-1.pdf | m³ | 660 |  |  |  | -531.1132 | 484.4151 | -1014.9057 | 0 | 1113.2 | 582.7094 | 1113.2 | -0.80472 | 0.73396 | -1.5377 | 0 | 1.6867 | 0.88289 | 1.6867 | Version 1.0 | Expired
Timber & engineered woods | Particleboard | Decorative pb | Decorative Pboard, 16 mm E0 & E1 standard melamine coated, decorative particleboard, Wood solutions, FWPA, Australia | Eng_Timber_Particleboard | Eng_Timber_Particleboard | 2017-12-08 | 2022-12-08 | Australia | S-P-00562 | Version 1.2 | EPD Australasia | https://epd-australasia.com/wp-content/uploads/2018/04/EDP-3-Particleboard-Dec-2020-1.pdf | m³ | 660 |  |  |  | -635.0943 | 387.9057 | -1021.1321 | 0 | 1113.2 | 479.9736 | 1113.2 | -0.96226 | 0.58774 | -1.5472 | 0 | 1.6867 | 0.72723 | 1.6867 | Version 1.0 | Expired
Timber & engineered woods | Particleboard | Decorative pb | Decorative Pboard, 18 mm E0 & E1 standard melamine coated, decorative particleboard, Wood solutions, FWPA, Australia | Eng_Timber_Particleboard | Eng_Timber_Particleboard | 2017-12-08 | 2022-12-08 | Australia | S-P-00562 | Version 1.2 | EPD Australasia | https://epd-australasia.com/wp-content/uploads/2018/04/EDP-3-Particleboard-Dec-2020-1.pdf | m³ | 656 |  |  |  | -617.0847 | 403.6068 | -1017.3559 | 0 | 1118.48 | 504.7308 | 1118.48 | -0.94068 | 0.61525 | -1.5508 | 0 | 1.705 | 0.76941 | 1.705 | Version 1.0 | Expired
Aggregate | Quarried fill and base material | Engineered fill | Aggregate, Aggregates (BCG) (Australia) | Fill_base_quarry | Fill_base_quarry | 2022-12-15 | 2027-12-15 | Australia | S-P-05493 |  | EPD Australasia | https://epd-australasia.com/wp-content/uploads/2022/12/SP05493_BGC-EPD_Aggregates_Dec22.pdf | tonne | 1800 |  |  |  | 4.96 | 4.95 | 0.0122 | 0.000167 | 0 | 4.9624 | 0 | 0.00496 | 0.00495 | 1.22e-05 | 1.67e-07 | 0 | 0.0049624 | 0 | Version 1.0
Aggregate | Quarried fill and base material | Engineered fill | Aggregate, Tylden quarry products (Fulton Hogan) (Australia) | Fill_base_quarry | Fill_base_quarry | 2022-02-24 | 2027-02-24 | Australia | S-P-04651 |  | EPD Australasia | https://epd-australasia.com/wp-content/uploads/2022/02/Fulton-Hogan_Quarries-VIC-EPD_SP04651.pdf | tonne | 1800 |  |  |  | 5.1 | 0 | 0 | 0 | 0 | 5.1 | 0 | 0.0051 | 0 | 0 | 0 | 0 | 0.0051 | 0 | Version 1.0
Aggregate | Quarried fill and base material | Engineered fill | Aggregate, Tynong quarry products (Fulton Hogan) (Australia) | Fill_base_quarry | Fill_base_quarry | 2022-02-24 | 2027-02-24 | Australia | S-P-04651 |  | EPD Australasia | https://epd-australasia.com/wp-content/uploads/2022/02/Fulton-Hogan_Quarries-VIC-EPD_SP04651.pdf | tonne | 1800 |  |  |  | 7.8 | 0 | 0 | 0 | 0 | 7.8 | 0 | 0.0078 | 0 | 0 | 0 | 0 | 0.0078 | 0 | Version 1.0
Aggregate | Quarried fill and base material | Engineered fill | Aggregate, Ballast (Holcim) (Australia) | Fill_base_quarry | Fill_base_quarry | 2021-05-18 | 2026-05-17 | Australia | S-P-02332 |  | EPD Australasia | https://epd-australasia.com/wp-content/uploads/2022/02/Fulton-Hogan_Quarries-VIC-EPD_SP04651.pdf | tonne | 1800 |  |  |  | 7.81 | 0 | 0 | 0 | 0 | 7.81 | 0 | 0.00781 | 0 | 0 | 0 | 0 | 0.00781 | 0 | Version 1.0 | Expired
Aggregate | Quarried fill and base material | Engineered fill | Aggregate, Other Aggregates (Holcim) (Australia) | Fill_base_quarry | Fill_base_quarry | 2021-05-18 | 2026-05-17 | Australia | S-P-02332 |  | EPD Australasia | https://api.environdec.com/api/v1/EPDLibrary/Files/2cf721ee-54a4-4f21-8810-08db523a4d9e/Data | tonne | 1800 |  |  |  | 6.12 | 0 | 0 | 0 | 0 | 6.12 | 0 | 0.00612 | 0 | 0 | 0 | 0 | 0.00612 | 0 | Version 1.0 | Expired
Aggregate | Quarried fill and base material | Engineered fill | Aggregate, Asphalt Aggregates (Holcim) (Australia) | Fill_base_quarry | Fill_base_quarry | 2021-05-18 | 2026-05-17 | Australia | S-P-02332 |  | EPD Australasia | https://api.environdec.com/api/v1/EPDLibrary/Files/2cf721ee-54a4-4f21-8810-08db523a4d9e/Data | tonne | 1800 |  |  |  | 9.24 | 0 | 0 | 0 | 0 | 9.24 | 0 | 0.00924 | 0 | 0 | 0 | 0 | 0.00924 | 0 | Version 1.0 | Expired
Aggregate | Quarried fill and base material | Engineered fill | Aggregate, Sealing Aggregates (Holcim) (Australia) | Fill_base_quarry | Fill_base_quarry | 2021-05-18 | 2026-05-17 | Australia | S-P-02332 |  | EPD Australasia | https://api.environdec.com/api/v1/EPDLibrary/Files/2cf721ee-54a4-4f21-8810-08db523a4d9e/Data | tonne | 1800 |  |  |  | 8.16 | 0 | 0 | 0 | 0 | 8.16 | 0 | 0.00816 | 0 | 0 | 0 | 0 | 0.00816 | 0 | Version 1.0 | Expired
Aggregate | Quarried fill and base material | Engineered fill | Aggregate, Concrete Aggregates (Holcim) (Australia) | Fill_base_quarry | Fill_base_quarry | 2021-05-18 | 2026-05-17 | Australia | S-P-02332 |  | EPD Australasia | https://api.environdec.com/api/v1/EPDLibrary/Files/2cf721ee-54a4-4f21-8810-08db523a4d9e/Data | tonne | 1800 |  |  |  | 7.98 | 0 | 0 | 0 | 0 | 7.98 | 0 | 0.00798 | 0 | 0 | 0 | 0 | 0.00798 | 0 | Version 1.0 | Expired
Aggregate | Quarried fill and base material | Engineered fill | Aggregate, Other Roadbase (Holcim) (Australia) | Fill_base_quarry | Fill_base_quarry | 2021-05-18 | 2026-05-17 | Australia | S-P-02332 |  | EPD Australasia | https://api.environdec.com/api/v1/EPDLibrary/Files/2cf721ee-54a4-4f21-8810-08db523a4d9e/Data | tonne | 1800 |  |  |  | 6.17 | 0 | 0 | 0 | 0 | 6.17 | 0 | 0.00617 | 0 | 0 | 0 | 0 | 0.00617 | 0 | Version 1.0 | Expired
Aggregate | Quarried fill and base material | Engineered fill | Aggregate, Customer Spec. Roadbase (Holcim) (Australia) | Fill_base_quarry | Fill_base_quarry | 2021-05-18 | 2026-05-17 | Australia | S-P-02332 |  | EPD Australasia | https://api.environdec.com/api/v1/EPDLibrary/Files/2cf721ee-54a4-4f21-8810-08db523a4d9e/Data | tonne | 1800 |  |  |  | 3.26 | 0 | 0 | 0 | 0 | 3.26 | 0 | 0.00326 | 0 | 0 | 0 | 0 | 0.00326 | 0 | Version 1.0 | Expired
Ethylene Propylene diene terpolymer | EPDM | Not used | EPDM, Vi-Pro EPDM Membrane external (Proventuss Polska) (Global) |  |  | 2023-06-02 | 2028-06-01 | Global | S-P-09066 |  | EPD (International) | Data (environdec.com) | kg | 1100 |  |  |  | 3.7455 | 0 | 0 | 0 | 0 | 3.7455 | 0 | 3.7455 | 0 | 0 | 0 | 0 | 3.7455 | 0 | Version 1.0
Ethylene Propylene diene terpolymer | EPDM | Not used | EPDM, EPDM Membrane (TRC) (Global) |  |  | 2024-02-13 | 2029-02-12 | Global | S-P-12591 |  | EPD (International) | https://api.environdec.com/api/v1/EPDLibrary/Files/1f1f1ac4-b306-42c2-520f-08dc2e3a662b/Data | kg |  | 1.32 |  |  | 2.2652 | 0 | 0 | 0 | 0 | 2.2652 | 0 | 2.2652 | 0 | 0 | 0 | 0 | 2.2652 | 0 | Version 1.0
Ethylene Propylene diene terpolymer | EPDM | Not used | EPDM, EPDM Roofing and waterproofing membranes (Alwitra) (Global) |  |  | 2020-01-17 | 2025-01-16 | Global | S-P-08369 |  | EPD (International) | https://api.environdec.com/api/v1/EPDLibrary/Files/35451c5f-3c2c-4e6f-9540-08db0f3b9032/Data | kg |  | 1.96 |  |  | 4.3929 | 0 | 0 | 0 | 0 | 4.3929 | 0 | 4.3929 | 0 | 0 | 0 | 0 | 4.3929 | 0 | Version 1.0 | Expired
Flooring | Epoxy flooring | Epoxy flooring | Epoxy floor, EFM-105 two component epoxy floor coating (PPG) (Global) | Epoxy_flooring | Epoxy_flooring | 2024-03-29 | 2028-05-24 | Global | S-P-07127 |  | EPD International | https://api.environdec.com/api/v1/EPDLibrary/Files/4efc65a4-eb44-43b4-4907-08dc4f5c011f/Data | kg |  | 0.808 |  |  | 2.7104 | 2.7599 | -0.051238 | 0.001745 | 0 | 2.7616 | 0 | 2.7104 | 2.7599 | -0.051238 | 0.001745 | 0 | 2.7616 | 0 | Version 2025.1
Flooring | Epoxy flooring | Epoxy flooring | Epoxy floor, Epoxy coatings Durofloor-11 (ISOMAT) (Global) | Epoxy_flooring | Epoxy_flooring | 2024-10-18 | 2029-10-17 | Global | EPD-IES-0016840 | Not applicable | EPD International | https://api.environdec.com/api/v1/EPDLibrary/Files/29faa133-9018-4834-b4db-08dcef4f86d4/Data | kg |  |  |  |  | 2.45 | 2.44 | 0.00638 | 0.00117 | 0 | 2.4476 | 0 | 2.45 | 2.44 | 0.00638 | 0.00117 | 0 | 2.4476 | 0 | Version 2025.1
Flooring | Epoxy flooring | Epoxy flooring | Epoxy floor, MAPEPOXY L (MAPEI) (Global) | Epoxy_flooring | Epoxy_flooring | 2023-11-23 | 2028-11-22 | Global | S-P-11309 |  | EPD International | https://api.environdec.com/api/v1/EPDLibrary/Files/aaceabd3-6180-4561-53aa-08dbdfa90a02/Data | kg |  |  |  |  | 3.17 | 3.2 | -0.0398 | 0.00241 | 0 | 3.2024 | 0 | 3.17 | 3.2 | -0.0398 | 0.00241 | 0 | 3.2024 | 0 | Version 2025.1
Vertical services | Escalator | Escalator | Escalator, TravelMaster 140T (KONE) (Global) | Escalator | Escalator | 2021-12-17 | 2026-12-16 | Global | S-P-05304 |  | EPD (International) | https://api.environdec.com/api/v1/EPDLibrary/Files/1a720bf2-614c-44cb-dcb2-08da1c754aa8/Data | Unit |  |  |  | 20038 | 116001 | 117960 | -1792.8 | 205.77 | 0 | 118165.77 | 0 | 5.7891 | 5.8868 | -0.08947 | 0.010269 | 0 | 5.8971 | 0 | Version 1.0
Vertical services | Escalator | Escalator | Escalator, TravelMaster 110 (KONE) (Global) | Escalator | Escalator | 2022-08-03 | 2027-07-20 | Global | S-P-06533 |  | EPD (International) | https://api.environdec.com/api/v1/EPDLibrary/Files/40f33ae4-372c-4166-ac50-08da599e304a/Data | Unit |  |  |  | 6426 | 34615 | 34905 | -424.912 | 156.642 | 0 | 35061.642 | 0 | 5.3867 | 5.4318 | -0.066124 | 0.024376 | 0 | 5.4562 | 0 | Version 1.0
Vertical services | Escalator | Escalator | Escalator, OTIS Link Escalator (OTIS) (Global) | Escalator | Escalator | 2023-12-08 | 2028-12-08 | Global | S-P-10848 |  | EPD (International) | https://api.environdec.com/api/v1/EPDLibrary/Files/d451c0b1-88ad-4516-f715-08dbfcbc4c1b/Data | Unit |  |  |  | 6117.18 | 20100 | 20300 | -257 | 19.1 | 0 | 20319.1 | 0 | 3.2858 | 3.3185 | -0.042013 | 0.0031224 | 0 | 3.3216 | 0 | Version 1.0
Vertical services | Escalator | Escalator | Escalator, TravelMaster 110T (KONE) (Global) | Escalator | Escalator | 2022-08-03 | 2027-07-30 | Global | S-P-06370 |  | EPD (International) | https://api.environdec.com/api/v1/EPDLibrary/Files/1c9f7e9d-5b90-4e86-ac53-08da599e304a/Data | Unit |  |  |  | 7008 | 37384 | 37614 | -457.925 | 150.633 | 0 | 37764.633 | 0 | 5.3345 | 5.3673 | -0.065343 | 0.021494 | 0 | 5.3888 | 0 | Version 1.0
Vertical services | Escalator | Escalator | Escalator, TransitMaster 120 (KONE) (Global) | Escalator | Escalator | 2023-09-14 | 2028-09-13 | Global | S-P-10740 |  | EPD (International) | https://api.environdec.com/api/v1/EPDLibrary/Files/1812acb5-48dd-4eaa-d087-08dbb4ebef81/Data | Unit |  |  |  | 6557 | 41057 | 41107 | -154 | 132.17 | 0 | 41239.17 | 0 | 6.2616 | 6.2692 | -0.023486 | 0.020157 | 0 | 6.2893 | 0 | Version 1.0
Fibre cement | Fibre cement board | Fibre cement board | Fibre cement board, Hardie™ Flex Sheet, 4.5 mm thick (James Hardie Australia Pty Ltd) (Australia) | Fibre_Cement | Fibre_Cement | 2023-07-17 | 2028-07-17 | Australia | S-P-03582 | Version 1.0 | EPD Australasia | https://api.environdec.com/api/v1/EPDLibrary/Files/5a533eab-1e80-46ba-5f96-08db94c6ebcd/Data | m² |  | 5.4 |  |  | 4.52 | 4.9 | -0.374 | 0.000786 | 0 | 4.9008 | 0 | 0.83704 | 0.90741 | -0.069259 | 0.00014556 | 0 | 0.90755 | 0 | Version 2025.1
Fibre cement | Fibre cement board | Fibre cement board | Fibre cement board, Hardie™ Flex Sheet, 6 mm thick (James Hardie Australia Pty Ltd) (Australia) | Fibre_Cement | Fibre_Cement | 2023-07-17 | 2028-07-17 | Australia | S-P-03582 | Version 1.0 | EPD Australasia | https://api.environdec.com/api/v1/EPDLibrary/Files/5a533eab-1e80-46ba-5f96-08db94c6ebcd/Data | m² |  | 7.2 |  |  | 6.34 | 6.89 | -0.557 | 0.00111 | 0 | 6.8911 | 0 | 0.88056 | 0.95694 | -0.077361 | 0.00015417 | 0 | 0.9571 | 0 | Version 2025.1
Fibre cement | Fibre cement board | Fibre cement board | Fibre cement board, Hardie™ Flex Eaves Lining, 4.5 mm thick (James Hardie Australia Pty Ltd) (Australia) | Fibre_Cement | Fibre_Cement | 2023-07-17 | 2028-07-17 | Australia | S-P-03582 | Version 1.0 | EPD Australasia | https://api.environdec.com/api/v1/EPDLibrary/Files/5a533eab-1e80-46ba-5f96-08db94c6ebcd/Data | m² |  | 5.4 |  |  | 4.46 | 4.85 | -0.389 | 0.000778 | 0 | 4.8508 | 0 | 0.82593 | 0.89815 | -0.072037 | 0.00014407 | 0 | 0.89829 | 0 | Version 2025.1
Fibre cement | Fibre cement board | Fibre cement board | Fibre cement board, EasyLap™ Panel, 9 mm thick (James Hardie Australia Pty Ltd) (Australia) | Fibre_Cement | Fibre_Cement | 2023-07-17 | 2028-07-17 | Australia | S-P-03582 | Version 1.0 | EPD Australasia | https://api.environdec.com/api/v1/EPDLibrary/Files/5a533eab-1e80-46ba-5f96-08db94c6ebcd/Data | m² |  | 11.04 |  |  | 9.13 | 9.95 | -0.822 | 0.0015 | 0 | 9.9515 | 0 | 0.82699 | 0.90127 | -0.074457 | 0.00013587 | 0 | 0.9014 | 0 | Version 2025.1
Fibre cement | Fibre cement board | Fibre cement board | Fibre cement board, Hardie™ Plank Weatherboard, 7.5 mm thick (James Hardie Australia Pty Ltd) (Australia) | Fibre_Cement | Fibre_Cement | 2023-07-17 | 2028-07-17 | Australia | S-P-03582 | Version 1.0 | EPD Australasia | https://api.environdec.com/api/v1/EPDLibrary/Files/5a533eab-1e80-46ba-5f96-08db94c6ebcd/Data | m² |  | 9 |  |  | 7.21 | 7.95 | -0.732 | 0.00131 | 0 | 7.9513 | 0 | 0.80111 | 0.88333 | -0.081333 | 0.00014556 | 0 | 0.88348 | 0 | Version 2025.1
Fibre cement | Fibre cement board | Fibre cement board | Fibre cement board, ExoTec™ Façade Panel, 9 mm thick (James Hardie Australia Pty Ltd) (Australia) | Fibre_Cement | Fibre_Cement | 2023-07-17 | 2028-07-17 | Australia | S-P-03582 | Version 1.0 | EPD Australasia | https://api.environdec.com/api/v1/EPDLibrary/Files/5a533eab-1e80-46ba-5f96-08db94c6ebcd/Data | m² |  | 13.7 |  |  | 11.1 | 12.3 | -1.13 | 0.00223 | 0 | 12.3022 | 0 | 0.81022 | 0.89781 | -0.082482 | 0.00016277 | 0 | 0.89797 | 0 | Version 2025.1
Fibre cement | Fibre cement board | Fibre cement board | Fibre cement board, AxonTM Panel, 9 mm thick (James Hardie Australia Pty Ltd) (Australia) | Fibre_Cement | Fibre_Cement | 2023-07-17 | 2028-07-17 | Australia | S-P-03582 | Version 1.0 | EPD Australasia | https://api.environdec.com/api/v1/EPDLibrary/Files/5a533eab-1e80-46ba-5f96-08db94c6ebcd/Data | m² |  | 10.2 |  |  | 8.93 | 9.79 | -0.868 | 0.0016 | 0 | 9.7916 | 0 | 0.87549 | 0.9598 | -0.085098 | 0.00015686 | 0 | 0.95996 | 0 | Version 2025.1
Fibre cement | Fibre cement board | Fibre cement board | Fibre cement board, StriaTM Cladding, 14 mm thick (James Hardie Australia Pty Ltd) (Australia) | Fibre_Cement | Fibre_Cement | 2023-07-17 | 2028-07-17 | Australia | S-P-03582 | Version 1.0 | EPD Australasia | https://api.environdec.com/api/v1/EPDLibrary/Files/5a533eab-1e80-46ba-5f96-08db94c6ebcd/Data | m² |  | 15.4 |  |  | 15.1 | 16.3 | -1.24 | 0.00236 | 0 | 16.3024 | 0 | 0.98052 | 1.0584 | -0.080519 | 0.00015325 | 0 | 1.0586 | 0 | Version 2025.1
Fibre cement | Fibre cement board | Fibre cement board | Fibre cement board, Linea™ Weatherboards, 16 mm thick (James Hardie Australia Pty Ltd) (Australia) | Fibre_Cement | Fibre_Cement | 2023-07-17 | 2028-07-17 | Australia | S-P-03582 | Version 1.0 | EPD Australasia | https://api.environdec.com/api/v1/EPDLibrary/Files/5a533eab-1e80-46ba-5f96-08db94c6ebcd/Data | m² |  | 17.6 |  |  | 15.8 | 17.1 | -1.32 | 0.00249 | 0 | 17.1025 | 0 | 0.89773 | 0.97159 | -0.075 | 0.00014148 | 0 | 0.97173 | 0 | Version 2025.1
Fibre cement | Fibre cement board | Fibre cement board | Fibre cement board, Linea™ Oblique™ Weatherboards, 14 mm thick (James Hardie Australia Pty Ltd) (Australia) | Fibre_Cement | Fibre_Cement | 2023-07-17 | 2028-07-17 | Australia | S-P-03582 | Version 1.0 | EPD Australasia | https://api.environdec.com/api/v1/EPDLibrary/Files/5a533eab-1e80-46ba-5f96-08db94c6ebcd/Data | m² |  | 15.36 |  |  | 14 | 15.2 | -1.14 | 0.00217 | 0 | 15.2022 | 0 | 0.91146 | 0.98958 | -0.074219 | 0.00014128 | 0 | 0.98972 | 0 | Version 2025.1
Fibre cement | Fibre cement board | Fibre cement board | Fibre cement board, Hardie™ Panel Compressed Sheet, 18 mm thick (James Hardie Australia Pty Ltd) (Australia) | Fibre_Cement | Fibre_Cement | 2023-07-17 | 2028-07-17 | Australia | S-P-03582 | Version 1.0 | EPD Australasia | https://api.environdec.com/api/v1/EPDLibrary/Files/5a533eab-1e80-46ba-5f96-08db94c6ebcd/Data | m² |  | 31 |  |  | 29.7 | 32.5 | -2.81 | 0.0054 | 0 | 32.5054 | 0 | 0.95806 | 1.0484 | -0.090645 | 0.00017419 | 0 | 1.0486 | 0 | Version 2025.1
Fibre cement | Fibre cement board | Fibre cement board | Fibre cement board, Secura™ Interior Flooring, 19 mm thick (James Hardie Australia Pty Ltd) (Australia) | Fibre_Cement | Fibre_Cement | 2023-07-17 | 2028-07-17 | Australia | S-P-03582 | Version 1.0 | EPD Australasia | https://api.environdec.com/api/v1/EPDLibrary/Files/5a533eab-1e80-46ba-5f96-08db94c6ebcd/Data | m² |  | 20.8 |  |  | 15.7 | 18.4 | -2.66 | 0.00263 | 0 | 18.4026 | 0 | 0.75481 | 0.88462 | -0.12788 | 0.00012644 | 0 | 0.88474 | 0 | Version 2025.1
Fibre cement | Fibre cement board | Fibre cement board | Fibre cement board, Villaboard™ Lining, 6 mm thick (James Hardie Australia Pty Ltd) (Australia) | Fibre_Cement | Fibre_Cement | 2023-07-17 | 2028-07-17 | Australia | S-P-03582 | Version 1.0 | EPD Australasia | https://api.environdec.com/api/v1/EPDLibrary/Files/5a533eab-1e80-46ba-5f96-08db94c6ebcd/Data | m² |  | 7.2 |  |  | 5.72 | 6.22 | -0.494 | 0.000951 | 0 | 6.221 | 0 | 0.79444 | 0.86389 | -0.068611 | 0.00013208 | 0 | 0.86402 | 0 | Version 2025.1
Fibre cement | Fibre cement board | Fibre cement board | Fibre cement board, Villaboard™ Lining, 9 mm thick (James Hardie Australia Pty Ltd) (Australia) | Fibre_Cement | Fibre_Cement | 2023-07-17 | 2028-07-17 | Australia | S-P-03582 | Version 1.0 | EPD Australasia | https://api.environdec.com/api/v1/EPDLibrary/Files/5a533eab-1e80-46ba-5f96-08db94c6ebcd/Data | m² |  | 10.8 |  |  | 8.54 | 9.29 | -0.753 | 0.00142 | 0 | 9.2914 | 0 | 0.79074 | 0.86019 | -0.069722 | 0.00013148 | 0 | 0.86032 | 0 | Version 2025.1
Fibre cement | Fibre cement board | Fibre cement board | Fibre cement board, HomeRAB™ Pre-Cladding, 4.5 mm thick (James Hardie Australia Pty Ltd) (Australia) | Fibre_Cement | Fibre_Cement | 2023-07-17 | 2028-07-17 | Australia | S-P-03582 | Version 1.0 | EPD Australasia | https://api.environdec.com/api/v1/EPDLibrary/Files/5a533eab-1e80-46ba-5f96-08db94c6ebcd/Data | m² |  | 5.4 |  |  | 4.82 | 5.24 | -0.423 | 0.000828 | 0 | 5.2408 | 0 | 0.89259 | 0.97037 | -0.078333 | 0.00015333 | 0 | 0.97052 | 0 | Version 2025.1
Fibre cement | Fibre cement board | Fibre cement board | Fibre cement board, RAB™ Board, 6 mm thick (James Hardie Australia Pty Ltd) (Australia) | Fibre_Cement | Fibre_Cement | 2023-07-17 | 2028-07-17 | Australia | S-P-03582 | Version 1.0 | EPD Australasia | https://api.environdec.com/api/v1/EPDLibrary/Files/5a533eab-1e80-46ba-5f96-08db94c6ebcd/Data | m² |  | 7.2 |  |  | 6.43 | 6.96 | -0.536 | 0.0011 | 0 | 6.9611 | 0 | 0.89306 | 0.96667 | -0.074444 | 0.00015278 | 0 | 0.96682 | 0 | Version 2025.1
Fibre cement | Fibre cement board | Fibre cement board | Fibre cement board, RAB™ Board, 9 mm thick (James Hardie Australia Pty Ltd) (Australia) | Fibre_Cement | Fibre_Cement | 2023-07-17 | 2028-07-17 | Australia | S-P-03582 | Version 1.0 | EPD Australasia | https://api.environdec.com/api/v1/EPDLibrary/Files/5a533eab-1e80-46ba-5f96-08db94c6ebcd/Data | m² |  | 10.8 |  |  | 9.53 | 10.4 | -0.874 | 0.00167 | 0 | 10.4017 | 0 | 0.88241 | 0.96296 | -0.080926 | 0.00015463 | 0 | 0.96312 | 0 | Version 2025.1
Fibre cement | Fibre cement board | Fibre cement board | Fibre cement board, Hardie™ Ceramic Tile Underlay, 6 mm thick (James Hardie Australia Pty Ltd) (Australia) | Fibre_Cement | Fibre_Cement | 2023-07-17 | 2028-07-17 | Australia | S-P-03582 | Version 1.0 | EPD Australasia | https://api.environdec.com/api/v1/EPDLibrary/Files/5a533eab-1e80-46ba-5f96-08db94c6ebcd/Data | m² |  | 7.2 |  |  | 4.39 | 4.85 | -0.461 | 0.000538 | 0 | 4.8505 | 0 | 0.60972 | 0.67361 | -0.064028 | 7.4722e-05 | 0 | 0.67369 | 0 | Version 2025.1
Fibre cement | Fibre cement board | Fibre cement board | Fibre cement board, Hardie™ Groove Lining, 7.5 mm thick (James Hardie Australia Pty Ltd) (Australia) | Fibre_Cement | Fibre_Cement | 2023-07-17 | 2028-07-17 | Australia | S-P-03582 | Version 1.0 | EPD Australasia | https://api.environdec.com/api/v1/EPDLibrary/Files/5a533eab-1e80-46ba-5f96-08db94c6ebcd/Data | m² |  | 9 |  |  | 7.44 | 8.15 | -0.705 | 0.00128 | 0 | 8.1513 | 0 | 0.82667 | 0.90556 | -0.078333 | 0.00014222 | 0 | 0.9057 | 0 | Version 2025.1
Fibre cement | Fibre cement flooring | Fibre cement board | Fibre cement, Flooring, Secura™ Interior Flooring 19mm | Fibre_Cement | Fibre_Cement | 2023-07-17 | 2028-07-17 | Australia | S-P-02052 |  | EPD Australasia | https://epd-australasia.com/wp-content/uploads/2020/10/SP02052-James-Hardie-EPD-AU-vJul23.pdf | m² |  | 20.8 |  |  | 15.7 | 18.4 | -2.66 | 0 | 0.045 | 18.4 | 0.045 | 0.75481 | 0.88462 | -0.12788 | 0 | 0.0021635 | 0.88462 | 0.0021635 | Version 1.0
Fibre cement | Fibre cement flooring | Fibre cement board | Fibre cement, Flooring, Secura™ Interior Flooring 22mm | Fibre_Cement | Fibre_Cement | 2023-07-17 | 2028-07-17 | Australia | S-P-02052 |  | EPD Australasia | https://epd-australasia.com/wp-content/uploads/2020/10/SP02052-James-Hardie-EPD-AU-vJul23.pdf | m² |  | 24.1 |  |  | 18.5 | 21.6 | -3.11 | 0 | 0.045 | 21.6 | 0.045 | 0.76763 | 0.89627 | -0.12905 | 0 | 0.0018672 | 0.89627 | 0.0018672 | Version 1.0
Fibre cement | Fibre cement lining | Fibre cement board | Fibre cement, Lining, Secura™ Exterior Flooring 22mm | Fibre_Cement | Fibre_Cement | 2023-07-17 | 2028-07-17 | Australia | S-P-02052 |  | EPD Australasia | https://epd-australasia.com/wp-content/uploads/2020/10/SP02052-James-Hardie-EPD-AU-vJul23.pdf | m² |  | 24.1 |  |  | 18.6 | 21.7 | -3.11 | 0 | 0.045 | 21.7 | 0.045 | 0.77178 | 0.90041 | -0.12905 | 0 | 0.0018672 | 0.90041 | 0.0018672 | Version 1.0
Fibre cement | Fibre cement flooring | Fibre cement board | Fibre cement, Flooring, Secura™ Exterior Flooring 19mm | Fibre_Cement | Fibre_Cement | 2023-07-17 | 2028-07-17 | Australia | S-P-02052 |  | EPD Australasia | https://epd-australasia.com/wp-content/uploads/2020/10/SP02052-James-Hardie-EPD-AU-vJul23.pdf | m² |  | 20.8 |  |  | 16.1 | 18.7 | -2.66 | 0 | 0.045 | 18.7 | 0.045 | 0.77404 | 0.89904 | -0.12788 | 0 | 0.0021635 | 0.89904 | 0.0021635 | Version 1.0
Fibre cement | Fibre cement cladding | Fibre cement board | Fibre cement, Cladding, Hardie™ Fine Texture Cladding 8.5mm | Fibre_Cement | Fibre_Cement | 2023-07-17 | 2028-07-17 | Australia | S-P-02052 |  | EPD Australasia | https://epd-australasia.com/wp-content/uploads/2020/10/SP02052-James-Hardie-EPD-AU-vJul23.pdf | m² |  | 10.2 |  |  | 6.66 | 7.51 | -0.851 | 0 | 0.045 | 7.51 | 0.045 | 0.65294 | 0.73627 | -0.083431 | 0 | 0.0044118 | 0.73627 | 0.0044118 | Version 1.0
Fibre cement | Fibre cement cladding | Fibre cement board | Fibre cement, Cladding, Hardie™ Plank Weatherboards 7.5mm | Fibre_Cement | Fibre_Cement | 2023-07-17 | 2028-07-17 | Australia | S-P-02052 |  | EPD Australasia | https://epd-australasia.com/wp-content/uploads/2020/10/SP02052-James-Hardie-EPD-AU-vJul23.pdf | m² |  | 9 |  |  | 6.09 | 6.86 | -0.772 | 0 | 0.045 | 6.86 | 0.045 | 0.67667 | 0.76222 | -0.085778 | 0 | 0.005 | 0.76222 | 0.005 | Version 1.0
Fibre cement | Fibre cement flooring | Fibre cement board | Fibre cement, Flooring, Hardie™ Deck 19mm | Fibre_Cement | Fibre_Cement | 2023-07-17 | 2028-07-17 | Australia | S-P-02052 |  | EPD Australasia | https://epd-australasia.com/wp-content/uploads/2020/10/SP02052-James-Hardie-EPD-AU-vJul23.pdf | m² |  | 19.0364 |  |  | 22.5 | 25.2 | -2.63 | 0 | 0.045 | 25.2 | 0.045 | 1.1819 | 1.3238 | -0.13816 | 0 | 0.0023639 | 1.3238 | 0.0023639 | Version 1.0
Fibre cement | Fibre cement cladding | Fibre cement board | Fibre cement, Cladding, EasyLap™ Panel 8.5mm | Fibre_Cement | Fibre_Cement | 2023-07-17 | 2028-07-17 | Australia | S-P-02052 |  | EPD Australasia | https://epd-australasia.com/wp-content/uploads/2020/10/SP02052-James-Hardie-EPD-AU-vJul23.pdf | m² |  | 10.2 |  |  | 7.17 | 8 | -0.827 | 0 | 0.045 | 8 | 0.045 | 0.70294 | 0.78431 | -0.081078 | 0 | 0.0044118 | 0.78431 | 0.0044118 | Version 1.0
Fibre cement | Fibre cement cladding | Fibre cement board | Fibre cement, Cladding, PrimeLine™ Weatherboards 9mm | Fibre_Cement | Fibre_Cement | 2023-07-17 | 2028-07-17 | Australia | S-P-02052 |  | EPD Australasia | https://epd-australasia.com/wp-content/uploads/2020/10/SP02052-James-Hardie-EPD-AU-vJul23.pdf | m² |  | 10.8 |  |  | 8.88 | 9.85 | -0.976 | 0 | 0.045 | 9.85 | 0.045 | 0.82222 | 0.91204 | -0.09037 | 0 | 0.0041667 | 0.91204 | 0.0041667 | Version 1.0
Fibre cement | Fibre cement cladding | Fibre cement board | Fibre cement, Cladding, ExoTec™ Façade Panel 9mm | Fibre_Cement | Fibre_Cement | 2023-07-17 | 2028-07-17 | Australia | S-P-02052 |  | EPD Australasia | https://epd-australasia.com/wp-content/uploads/2020/10/SP02052-James-Hardie-EPD-AU-vJul23.pdf | m² |  | 13.7 |  |  | 11.1 | 12.3 | -1.13 | 0 | 0.045 | 12.3 | 0.045 | 0.81022 | 0.89781 | -0.082482 | 0 | 0.0032847 | 0.89781 | 0.0032847 | Version 1.0
Fibre cement | Fibre cement lining | Fibre cement board | Fibre cement, Lining, Villaboard™ Lining 9mm | Fibre_Cement | Fibre_Cement | 2023-07-17 | 2028-07-17 | Australia | S-P-02052 |  | EPD Australasia | https://epd-australasia.com/wp-content/uploads/2020/10/SP02052-James-Hardie-EPD-AU-vJul23.pdf | m² |  | 10.8 |  |  | 7.84 | 8.65 | -0.802 | 0 | 0.045 | 8.65 | 0.045 | 0.72593 | 0.80093 | -0.074259 | 0 | 0.0041667 | 0.80093 | 0.0041667 | Version 1.0
Fibre cement | Fibre cement cladding | Fibre cement board | Fibre cement, Cladding, Linea™ Weatherboards 16mm | Fibre_Cement | Fibre_Cement | 2023-07-17 | 2028-07-17 | Australia | S-P-02052 |  | EPD Australasia | https://epd-australasia.com/wp-content/uploads/2020/10/SP02052-James-Hardie-EPD-AU-vJul23.pdf | m² |  | 17.6 |  |  | 14.2 | 15.6 | -1.38 | 0 | 0.045 | 15.6 | 0.045 | 0.80682 | 0.88636 | -0.078409 | 0 | 0.0025568 | 0.88636 | 0.0025568 | Version 1.0
Fibre cement | Fibre cement lining | Fibre cement board | Fibre cement, Lining, Versilux™ Lining 6mm | Fibre_Cement | Fibre_Cement | 2023-07-17 | 2028-07-17 | Australia | S-P-02052 |  | EPD Australasia | https://epd-australasia.com/wp-content/uploads/2020/10/SP02052-James-Hardie-EPD-AU-vJul23.pdf | m² |  | 7.2 |  |  | 5.09 | 5.62 | -0.524 | 0 | 0.045 | 5.62 | 0.045 | 0.70694 | 0.78056 | -0.072778 | 0 | 0.00625 | 0.78056 | 0.00625 | Version 1.0
Fibre cement | Fibre cement cladding | Fibre cement board | Fibre cement, Compressed sheet, Hardie™ Panel Compressed Sheet 24mm | Fibre_Cement | Fibre_Cement | 2023-07-17 | 2028-07-17 | Australia | S-P-02052 |  | EPD Australasia | https://epd-australasia.com/wp-content/uploads/2020/10/SP02052-James-Hardie-EPD-AU-vJul23.pdf | m² |  | 41.2 |  |  | 41.9 | 45.9 | -3.97 | 0 | 0.045 | 45.9 | 0.045 | 1.017 | 1.1141 | -0.096359 | 0 | 0.0010922 | 1.1141 | 0.0010922 | Version 1.0
Fibre cement | Fibre cement lining | Fibre cement board | Fibre cement, Lining, Versilux™ Lining 9 mm | Fibre_Cement | Fibre_Cement | 2023-07-17 | 2028-07-17 | Australia | S-P-02052 |  | EPD Australasia | https://epd-australasia.com/wp-content/uploads/2020/10/SP02052-James-Hardie-EPD-AU-vJul23.pdf | m² |  | 10.8 |  |  | 7.9 | 8.68 | -0.778 | 0 | 0.045 | 8.68 | 0.045 | 0.73148 | 0.8037 | -0.072037 | 0 | 0.0041667 | 0.8037 | 0.0041667 | Version 1.0
Fibre cement | Fibre cement cladding | Fibre cement board | Fibre cement, Compressed sheet, Hardie™ Panel Compressed Sheet 18mm | Fibre_Cement | Fibre_Cement | 2023-07-17 | 2028-07-17 | Australia | S-P-02052 |  | EPD Australasia | https://epd-australasia.com/wp-content/uploads/2020/10/SP02052-James-Hardie-EPD-AU-vJul23.pdf | m² |  | 31 |  |  | 29.7 | 32.5 | -2.81 | 0 | 0.045 | 32.5 | 0.045 | 0.95806 | 1.0484 | -0.090645 | 0 | 0.0014516 | 1.0484 | 0.0014516 | Version 1.0
Fibre cement | Fibre cement cladding | Fibre cement board | Fibre cement, Compressed sheet, Hardie™ Panel Compressed Sheet 15mm | Fibre_Cement | Fibre_Cement | 2023-07-17 | 2028-07-17 | Australia | S-P-02052 |  | EPD Australasia | https://epd-australasia.com/wp-content/uploads/2020/10/SP02052-James-Hardie-EPD-AU-vJul23.pdf | m² |  | 25.9 |  |  | 25.5 | 27.9 | -2.44 | 0 | 0.045 | 27.9 | 0.045 | 0.98456 | 1.0772 | -0.094208 | 0 | 0.0017375 | 1.0772 | 0.0017375 | Version 1.0
Fibre cement | Fibre cement lining | Fibre cement board | Fibre cement, Lining, Villaboard™ Lining 6mm | Fibre_Cement | Fibre_Cement | 2023-07-17 | 2028-07-17 | Australia | S-P-02052 |  | EPD Australasia | https://epd-australasia.com/wp-content/uploads/2020/10/SP02052-James-Hardie-EPD-AU-vJul23.pdf | m² |  | 7.2 |  |  | 5.19 | 5.71 | -0.527 | 0 | 0.045 | 5.71 | 0.045 | 0.72083 | 0.79306 | -0.073194 | 0 | 0.00625 | 0.79306 | 0.00625 | Version 1.0
Fibre cement | Fibre cement cladding | Fibre cement board | Fibre cement, Cladding, Axon™ Cladding 9mm | Fibre_Cement | Fibre_Cement | 2023-07-17 | 2028-07-17 | Australia | S-P-02052 |  | EPD Australasia | https://epd-australasia.com/wp-content/uploads/2020/10/SP02052-James-Hardie-EPD-AU-vJul23.pdf | m² |  | 10.2 |  |  | 8.93 | 9.79 | -0.868 | 0 | 0.045 | 9.79 | 0.045 | 0.87549 | 0.9598 | -0.085098 | 0 | 0.0044118 | 0.9598 | 0.0044118 | Version 1.0
Fibre cement | Fibre cement flooring | Fibre cement board | Fibre cement, Flooring, Hardie™ Groove Lining 7.5mm | Fibre_Cement | Fibre_Cement | 2023-07-17 | 2028-07-17 | Australia | S-P-02052 |  | EPD Australasia | https://epd-australasia.com/wp-content/uploads/2020/10/SP02052-James-Hardie-EPD-AU-vJul23.pdf | m² |  | 20.0199 |  |  | 7.44 | 8.15 | -0.705 | 0 | 0.045 | 8.15 | 0.045 | 0.37163 | 0.40709 | -0.035215 | 0 | 0.0022478 | 0.40709 | 0.0022478 | Version 1.0
Fibre cement | Fibre cement cladding | Fibre cement board | Fibre cement, Cladding, Hardie™ Flex Eaves Lining 4.5mm | Fibre_Cement | Fibre_Cement | 2023-07-17 | 2028-07-17 | Australia | S-P-02052 |  | EPD Australasia | https://epd-australasia.com/wp-content/uploads/2020/10/SP02052-James-Hardie-EPD-AU-vJul23.pdf | m² |  | 5.4 |  |  | 4.09 | 4.5 | -0.411 | 0 | 0.045 | 4.5 | 0.045 | 0.75741 | 0.83333 | -0.076111 | 0 | 0.0083333 | 0.83333 | 0.0083333 | Version 1.0
Fibre cement | Fibre cement cladding | Fibre cement board | Fibre cement, Cladding, Hardie™ Flex Sheet 6mm | Fibre_Cement | Fibre_Cement | 2023-07-17 | 2028-07-17 | Australia | S-P-02052 |  | EPD Australasia | https://epd-australasia.com/wp-content/uploads/2020/10/SP02052-James-Hardie-EPD-AU-vJul23.pdf | m² |  | 7.2 |  |  | 6.05 | 6.62 | -0.571 | 0 | 0.045 | 6.62 | 0.045 | 0.84028 | 0.91944 | -0.079306 | 0 | 0.00625 | 0.91944 | 0.00625 | Version 1.0
Fibre cement | Fibre cement cladding | Fibre cement board | Fibre cement, Cladding, Hardie™ Flex Sheet 4.5mm | Fibre_Cement | Fibre_Cement | 2023-07-17 | 2028-07-17 | Australia | S-P-02052 |  | EPD Australasia | https://epd-australasia.com/wp-content/uploads/2020/10/SP02052-James-Hardie-EPD-AU-vJul23.pdf | m² |  | 5.4 |  |  | 4.23 | 4.62 | -0.392 | 0 | 0.045 | 4.62 | 0.045 | 0.78333 | 0.85556 | -0.072593 | 0 | 0.0083333 | 0.85556 | 0.0083333 | Version 1.0
Fibre cement | Fibre cement cladding | Fibre cement board | Fibre cement, Cladding, Stria™ Cladding 14mm | Fibre_Cement | Fibre_Cement | 2023-07-17 | 2028-07-17 | Australia | S-P-02052 |  | EPD Australasia | https://epd-australasia.com/wp-content/uploads/2020/10/SP02052-James-Hardie-EPD-AU-vJul23.pdf | m² |  | 15.4 |  |  | 13.8 | 14.9 | -1.13 | 0 | 0.045 | 14.9 | 0.045 | 0.8961 | 0.96753 | -0.073377 | 0 | 0.0029221 | 0.96753 | 0.0029221 | Version 1.0
Fibre cement | Fibre cement cladding | Fibre cement board | Fibre cement, Cladding, HardieTM ObliqueTM Cladding 14mm | Fibre_Cement | Fibre_Cement | 2023-07-17 | 2028-07-17 | Australia | S-P-02052 |  | EPD Australasia | https://epd-australasia.com/wp-content/uploads/2020/10/SP02052-James-Hardie-EPD-AU-vJul23.pdf | m² |  | 15.36 |  |  | 13.9 | 15 | -1.12 | 0 | 0.045 | 15 | 0.045 | 0.90495 | 0.97656 | -0.072917 | 0 | 0.0029297 | 0.97656 | 0.0029297 | Version 1.0
Fibre cement | Fibre cement flooring | Fibre cement board | Fibre cement, Flooring, RAB™ Board 6mm | Fibre_Cement | Fibre_Cement | 2023-07-17 | 2028-07-17 | Australia | S-P-02052 |  | EPD Australasia | https://epd-australasia.com/wp-content/uploads/2020/10/SP02052-James-Hardie-EPD-AU-vJul23.pdf | m² |  | 19.3642 |  |  | 6.43 | 6.96 | -0.536 | 0 | 0.045 | 6.96 | 0.045 | 0.33206 | 0.35943 | -0.02768 | 0 | 0.0023239 | 0.35943 | 0.0023239 | Version 1.0
Fibre cement | Fibre cement flooring | Fibre cement board | Fibre cement, Flooring, Ceramic Tire Underlay 6mm | Fibre_Cement | Fibre_Cement | 2023-07-17 | 2028-07-17 | Australia | S-P-02052 |  | EPD Australasia | https://epd-australasia.com/wp-content/uploads/2020/10/SP02052-James-Hardie-EPD-AU-vJul23.pdf | m² |  | 19.6921 |  |  | 5.59 | 6.05 | -0.466 | 0 | 0.045 | 6.05 | 0.045 | 0.28387 | 0.30723 | -0.023664 | 0 | 0.0022852 | 0.30723 | 0.0022852 | Version 1.0
Fibre cement | Fibre cement cladding | Fibre cement board | Fibre cement, Cladding, Matrix™ Cladding 8mm | Fibre_Cement | Fibre_Cement | 2023-07-17 | 2028-07-17 | Australia | S-P-02052 |  | EPD Australasia | https://epd-australasia.com/wp-content/uploads/2020/10/SP02052-James-Hardie-EPD-AU-vJul23.pdf | m² |  | 9.6 |  |  | 8.1 | 8.71 | -0.608 | 0 | 0.045 | 8.71 | 0.045 | 0.84375 | 0.90729 | -0.063333 | 0 | 0.0046875 | 0.90729 | 0.0046875 | Version 1.0
Fibre cement | Fibre cement lining | Fibre cement board | Fibre cement, Lining, Versilux™ Lining 4.5mm | Fibre_Cement | Fibre_Cement | 2023-07-17 | 2028-07-17 | Australia | S-P-02052 |  | EPD Australasia | https://epd-australasia.com/wp-content/uploads/2020/10/SP02052-James-Hardie-EPD-AU-vJul23.pdf | m² |  | 5.4 |  |  | 4.33 | 4.67 | -0.34 | 0 | 0.045 | 4.67 | 0.045 | 0.80185 | 0.86481 | -0.062963 | 0 | 0.0083333 | 0.86481 | 0.0083333 | Version 1.0
Fibre cement | Fibre cement cladding | Fibre cement board | Fibre cement, Natural coloured 8mm (Valcan) (UK) | Fibre_Cement | Fibre_Cement | 2021-08-06 | 2026-08-04 | UK | S-P-03995 |  | EPD (International) | https://api.environdec.com/api/v1/EPDLibrary/Files/353716a9-d2e5-4b2a-8229-08d941d5f1c9/Data | m² |  | 14.4 |  |  | 10.8 | 0 | 0 | 0 | 0 | 10.8 | 0 | 0.75 | 0 | 0 | 0 | 0 | 0.75 | 0 | Version 1.0
Fibre cement | Fibre cement cladding | Fibre cement board | Fibre cement, Natural coloured 10mm (Valcan) (UK) | Fibre_Cement | Fibre_Cement | 2021-08-06 | 2026-08-04 | UK | S-P-03995 |  | EPD (International) | https://api.environdec.com/api/v1/EPDLibrary/Files/353716a9-d2e5-4b2a-8229-08d941d5f1c9/Data | m² |  | 18 |  |  | 13.5 | 0 | 0 | 0 | 0 | 13.5 | 0 | 0.75 | 0 | 0 | 0 | 0 | 0.75 | 0 | Version 1.0
Fibre cement | Fibre cement cladding | Fibre cement board | Fibre cement, Natural coloured 12mm, painted (Valcan) (UK) | Fibre_Cement | Fibre_Cement | 2021-08-06 | 2026-08-04 | UK | S-P-03995 |  | EPD (International) | https://api.environdec.com/api/v1/EPDLibrary/Files/353716a9-d2e5-4b2a-8229-08d941d5f1c9/Data | m² |  | 21.6 |  |  | 18.1 | 0 | 0 | 0 | 0 | 18.1 | 0 | 0.83796 | 0 | 0 | 0 | 0 | 0.83796 | 0 | Version 1.0
Fibre cement | Fibre cement board | Fibre cement board | Fibre cement board, Fibre cement Products Ceminseal Compressed sheet - 15mm (Cemintel) (Australia) | Fibre_Cement | Fibre_Cement | 2024-11-28 | 2029-11-27 | Australia | EPD-IES-0018188:001 | Not applicable | EPD Australasia | https://epd-australasia.com/wp-content/uploads/2024/12/EPD-IES-0018188-001_CSR_Cemintel-Trade-Essentials_2024-11-28.pdf | m² |  | 9.4 |  |  | 12.423 | 0 | 0 | 0 | 0 | 12.423 | 0 | 1.3216 | 0 | 0 | 0 | 0 | 1.3216 | 0 | Version 2025.1
Glass | Float Glass | Glass (treated or untreated) | Float Glass, Glazing glass, Unprocessed flat glass (Guardian Glass) (Global) | Glass | Glass | 2024-03-01 | 2029-03-01 | Global | 4791213166.101.1 | Not applicable | UL Environment | https://www.guardianglass.com/us/en/tools-and-resources/product-certifications/product-declarations | kg | 2700 | 10 |  |  | 1.1 | 0 | 0 | 0 | 0 | 1.1 | 0 | 1.1 | 0 | 0 | 0 | 0 | 1.1 | 0 | Version 1.0
Glass | Float Glass | Glass (treated or untreated) | Float Glass, Glazing glass, Processed glass products heat treated (Guardian Glass) (Global) | Glass | Glass | 2024-03-01 | 2029-03-01 | Global | 4791213166.105.1 | Not applicable | UL Environment | Environmental Product Declaration (EPD) ¦ Guardian Glass | kg |  | 10 |  |  | 1.3 | 0 | 0 | 0 | 0 | 1.3 | 0 | 1.3 | 0 | 0 | 0 | 0 | 1.3 | 0 | Version 1.0
Glass | Double glazing | Glass (treated or untreated) | Double glazing, Glazing glass, Pilkington Suncool Optilam™ range (4/16/6.8) (Pilkington Group Limited) (Europe) | Glass | Glass | 2023-10-31 | 2028-10-31 | Europe | S-P-02492 |  | EPD (International) | https://api.environdec.com/api/v1/EPDLibrary/Files/51247226-2d6c-4246-508b-08dbd569605a/Data | kg |  | 26 |  |  | 1.9654 | 1.9654 | -0.0072308 | 0 | 0 | 1.9654 | 0 | 1.9654 | 1.9654 | -0.0072308 | 0 | 0 | 1.9654 | 0 | Version 1.0
Glass | Double glazing | Glass (treated or untreated) | Double glazing, Glazing glass, Pilkington Optilam™ Therm range (4/16/6.8) (Pilkington Group Limited) (Europe) | Glass | Glass | 2023-10-31 | 2028-10-31 | Europe | S-P-02492 |  | EPD (International) | https://api.environdec.com/api/v1/EPDLibrary/Files/51247226-2d6c-4246-508b-08dbd569605a/Data | kg |  | 26 |  |  | 1.9654 | 1.9654 | -0.0072308 | 0 | 0 | 1.9654 | 0 | 1.9654 | 1.9654 | -0.0072308 | 0 | 0 | 1.9654 | 0 | Version 1.0
Glass | Double glazing | Glass (treated or untreated) | Double glazing, Glazing glass, Pilkington Optilam K Glass™ S range (4/16/6.8) (Pilkington Group Limited) (Europe) | Glass | Glass | 2023-10-31 | 2028-10-31 | Europe | S-P-02492 |  | EPD (International) | https://api.environdec.com/api/v1/EPDLibrary/Files/51247226-2d6c-4246-508b-08dbd569605a/Data | kg |  | 26 |  |  | 1.9654 | 1.9654 | -0.0072308 | 0 | 0 | 1.9654 | 0 | 1.9654 | 1.9654 | -0.0072308 | 0 | 0 | 1.9654 | 0 | Version 1.0
Glass | Double glazing | Glass (treated or untreated) | Double glazing, Glazing glass, Pilkington Mirropane Optilam™ Chrome range (4/16/6.8) (Pilkington Group Limited) (Europe) | Glass | Glass | 2023-10-31 | 2028-10-31 | Europe | S-P-02492 |  | EPD (International) | https://api.environdec.com/api/v1/EPDLibrary/Files/51247226-2d6c-4246-508b-08dbd569605a/Data | kg |  | 26 |  |  | 1.9654 | 1.9654 | -0.0072308 | 0 | 0 | 1.9654 | 0 | 1.9654 | 1.9654 | -0.0072308 | 0 | 0 | 1.9654 | 0 | Version 1.0
Glass | Double glazing | Glass (treated or untreated) | Double glazing, Glazing glass, Pilkington Spandrel Glass Laminated range (4/16/6.8) (Pilkington Group Limited) (Europe) | Glass | Glass | 2023-10-31 | 2028-10-31 | Europe | S-P-02492 |  | EPD (International) | https://api.environdec.com/api/v1/EPDLibrary/Files/51247226-2d6c-4246-508b-08dbd569605a/Data | kg |  | 26 |  |  | 1.9654 | 1.9654 | -0.0072308 | 0 | 0 | 1.9654 | 0 | 1.9654 | 1.9654 | -0.0072308 | 0 | 0 | 1.9654 | 0 | Version 1.0
Glass | Double glazing | Glass (treated or untreated) | Double glazing, Glazing glass, Pilkington Optifloat™ Clear and Tinted (4/16/6.8) (Pilkington Group Limited) (Europe) | Glass | Glass | 2023-10-31 | 2028-10-31 | Europe | S-P-02492 |  | EPD (International) | https://api.environdec.com/api/v1/EPDLibrary/Files/51247226-2d6c-4246-508b-08dbd569605a/Data | kg |  | 26 |  |  | 1.9654 | 1.9654 | -0.0072308 | 0 | 0 | 1.9654 | 0 | 1.9654 | 1.9654 | -0.0072308 | 0 | 0 | 1.9654 | 0 | Version 1.0
Glass | Triple glazing | Glass (treated or untreated) | Triple glazing, Glazing glass, Pilkington Suncool™ range (6/12/6/12/8.8) (Pilkington Group Limited) (Europe) | Glass | Glass | 2023-10-31 | 2028-10-31 | Europe | S-P-02888 |  | EPD (International) | https://api.environdec.com/api/v1/EPDLibrary/Files/e7d2bb09-334f-4b04-507e-08dbd569605a/Data | kg |  | 52 |  |  | 1.9808 | 1.9808 | -0.0014654 | 0 | 0 | 1.9808 | 0 | 1.9808 | 1.9808 | -0.0014654 | 0 | 0 | 1.9808 | 0 | Version 1.0
Glass | Triple glazing | Glass (treated or untreated) | Triple glazing, Glazing glass, Pilkington Optitherm™ range (6/12/6/12/8.8) (Pilkington Group Limited) (Europe) | Glass | Glass | 2023-10-31 | 2028-10-31 | Europe | S-P-02888 |  | EPD (International) | https://api.environdec.com/api/v1/EPDLibrary/Files/e7d2bb09-334f-4b04-507e-08dbd569605a/Data | kg |  | 52 |  |  | 1.9808 | 1.9808 | -0.0014654 | 0 | 0 | 1.9808 | 0 | 1.9808 | 1.9808 | -0.0014654 | 0 | 0 | 1.9808 | 0 | Version 1.0
Glass | Triple glazing | Glass (treated or untreated) | Triple glazing, Glazing glass, Pilkington K Glass™ S range (6/12/6/12/8.8) (Pilkington Group Limited) (Europe) | Glass | Glass | 2023-10-31 | 2028-10-31 | Europe | S-P-02888 |  | EPD (International) | https://api.environdec.com/api/v1/EPDLibrary/Files/e7d2bb09-334f-4b04-507e-08dbd569605a/Data | kg |  | 52 |  |  | 1.9808 | 1.9808 | -0.0014654 | 0 | 0 | 1.9808 | 0 | 1.9808 | 1.9808 | -0.0014654 | 0 | 0 | 1.9808 | 0 | Version 1.0
Glass | Triple glazing | Glass (treated or untreated) | Triple glazing, Glazing glass, Pilkington Mirropane™ Chrome range (6/12/6/12/8.8) (Pilkington Group Limited) (Europe) | Glass | Glass | 2023-10-31 | 2028-10-31 | Europe | S-P-02888 |  | EPD (International) | https://api.environdec.com/api/v1/EPDLibrary/Files/e7d2bb09-334f-4b04-507e-08dbd569605a/Data | kg |  | 52 |  |  | 1.9808 | 1.9808 | -0.0014654 | 0 | 0 | 1.9808 | 0 | 1.9808 | 1.9808 | -0.0014654 | 0 | 0 | 1.9808 | 0 | Version 1.0
Glass | Triple glazing | Glass (treated or untreated) | Triple glazing, Glazing glass, Pilkington Spandrel Glass Coated range (6/12/6/12/8.8) (Pilkington Group Limited) (Europe) | Glass | Glass | 2023-10-31 | 2028-10-31 | Europe | S-P-02888 |  | EPD (International) | https://api.environdec.com/api/v1/EPDLibrary/Files/e7d2bb09-334f-4b04-507e-08dbd569605a/Data | kg |  | 52 |  |  | 1.9808 | 1.9808 | -0.0014654 | 0 | 0 | 1.9808 | 0 | 1.9808 | 1.9808 | -0.0014654 | 0 | 0 | 1.9808 | 0 | Version 1.0
Glass | Triple glazing | Glass (treated or untreated) | Triple glazing, Glazing glass, Pilkington Suncool Optilam™ range (6/12/6/12/8.8) (Pilkington Group Limited) (Europe) | Glass | Glass | 2023-10-31 | 2028-10-31 | Europe | S-P-02888 |  | EPD (International) | https://api.environdec.com/api/v1/EPDLibrary/Files/e7d2bb09-334f-4b04-507e-08dbd569605a/Data | kg |  | 52 |  |  | 1.9808 | 1.9808 | -0.0014654 | 0 | 0 | 1.9808 | 0 | 1.9808 | 1.9808 | -0.0014654 | 0 | 0 | 1.9808 | 0 | Version 1.0
Glass | Triple glazing | Glass (treated or untreated) | Triple glazing, Glazing glass, Pilkington Optilam™ Therm range (6/12/6/12/8.8) (Pilkington Group Limited) (Europe) | Glass | Glass | 2023-10-31 | 2028-10-31 | Europe | S-P-02888 |  | EPD (International) | https://api.environdec.com/api/v1/EPDLibrary/Files/e7d2bb09-334f-4b04-507e-08dbd569605a/Data | kg |  | 52 |  |  | 1.9808 | 1.9808 | -0.0014654 | 0 | 0 | 1.9808 | 0 | 1.9808 | 1.9808 | -0.0014654 | 0 | 0 | 1.9808 | 0 | Version 1.0
Glass | Triple glazing | Glass (treated or untreated) | Triple glazing, Glazing glass, Pilkington Optilam K Glass™ S range (6/12/6/12/8.8) (Pilkington Group Limited) (Europe) | Glass | Glass | 2023-10-31 | 2028-10-31 | Europe | S-P-02888 |  | EPD (International) | https://api.environdec.com/api/v1/EPDLibrary/Files/e7d2bb09-334f-4b04-507e-08dbd569605a/Data | kg |  | 52 |  |  | 1.9808 | 1.9808 | -0.0014654 | 0 | 0 | 1.9808 | 0 | 1.9808 | 1.9808 | -0.0014654 | 0 | 0 | 1.9808 | 0 | Version 1.0
Glass | Triple glazing | Glass (treated or untreated) | Triple glazing, Glazing glass, Pilkington Mirropane Optilam™ Chrome (6/12/6/12/8.8) (Pilkington Group Limited) (Europe) | Glass | Glass | 2023-10-31 | 2028-10-31 | Europe | S-P-02888 |  | EPD (International) | https://api.environdec.com/api/v1/EPDLibrary/Files/e7d2bb09-334f-4b04-507e-08dbd569605a/Data | kg |  | 52 |  |  | 1.9808 | 1.9808 | -0.0014654 | 0 | 0 | 1.9808 | 0 | 1.9808 | 1.9808 | -0.0014654 | 0 | 0 | 1.9808 | 0 | Version 1.0
Glass | Triple glazing | Glass (treated or untreated) | Triple glazing, Glazing glass, Pilkington Optifloat™ T (6/12/6/12/8.8) (Pilkington Group Limited) (Europe) | Glass | Glass | 2023-10-31 | 2028-10-31 | Europe | S-P-02888 |  | EPD (International) | https://api.environdec.com/api/v1/EPDLibrary/Files/e7d2bb09-334f-4b04-507e-08dbd569605a/Data | kg |  | 52 |  |  | 1.9808 | 1.9808 | -0.0014654 | 0 | 0 | 1.9808 | 0 | 1.9808 | 1.9808 | -0.0014654 | 0 | 0 | 1.9808 | 0 | Version 1.0
Glass | Triple glazing | Glass (treated or untreated) | Triple glazing, Glazing glass, Pilkington Optiwhite™ T (6/12/6/12/8.8) (Pilkington Group Limited) (Europe) | Glass | Glass | 2023-10-31 | 2028-10-31 | Europe | S-P-02888 |  | EPD (International) | https://api.environdec.com/api/v1/EPDLibrary/Files/e7d2bb09-334f-4b04-507e-08dbd569605a/Data | kg |  | 52 |  |  | 1.9808 | 1.9808 | -0.0014654 | 0 | 0 | 1.9808 | 0 | 1.9808 | 1.9808 | -0.0014654 | 0 | 0 | 1.9808 | 0 | Version 1.0
Glass | Float Glass | Glass (treated or untreated) | Float Glass, Glazing glass, Average float glass 3mm thick (Asahi - India Glass Ltd) (Global) | Glass | Glass | 2018-11-01 | 2023-10-31 | Global | S-P-01114 |  | EPD (International) | https://api.environdec.com/api/v1/EPDLibrary/Files/dcbbb399-c22e-407f-941a-05a94fc14953/Data | kg | 2500 | 7.5 |  |  | 1.2893 | 0 | 0 | 0 | 0 | 1.2893 | 0 | 1.2893 | 0 | 0 | 0 | 0 | 1.2893 | 0 | Version 1.0 | Expired
Glass | Float Glass | Glass (treated or untreated) | Float Glass, Glazing glass, Average float glass 4mm thick (Asahi - India Glass Ltd) (Global) | Glass | Glass | 2018-11-01 | 2023-10-31 | Global | S-P-01114 |  | EPD (International) | https://api.environdec.com/api/v1/EPDLibrary/Files/dcbbb399-c22e-407f-941a-05a94fc14953/Data | kg | 2500 | 10 |  |  | 1.29 | 0 | 0 | 0 | 0 | 1.29 | 0 | 1.29 | 0 | 0 | 0 | 0 | 1.29 | 0 | Version 1.0 | Expired
Glass | Float Glass | Glass (treated or untreated) | Float Glass, Glazing glass, Average float glass 3.5mm thick (Asahi - India Glass Ltd) (Global) | Glass | Glass | 2018-11-01 | 2023-10-31 | Global | S-P-01114 |  | EPD (International) | https://api.environdec.com/api/v1/EPDLibrary/Files/dcbbb399-c22e-407f-941a-05a94fc14953/Data | kg | 2500 | 8.75 |  |  | 1.2914 | 0 | 0 | 0 | 0 | 1.2914 | 0 | 1.2914 | 0 | 0 | 0 | 0 | 1.2914 | 0 | Version 1.0 | Expired
Glass | Float Glass | Glass (treated or untreated) | Float Glass, Glazing glass, Average float glass 5mm thick (Asahi - India Glass Ltd) (Global) | Glass | Glass | 2018-11-01 | 2023-10-31 | Global | S-P-01114 |  | EPD (International) | https://api.environdec.com/api/v1/EPDLibrary/Files/dcbbb399-c22e-407f-941a-05a94fc14953/Data | kg | 2500 | 12.5 |  |  | 1.288 | 0 | 0 | 0 | 0 | 1.288 | 0 | 1.288 | 0 | 0 | 0 | 0 | 1.288 | 0 | Version 1.0 | Expired
Glass | Float Glass | Glass (treated or untreated) | Float Glass, Glazing glass, Average float glass 6mm thick (Asahi - India Glass Ltd) (Global) | Glass | Glass | 2018-11-01 | 2023-10-31 | Global | S-P-01114 |  | EPD (International) | https://api.environdec.com/api/v1/EPDLibrary/Files/dcbbb399-c22e-407f-941a-05a94fc14953/Data | kg | 2500 | 15 |  |  | 1.2867 | 0 | 0 | 0 | 0 | 1.2867 | 0 | 1.2867 | 0 | 0 | 0 | 0 | 1.2867 | 0 | Version 1.0 | Expired
Glass | Float Glass | Glass (treated or untreated) | Float Glass, Glazing glass, Average float glass 8mm thick (Asahi - India Glass Ltd) (Global) | Glass | Glass | 2018-11-01 | 2023-10-31 | Global | S-P-01114 |  | EPD (International) | https://api.environdec.com/api/v1/EPDLibrary/Files/dcbbb399-c22e-407f-941a-05a94fc14953/Data | kg | 2500 | 20 |  |  | 1.29 | 0 | 0 | 0 | 0 | 1.29 | 0 | 1.29 | 0 | 0 | 0 | 0 | 1.29 | 0 | Version 1.0 | Expired
Glass | Float Glass | Glass (treated or untreated) | Float Glass, Glazing glass, Average float glass 10mm thick (Asahi - India Glass Ltd) (Global) | Glass | Glass | 2018-11-01 | 2023-10-31 | Global | S-P-01114 |  | EPD (International) | https://api.environdec.com/api/v1/EPDLibrary/Files/dcbbb399-c22e-407f-941a-05a94fc14953/Data | kg | 2500 | 25 |  |  | 1.288 | 0 | 0 | 0 | 0 | 1.288 | 0 | 1.288 | 0 | 0 | 0 | 0 | 1.288 | 0 | Version 1.0 | Expired
Glass | Float Glass | Glass (treated or untreated) | Float Glass, Glazing glass, Average float glass 12mm thick (Asahi - India Glass Ltd) (Global) | Glass | Glass | 2018-11-01 | 2023-10-31 | Global | S-P-01114 |  | EPD (International) | https://api.environdec.com/api/v1/EPDLibrary/Files/dcbbb399-c22e-407f-941a-05a94fc14953/Data | kg | 2500 | 30 |  |  | 1.29 | 0 | 0 | 0 | 0 | 1.29 | 0 | 1.29 | 0 | 0 | 0 | 0 | 1.29 | 0 | Version 1.0 | Expired
Glass | Float Glass | Glass (treated or untreated) | Float Glass, Glazing glass, Laminated float glass 1mm (Pilkington Group Limited) (Global) | Glass | Glass | 2023-05-17 | 2028-04-30 | Global | S-P-08826 |  | EPD (International) | https://api.environdec.com/api/v1/EPDLibrary/Files/d89694e8-801d-4b08-872d-08db523a4d9e/Data | kg | 2500 | 2.5 |  |  | 1.468 | 0 | 0 | 0 | 0 | 1.468 | 0 | 1.468 | 0 | 0 | 0 | 0 | 1.468 | 0 | Version 1.0
Glass | Float Glass | Glass (treated or untreated) | Float Glass, Glazing glass, Guardian glass wet coated glass (Guardian Glass) (North America) | Glass | Glass | 2024-03-01 | 2029-03-01 | North America | 4791213166.107.1 | Not applicable | UL Environment | https://www.guardianglass.com/us/en/tools-and-resources/product-certifications/product-declarations | kg |  | 10 |  |  | 1.37 | 0 | 0 | 0 | 0 | 1.37 | 0 | 1.37 | 0 | 0 | 0 | 0 | 1.37 | 0 | Version 1.0
Glass | Float Glass | Glass (treated or untreated) | Float Glass, Glazing glass, Guardian glass heat treated glass (Guardian Glass) (North America) | Glass | Glass | 2024-03-01 | 2029-03-01 | North America | 4791213166.105.1 | Not applicable | UL Environment | https://www.guardianglass.com/us/en/tools-and-resources/product-certifications/product-declarations | kg |  | 10 |  |  | 1.3 | 0 | 0 | 0 | 0 | 1.3 | 0 | 1.3 | 0 | 0 | 0 | 0 | 1.3 | 0 | Version 1.0
Glass | Float Glass | Glass (treated or untreated) | Float Glass, Glazing glass, Guardian glass processed glass AME & I region (coated glass) (Guardian Glass) (Global) | Glass | Glass | 2020-07-01 | 2025-07-01 | Global | 478887138.102.1 | Not applicable | UL Environment | https://www.guardianglass.com/me/en/tools-and-resources/resources/product-declarations | kg |  | 10 |  |  | 1.425 | 0 | 0 | 0 | 0 | 1.425 | 0 | 1.425 | 0 | 0 | 0 | 0 | 1.425 | 0 | Version 1.0 | Expired
Glass | Double glazing | Glass (treated or untreated) | Double glazing, Glazing glass, Climalit 4-16-4 (Saint-Gobain) (Global) | Glass | Glass | 2022-05-03 | 2027-05-02 | Global | S-P-00934 |  | EPD (International) | https://api.environdec.com/api/v1/EPDLibrary/Files/21b433c4-ae50-4c96-1bd6-08da2ccce1bd/Data | kg |  | 20 |  |  | 1.57 | 1.545 | 0.02355 | 0.00085 | 0 | 1.5694 | 0 | 1.57 | 1.545 | 0.02355 | 0.00085 | 0 | 1.5694 | 0 | Version 1.0
Glass | Double glazing | Glass (treated or untreated) | Double glazing, Glazing glass, Climalit 4-16-44.1 (Saint-Gobain) (Global) | Glass | Glass | 2022-05-03 | 2027-05-02 | Global | S-P-00934 |  | EPD (International) | https://api.environdec.com/api/v1/EPDLibrary/Files/21b433c4-ae50-4c96-1bd6-08da2ccce1bd/Data | kg |  | 35.4 |  |  | 1.3475 | 1.3249 | 0.02048 | 0.00070056 | 0 | 1.346 | 0 | 1.3475 | 1.3249 | 0.02048 | 0.00070056 | 0 | 1.346 | 0 | Version 1.0
Glass | Double glazing | Glass (treated or untreated) | Double glazing, Glazing glass, Climalit 4-16-33.1 (Saint-Gobain) (Global) | Glass | Glass | 2022-05-03 | 2027-05-02 | Global | S-P-00934 |  | EPD (International) | https://api.environdec.com/api/v1/EPDLibrary/Files/21b433c4-ae50-4c96-1bd6-08da2ccce1bd/Data | kg |  | 25.4 |  |  | 1.6339 | 1.6063 | 0.024252 | 0.00091339 | 0 | 1.6315 | 0 | 1.6339 | 1.6063 | 0.024252 | 0.00091339 | 0 | 1.6315 | 0 | Version 1.0
Glass | Double glazing | Glass (treated or untreated) | Double glazing, Glazing glass, Pilkington Suncool™ range (4/16/6.8) (Pilkington Group Limited) (Europe) | Glass | Glass | 2023-10-31 | 2028-10-31 | Europe | S-P-02493 |  | EPD (International) | https://api.environdec.com/api/v1/EPDLibrary/Files/98ee93ed-f49c-4092-5086-08dbd569605a/Data | kg |  | 31 |  |  | 1.5387 | 1.5355 | -0.0016097 | 0 | 0 | 1.5355 | 0 | 1.5387 | 1.5355 | -0.0016097 | 0 | 0 | 1.5355 | 0 | Version 1.0
Glass | Double glazing | Glass (treated or untreated) | Double glazing, Glazing glass, Pilkington Optitherm™ range (4/16/6.8) (Pilkington Group Limited) (Europe) | Glass | Glass | 2023-10-31 | 2028-10-31 | Europe | S-P-02493 |  | EPD (International) | https://api.environdec.com/api/v1/EPDLibrary/Files/98ee93ed-f49c-4092-5086-08dbd569605a/Data | kg |  | 31 |  |  | 1.5387 | 1.5355 | -0.0016097 | 0 | 0 | 1.5355 | 0 | 1.5387 | 1.5355 | -0.0016097 | 0 | 0 | 1.5355 | 0 | Version 1.0
Glass | Double glazing | Glass (treated or untreated) | Double glazing, Glazing glass, Pilkington K Glass™ S range (4/16/6.8) (Pilkington Group Limited) (Europe) | Glass | Glass | 2023-10-31 | 2028-10-31 | Europe | S-P-02493 |  | EPD (International) | https://api.environdec.com/api/v1/EPDLibrary/Files/98ee93ed-f49c-4092-5086-08dbd569605a/Data | kg |  | 31 |  |  | 1.5387 | 1.5355 | -0.0016097 | 0 | 0 | 1.5355 | 0 | 1.5387 | 1.5355 | -0.0016097 | 0 | 0 | 1.5355 | 0 | Version 1.0
Glass | Double glazing | Glass (treated or untreated) | Double glazing, Glazing glass, Pilkington Mirropane™ Chrome range (4/16/6.8) (Pilkington Group Limited) (Europe) | Glass | Glass | 2023-10-31 | 2028-10-31 | Europe | S-P-02493 |  | EPD (International) | https://api.environdec.com/api/v1/EPDLibrary/Files/98ee93ed-f49c-4092-5086-08dbd569605a/Data | kg |  | 31 |  |  | 1.5387 | 1.5355 | -0.0016097 | 0 | 0 | 1.5355 | 0 | 1.5387 | 1.5355 | -0.0016097 | 0 | 0 | 1.5355 | 0 | Version 1.0
Glass | Double glazing | Glass (treated or untreated) | Double glazing, Glazing glass, Pilkington Spandrel Glass Coated range (4/16/6.8) (Pilkington Group Limited) (Europe) | Glass | Glass | 2023-10-31 | 2028-10-31 | Europe | S-P-02493 |  | EPD (International) | https://api.environdec.com/api/v1/EPDLibrary/Files/98ee93ed-f49c-4092-5086-08dbd569605a/Data | kg |  | 31 |  |  | 1.5387 | 1.5355 | -0.0016097 | 0 | 0 | 1.5355 | 0 | 1.5387 | 1.5355 | -0.0016097 | 0 | 0 | 1.5355 | 0 | Version 1.0
Glass | Double glazing | Glass (treated or untreated) | Double glazing, Glazing glass, Pilkington Optifloat™ Clear and Tinted (4/16/6.8) (Pilkington Group Limited) (Europe) | Glass | Glass | 2023-10-31 | 2028-10-31 | Europe | S-P-02493 |  | EPD (International) | https://api.environdec.com/api/v1/EPDLibrary/Files/98ee93ed-f49c-4092-5086-08dbd569605a/Data | kg |  | 31 |  |  | 1.5387 | 1.5355 | -0.0016097 | 0 | 0 | 1.5355 | 0 | 1.5387 | 1.5355 | -0.0016097 | 0 | 0 | 1.5355 | 0 | Version 1.0
Glass | Glazing glass | Glass (treated or untreated) | Float Glass, Glazing glass, Magnetron coated glass on SGG PLANILUX 6 mm (Saint-Gobain India Private Limited) (India) | Glass | Glass | 2023-07-18 | 2028-07-17 | India | S-P-09807 |  | EPD (International) | https://api.environdec.com/api/v1/EPDLibrary/Files/b309127f-a302-42ca-8779-08db9e3bfd8a/Data | kg |  | 15 |  |  | 1.4067 | 1.4 | 0.0033333 | 0 | 0 | 1.4033 | 0 | 1.4067 | 1.4 | 0.0033333 | 0 | 0 | 1.4033 | 0 | Version 1.0
Glass | Triple glazing | Glass (treated or untreated) | Triple glazing, Glazing glass, Pilkington Suncool™ range (4/12/4/12/4) (Pilkington Group Limited) (Europe) | Glass | Glass | 2023-11-03 | 2028-10-31 | Europe | S-P-02592 |  | EPD (International) | https://api.environdec.com/api/v1/EPDLibrary/Files/031486b8-1d98-4ee3-5090-08dbd569605a/Data | kg |  | 31 |  |  | 1.5484 | 1.5419 | 0.0014323 | 0 | 0 | 1.5434 | 0 | 1.5484 | 1.5419 | 0.0014323 | 0 | 0 | 1.5434 | 0 | Version 1.0
Glass | Triple glazing | Glass (treated or untreated) | Triple glazing, Glazing glass, Pilkington Optitherm™ range (4/12/4/12/4) (Pilkington Group Limited) (Europe) | Glass | Glass | 2023-11-03 | 2028-10-31 | Europe | S-P-02592 |  | EPD (International) | https://api.environdec.com/api/v1/EPDLibrary/Files/031486b8-1d98-4ee3-5090-08dbd569605a/Data | kg |  | 31 |  |  | 1.5484 | 1.5419 | 0.0014323 | 0 | 0 | 1.5434 | 0 | 1.5484 | 1.5419 | 0.0014323 | 0 | 0 | 1.5434 | 0 | Version 1.0
Glass | Triple glazing | Glass (treated or untreated) | Triple glazing, Glazing glass, Pilkington K Glass™ S range (4/12/4/12/4) (Pilkington Group Limited) (Europe) | Glass | Glass | 2023-11-03 | 2028-10-31 | Europe | S-P-02592 |  | EPD (International) | https://api.environdec.com/api/v1/EPDLibrary/Files/031486b8-1d98-4ee3-5090-08dbd569605a/Data | kg |  | 31 |  |  | 1.5484 | 1.5419 | 0.0014323 | 0 | 0 | 1.5434 | 0 | 1.5484 | 1.5419 | 0.0014323 | 0 | 0 | 1.5434 | 0 | Version 1.0
Glass | Triple glazing | Glass (treated or untreated) | Triple glazing, Glazing glass, Pilkington Mirropane™ Chrome range (4/12/4/12/4) (Pilkington Group Limited) (Europe) | Glass | Glass | 2023-11-03 | 2028-10-31 | Europe | S-P-02592 |  | EPD (International) | https://api.environdec.com/api/v1/EPDLibrary/Files/031486b8-1d98-4ee3-5090-08dbd569605a/Data | kg |  | 31 |  |  | 1.5484 | 1.5419 | 0.0014323 | 0 | 0 | 1.5434 | 0 | 1.5484 | 1.5419 | 0.0014323 | 0 | 0 | 1.5434 | 0 | Version 1.0
Glass | Triple glazing | Glass (treated or untreated) | Triple glazing, Glazing glass, Pilkington Spandrel Glass Coated range (4/12/4/12/4) (Pilkington Group Limited) (Europe) | Glass | Glass | 2023-11-03 | 2028-10-31 | Europe | S-P-02592 |  | EPD (International) | https://api.environdec.com/api/v1/EPDLibrary/Files/031486b8-1d98-4ee3-5090-08dbd569605a/Data | kg |  | 31 |  |  | 1.5484 | 1.5419 | 0.0014323 | 0 | 0 | 1.5434 | 0 | 1.5484 | 1.5419 | 0.0014323 | 0 | 0 | 1.5434 | 0 | Version 1.0
Glass | Triple glazing | Glass (treated or untreated) | Triple glazing, Glazing glass, Pilkington Optifloat™ Clear and Tinted (4/12/4/12/4) (Pilkington Group Limited) (Europe) | Glass | Glass | 2023-11-03 | 2028-10-31 | Europe | S-P-02592 |  | EPD (International) | https://api.environdec.com/api/v1/EPDLibrary/Files/031486b8-1d98-4ee3-5090-08dbd569605a/Data | kg |  | 31 |  |  | 1.5484 | 1.5419 | 0.0014323 | 0 | 0 | 1.5434 | 0 | 1.5484 | 1.5419 | 0.0014323 | 0 | 0 | 1.5434 | 0 | Version 1.0
Glass | Glazing glass | Glass (treated or untreated) | Float Glass, Glazing glass, Magnetron coated glass On SGG PARSOL 4 mm (Saint-Gobain India Private Limited) (India) | Glass | Glass | 2023-07-18 | 2028-07-17 | India | S-P-09810 |  | EPD (International) | https://api.environdec.com/api/v1/EPDLibrary/Files/ef7ee920-5ecf-499e-fa40-08db99345335/Data | kg |  | 10 |  |  | 1.58 | 1.57 | 0.00412 | 0 | 0 | 1.5741 | 0 | 1.58 | 1.57 | 0.00412 | 0 | 0 | 1.5741 | 0 | Version 1.0
Glass | Double glazing | Glass (treated or untreated) | Double glazing, Glazing glass, Pilkington Activ™ range (4/16/4) (Pilkington Group Limited) (Europe) | Glass | Glass | 2023-11-03 | 2028-10-31 | Europe | S-P-02491 |  | EPD (International) | https://api.environdec.com/api/v1/EPDLibrary/Files/f765c72b-3dc3-440a-508c-08dbd569605a/Data | kg |  | 21 |  |  | 1.8857 | 1.8762 | -0.00018714 | 0 | 0 | 1.8762 | 0 | 1.8857 | 1.8762 | -0.00018714 | 0 | 0 | 1.8762 | 0 | Version 1.0
Glass | Double glazing | Glass (treated or untreated) | Double glazing, Glazing glass, Pilkington K Glass™ range (4/16/4) (Pilkington Group Limited) (Europe) | Glass | Glass | 2023-11-03 | 2028-10-31 | Europe | S-P-02491 |  | EPD (International) | https://api.environdec.com/api/v1/EPDLibrary/Files/f765c72b-3dc3-440a-508c-08dbd569605a/Data | kg |  | 21 |  |  | 1.8857 | 1.8762 | -0.00018714 | 0 | 0 | 1.8762 | 0 | 1.8857 | 1.8762 | -0.00018714 | 0 | 0 | 1.8762 | 0 | Version 1.0
Glass | Double glazing | Glass (treated or untreated) | Double glazing, Glazing glass, NSG TEC™ range (4/16/4) (Pilkington Group Limited) (Europe) | Glass | Glass | 2023-11-03 | 2028-10-31 | Europe | S-P-02491 |  | EPD (International) | https://api.environdec.com/api/v1/EPDLibrary/Files/f765c72b-3dc3-440a-508c-08dbd569605a/Data | kg |  | 21 |  |  | 1.8857 | 1.8762 | -0.00018714 | 0 | 0 | 1.8762 | 0 | 1.8857 | 1.8762 | -0.00018714 | 0 | 0 | 1.8762 | 0 | Version 1.0
Glass | Double glazing | Glass (treated or untreated) | Double glazing, Glazing glass, Pilkington OptiView™ range (4/16/4) (Pilkington Group Limited) (Europe) | Glass | Glass | 2023-11-03 | 2028-10-31 | Europe | S-P-02491 |  | EPD (International) | https://api.environdec.com/api/v1/EPDLibrary/Files/f765c72b-3dc3-440a-508c-08dbd569605a/Data | kg |  | 21 |  |  | 1.8857 | 1.8762 | -0.00018714 | 0 | 0 | 1.8762 | 0 | 1.8857 | 1.8762 | -0.00018714 | 0 | 0 | 1.8762 | 0 | Version 1.0
Glass | Double glazing | Glass (treated or untreated) | Double glazing, Glazing glass, Pilkington OptiShower™ range (4/16/4) (Pilkington Group Limited) (Europe) | Glass | Glass | 2023-11-03 | 2028-10-31 | Europe | S-P-02491 |  | EPD (International) | https://api.environdec.com/api/v1/EPDLibrary/Files/f765c72b-3dc3-440a-508c-08dbd569605a/Data | kg |  | 21 |  |  | 1.8857 | 1.8762 | -0.00018714 | 0 | 0 | 1.8762 | 0 | 1.8857 | 1.8762 | -0.00018714 | 0 | 0 | 1.8762 | 0 | Version 1.0
Glass | Double glazing | Glass (treated or untreated) | Double glazing, Glazing glass, Pilkington K Glass™ OW range (4/16/4) (Pilkington Group Limited) (Europe) | Glass | Glass | 2023-11-03 | 2028-10-31 | Europe | S-P-02491 |  | EPD (International) | https://api.environdec.com/api/v1/EPDLibrary/Files/f765c72b-3dc3-440a-508c-08dbd569605a/Data | kg |  | 21 |  |  | 1.8857 | 1.8762 | -0.00018714 | 0 | 0 | 1.8762 | 0 | 1.8857 | 1.8762 | -0.00018714 | 0 | 0 | 1.8762 | 0 | Version 1.0
Glass | Double glazing | Glass (treated or untreated) | Double glazing, Glazing glass, Pilkington OptiView™ OW range (4/16/4) (Pilkington Group Limited) (Europe) | Glass | Glass | 2023-11-03 | 2028-10-31 | Europe | S-P-02491 |  | EPD (International) | https://api.environdec.com/api/v1/EPDLibrary/Files/f765c72b-3dc3-440a-508c-08dbd569605a/Data | kg |  | 21 |  |  | 1.8857 | 1.8762 | -0.00018714 | 0 | 0 | 1.8762 | 0 | 1.8857 | 1.8762 | -0.00018714 | 0 | 0 | 1.8762 | 0 | Version 1.0
Glass | Double glazing | Glass (treated or untreated) | Double glazing, Glazing glass, Pilkington OptiShower™ OW range (4/16/4) (Pilkington Group Limited) (Europe) | Glass | Glass | 2023-11-03 | 2028-10-31 | Europe | S-P-02491 |  | EPD (International) | https://api.environdec.com/api/v1/EPDLibrary/Files/f765c72b-3dc3-440a-508c-08dbd569605a/Data | kg |  | 21 |  |  | 1.8857 | 1.8762 | -0.00018714 | 0 | 0 | 1.8762 | 0 | 1.8857 | 1.8762 | -0.00018714 | 0 | 0 | 1.8762 | 0 | Version 1.0
Glass | Double glazing | Glass (treated or untreated) | Double glazing, Glazing glass, Pilkington Anti-condensation Glass (4/16/4) (Pilkington Group Limited) (Europe) | Glass | Glass | 2023-11-03 | 2028-10-31 | Europe | S-P-02491 |  | EPD (International) | https://api.environdec.com/api/v1/EPDLibrary/Files/f765c72b-3dc3-440a-508c-08dbd569605a/Data | kg |  | 21 |  |  | 1.8857 | 1.8762 | -0.00018714 | 0 | 0 | 1.8762 | 0 | 1.8857 | 1.8762 | -0.00018714 | 0 | 0 | 1.8762 | 0 | Version 1.0
Glass | Double glazing | Glass (treated or untreated) | Double glazing, Glazing glass, Pilkington Optifloat™ Clear and Tinted (4/16/4) (Pilkington Group Limited) (Europe) | Glass | Glass | 2023-11-03 | 2028-10-31 | Europe | S-P-02491 |  | EPD (International) | https://api.environdec.com/api/v1/EPDLibrary/Files/f765c72b-3dc3-440a-508c-08dbd569605a/Data | kg |  | 21 |  |  | 1.8857 | 1.8762 | -0.00018714 | 0 | 0 | 1.8762 | 0 | 1.8857 | 1.8762 | -0.00018714 | 0 | 0 | 1.8762 | 0 | Version 1.0
Glass | Glazing glass | Glass (treated or untreated) | Float Glass, Glazing glass, Magnetron coated glass on SGG PARSOL 6 mm (Saint-Gobain India Private Limited) (India) | Glass | Glass | 2023-07-18 | 2028-07-17 | India | S-P-09811 |  | EPD (International) | https://api.environdec.com/api/v1/EPDLibrary/Files/5b9bb9a8-4a24-4155-fa48-08db99345335/Data | kg |  | 15 |  |  | 1.5133 | 1.5 | 0.0047867 | 0 | 0 | 1.5048 | 0 | 1.5133 | 1.5 | 0.0047867 | 0 | 0 | 1.5048 | 0 | Version 1.0
Glass | Glazing glass | Glass (treated or untreated) | Float Glass, Glazing glass, Magnetron coated glass on SGG PARSOL 8 mm (Saint-Gobain India Private Limited) (India) | Glass | Glass | 2023-07-18 | 2028-07-17 | India | S-P-09812 |  | EPD (International) | https://api.environdec.com/api/v1/EPDLibrary/Files/97c235aa-457c-4a4c-fa4d-08db99345335/Data | kg |  | 20 |  |  | 1.48 | 1.465 | 0.0051 | 0 | 0 | 1.4701 | 0 | 1.48 | 1.465 | 0.0051 | 0 | 0 | 1.4701 | 0 | Version 1.0
Timber & engineered woods | GLT&CLT (hw) | GLT & CLT (hardwood) | GLT&CLT (hw), Min variaton for hardwood Glulam FWPA, Australia (FWPA) (Australia) | Eng_Timber_GLT_CLT_Hard | Eng_Timber_GLT_CLT_Hard | 2017-12-08 | 2022-12-08 | Australia | S-P-00565 | Version 1 | EPD Australasia | https://epd-australasia.com/wp-content/uploads/2018/03/epd565-Glued-Laminated-Timber-v1.pdf | m³ | 674 |  |  |  | -460.7 | 474.3 | -935 | 0 | 1087.3867 | 626.6867 | 1087.3867 | -0.68353 | 0.70371 | -1.3872 | 0 | 1.6133 | 0.9298 | 1.6133 | Version 1.0 | Expired
Timber & engineered woods | GLT&CLT (hw) | GLT & CLT (hardwood) | Max variaton for hardwood Glulam FWPA, Australia | Eng_Timber_GLT_CLT_Hard | Eng_Timber_GLT_CLT_Hard | 2017-12-08 | 2022-12-08 | Australia | S-P-00565 | Version 1 | EPD Australasia | https://epd-australasia.com/wp-content/uploads/2018/03/epd565-Glued-Laminated-Timber-v1.pdf | m³ | 674 |  |  |  | -322.626 | 612.374 | -935 | 0 | 1087.3867 | 764.7607 | 1087.3867 | -0.47867 | 0.90857 | -1.3872 | 0 | 1.6133 | 1.1347 | 1.6133 | Version 1.0 | Expired
Timber & engineered woods | GLT&CLT (hw) | GLT & CLT (hardwood) | Glulam, hw or cypress pine, Wood solutions, FWPA, Australia | Eng_Timber_GLT_CLT_Hard | Eng_Timber_GLT_CLT_Hard | 2017-12-08 | 2022-12-08 | Australia | S-P-00565 | Version 1 | EPD Australasia | https://epd-australasia.com/wp-content/uploads/2018/03/epd565-Glued-Laminated-Timber-v1.pdf | m³ | 674 |  |  |  | -408 | 527 | -935 | 0 | 1087.3867 | 679.3867 | 1087.3867 | -0.60534 | 0.7819 | -1.3872 | 0 | 1.6133 | 1.008 | 1.6133 | Version 1.0 | Expired
Timber & engineered woods | GLT&CLT (sw) | GLT & CLT (softwood) | GLT&CLT (sw), Global, CLT (Cross Laminated Timber) (Stora Enso) (Austria) | Eng_Timber_GLT_CLT_Soft | Eng_Timber_GLT_CLT_Soft | 2021-02-10 | 2026-02-11 | Austria | S-P-02033 |  | EPD (International) | https://api.environdec.com/api/v1/EPDLibrary/Files/186e4440-1809-4e7e-41b3-08d8dc8471b1/Data | m³ | 470 |  |  |  | -707 | 53.8 | -779 | 0 | 761.9333 | 53.8 | 761.9333 | -1.5043 | 0.11447 | -1.6574 | 0 | 1.6211 | 0.11447 | 1.6211 | Version 1.0 | Expired
Timber & engineered woods | GLT&CLT (sw) | GLT & CLT (softwood) | Max variaton for softwood Glulam FWPA, Australia | Eng_Timber_GLT_CLT_Soft | Eng_Timber_GLT_CLT_Soft | 2017-12-08 | 2022-12-08 | Australia | S-P-00565 | Version 1 | EPD Australasia | https://epd-australasia.com/wp-content/uploads/2018/03/epd565-Glued-Laminated-Timber-v1.pdf | m³ | 621 |  |  |  | -576.28 | 415.72 | -992 | 0 | 1001.88 | 425.6 | 1001.88 | -0.92799 | 0.66944 | -1.5974 | 0 | 1.6133 | 0.68535 | 1.6133 | Version 1.0 | Expired
Timber & engineered woods | GLT&CLT (sw) | GLT & CLT (softwood) | XLam CLT panels, XLam Australia, Australia | Eng_Timber_GLT_CLT_Soft | Eng_Timber_GLT_CLT_Soft | 2023-06-07 | 2026-02-01 | Australia | S-P-02326 | Version: 1.1 | EPD Australasia | https://epd-australasia.com/wp-content/uploads/2021/03/SP02326-XLam-EPD_v1.1_Jun23.pdf | m³ | 480 |  |  |  | -492 | 248 | -740 | 0 | 765.6 | 273.6 | 765.6 | -1.025 | 0.51667 | -1.5417 | 0 | 1.595 | 0.57 | 1.595 | Version 1.0 | Expired
Timber & engineered woods | GLT&CLT (sw) | GLT & CLT (softwood) | Glulam, sw, Wood solutions, FWPA, Australia | Eng_Timber_GLT_CLT_Soft | Eng_Timber_GLT_CLT_Soft | 2017-12-08 | 2022-12-08 | Australia | S-P-00565 | Version 1 | EPD Australasia | https://epd-australasia.com/wp-content/uploads/2018/03/epd565-Glued-Laminated-Timber-v1.pdf | m³ | 621 |  |  |  | -612 | 380 | -992 | 0 | 1001.88 | 389.88 | 1001.88 | -0.98551 | 0.61192 | -1.5974 | 0 | 1.6133 | 0.62783 | 1.6133 | Version 1.0 | Expired
Timber & engineered woods | GLT&CLT (sw) | GLT & CLT (softwood) | Glued laminated timber beams from Spruce and pine (ZAZA TIMBER Production, Ltd) (Europe) | Eng_Timber_GLT_CLT_Soft | Eng_Timber_GLT_CLT_Soft | 2021-10-06 | 2026-10-06 | Europe | S-P-04453 | Version 1 | EPD (International) | https://api.environdec.com/api/v1/EPDLibrary/Files/48e12385-c4bd-450b-be3b-08d99924be73/Data | m³ | 440 |  |  |  | -371 | 296 | -667 | 0 | 709.8667 | 338.8667 | 709.8667 | -0.84318 | 0.67273 | -1.5159 | 0 | 1.6133 | 0.77015 | 1.6133 | Version 1.0
Timber & engineered woods | GLT&CLT (sw) | GLT & CLT (softwood) | Treated Glued laminated timber beams from Spruce and Pine (ZAZA TIMBER Production, Ltd) (Europe) | Eng_Timber_GLT_CLT_Soft | Eng_Timber_GLT_CLT_Soft | 2021-10-06 | 2026-10-06 | Europe | S-P-04453 | Version 1 | EPD (International) | https://api.environdec.com/api/v1/EPDLibrary/Files/48e12385-c4bd-450b-be3b-08d99924be73/Data | m³ | 450 |  |  |  | -171 | 374 | -545 | 0 | 709.5 | 538.5 | 709.5 | -0.38 | 0.83111 | -1.2111 | 0 | 1.5767 | 1.1967 | 1.5767 | Version 1.0
Timber & engineered woods | GLT&CLT (sw) | GLT & CLT (softwood) | GLT&CLT (sw), Min variaton for softwood Glulam FWPA, Australia (FWPA) (Australia) | Eng_Timber_GLT_CLT_Soft | Eng_Timber_GLT_CLT_Soft | 2017-12-08 | 2022-12-08 | Australia | S-P-00564 | Version 1.2 | EPD Australasia | https://epd-australasia.com/wp-content/uploads/2018/03/epd565-Glued-Laminated-Timber-v1.pdf | m³ | 621 |  |  |  | -674.32 | 317.68 | -992 | 0 | 1001.88 | 327.56 | 1001.88 | -1.0859 | 0.51156 | -1.5974 | 0 | 1.6133 | 0.52747 | 1.6133 | Version 1.0 | Expired
Timber & engineered woods | GLT&CLT (sw) | GLT & CLT (softwood) | GLT&CLT (sw), Global, KLH® - CLT (Cross Laminated Timber) (KLH Massivholz GmbH) (Austria) | Eng_Timber_GLT_CLT_Soft | Eng_Timber_GLT_CLT_Soft | 2023-06-29 | 2028-06-29 | Austria | S-P-04195 |  | EPD (International) | https://api.environdec.com/api/v1/EPDLibrary/Files/ecd39d2a-5be5-486b-7527-08dba3f6d3f1/Data | m³ | 470 |  |  |  | -675 | 85.3 | -762 | 2.09 | 758.2667 | 87.39 | 758.2667 | -1.4362 | 0.18149 | -1.6213 | 0.0044468 | 1.6133 | 0.18594 | 1.6133 | Version 1.0
Timber & engineered woods | GLT&CLT (sw) | GLT & CLT (softwood) | GLT&CLT (sw), Global, CLT, H4 CCA (Red Stag) (New Zealand) | Eng_Timber_GLT_CLT_Soft | Eng_Timber_GLT_CLT_Soft | 2022-02-08 | 2027-02-08 | New Zealand | S-P-03711 |  | EPD (International) | https://api.environdec.com/api/v1/EPDLibrary/Files/5ebca247-e3e6-4cd9-0efe-08d9f09b841d/Data | m³ | 480 |  |  |  | -681 | 97.8 | -779 | 0 | 774.4 | 97.8 | 774.4 | -1.4187 | 0.20375 | -1.6229 | 0 | 1.6133 | 0.20375 | 1.6133 | Version 1.0
Timber & engineered woods | GLT&CLT (sw) | GLT & CLT (softwood) | GLT&CLT (sw), Global, CLT, H4 CCA Re-dried (Red Stag) (New Zealand) | Eng_Timber_GLT_CLT_Soft | Eng_Timber_GLT_CLT_Soft | 2022-02-08 | 2027-02-08 | New Zealand | S-P-03711 |  | EPD (International) | https://api.environdec.com/api/v1/EPDLibrary/Files/5ebca247-e3e6-4cd9-0efe-08d9f09b841d/Data | m³ | 480 |  |  |  | -676 | 103 | -779 | 0 | 774.4 | 103 | 774.4 | -1.4083 | 0.21458 | -1.6229 | 0 | 1.6133 | 0.21458 | 1.6133 | Version 1.0
Timber & engineered woods | GLT&CLT (sw) | GLT & CLT (softwood) | GLT&CLT (sw), Global, CLT, H1.2 Boron re-dried (Red Stag) (New Zealand) | Eng_Timber_GLT_CLT_Soft | Eng_Timber_GLT_CLT_Soft | 2022-02-08 | 2027-02-08 | New Zealand | S-P-03711 |  | EPD (International) | https://api.environdec.com/api/v1/EPDLibrary/Files/5ebca247-e3e6-4cd9-0efe-08d9f09b841d/Data | m³ | 480 |  |  |  | -706 | 73.6 | -780 | 0 | 774.4 | 73.6 | 774.4 | -1.4708 | 0.15333 | -1.625 | 0 | 1.6133 | 0.15333 | 1.6133 | Version 1.0
Timber & engineered woods | GLT&CLT (sw) | GLT & CLT (softwood) | GLT&CLT (sw), Global, CLT, H3.1 Copper Azole (Red Stag) (New Zealand) | Eng_Timber_GLT_CLT_Soft | Eng_Timber_GLT_CLT_Soft | 2022-02-08 | 2027-02-08 | New Zealand | S-P-03711 |  | EPD (International) | https://api.environdec.com/api/v1/EPDLibrary/Files/5ebca247-e3e6-4cd9-0efe-08d9f09b841d/Data | m³ | 480 |  |  |  | -700 | 79.6 | -780 | 0 | 774.4 | 79.6 | 774.4 | -1.4583 | 0.16583 | -1.625 | 0 | 1.6133 | 0.16583 | 1.6133 | Version 1.0
Timber & engineered woods | GLT&CLT (sw) | GLT & CLT (softwood) | GLT&CLT (sw), Global, CLT, H1.2 Boron (Red Stag) (New Zealand) | Eng_Timber_GLT_CLT_Soft | Eng_Timber_GLT_CLT_Soft | 2022-02-08 | 2027-02-08 | New Zealand | S-P-03711 |  | EPD (International) | https://api.environdec.com/api/v1/EPDLibrary/Files/5ebca247-e3e6-4cd9-0efe-08d9f09b841d/Data | m³ | 480 |  |  |  | -711 | 68.7 | -780 | 0 | 774.4 | 68.7 | 774.4 | -1.4812 | 0.14313 | -1.625 | 0 | 1.6133 | 0.14313 | 1.6133 | Version 1.0
Timber & engineered woods | GLT&CLT (sw) | GLT & CLT (softwood) | GLT&CLT (sw), Global, CLT, No Treatment (Red Stag) (New Zealand) | Eng_Timber_GLT_CLT_Soft | Eng_Timber_GLT_CLT_Soft | 2022-02-08 | 2027-02-08 | New Zealand | S-P-03711 |  | EPD (International) | https://api.environdec.com/api/v1/EPDLibrary/Files/5ebca247-e3e6-4cd9-0efe-08d9f09b841d/Data | m³ | 480 |  |  |  | -714 | 65.9 | -780 | 0 | 774.4 | 65.9 | 774.4 | -1.4875 | 0.13729 | -1.625 | 0 | 1.6133 | 0.13729 | 1.6133 | Version 1.0
Timber & engineered woods | GLT&CLT (sw) | GLT & CLT (softwood) | GLT&CLT (sw), Global, CLT, H3 CCA Re-dried (Red Stag) (New Zealand) | Eng_Timber_GLT_CLT_Soft | Eng_Timber_GLT_CLT_Soft | 2022-02-08 | 2027-02-08 | New Zealand | S-P-03711 |  | EPD (International) | https://api.environdec.com/api/v1/EPDLibrary/Files/5ebca247-e3e6-4cd9-0efe-08d9f09b841d/Data | m³ | 480 |  |  |  | -687 | 92.7 | -779 | 0 | 774.4 | 92.7 | 774.4 | -1.4312 | 0.19313 | -1.6229 | 0 | 1.6133 | 0.19313 | 1.6133 | Version 1.0
Timber & engineered woods | GLT&CLT (sw) | GLT & CLT (softwood) | GLT&CLT (sw), Global, CLT, H3 CCA (Red Stag) (New Zealand) | Eng_Timber_GLT_CLT_Soft | Eng_Timber_GLT_CLT_Soft | 2022-02-08 | 2027-02-08 | New Zealand | S-P-03711 |  | EPD (International) | https://api.environdec.com/api/v1/EPDLibrary/Files/5ebca247-e3e6-4cd9-0efe-08d9f09b841d/Data | m³ | 480 |  |  |  | -692 | 87.8 | -780 | 0 | 774.4 | 87.8 | 774.4 | -1.4417 | 0.18292 | -1.625 | 0 | 1.6133 | 0.18292 | 1.6133 | Version 1.0
Timber & engineered woods | GLT&CLT (sw) | GLT & CLT (softwood) | GLT&CLT (sw), Global, CLT, H3.1 LOSP (Red Stag) (New Zealand) | Eng_Timber_GLT_CLT_Soft | Eng_Timber_GLT_CLT_Soft | 2022-02-08 | 2027-02-08 | New Zealand | S-P-03711 |  | EPD (International) | https://api.environdec.com/api/v1/EPDLibrary/Files/5ebca247-e3e6-4cd9-0efe-08d9f09b841d/Data | m³ | 480 |  |  |  | -645 | 135 | -780 | 0 | 774.4 | 135 | 774.4 | -1.3438 | 0.28125 | -1.625 | 0 | 1.6133 | 0.28125 | 1.6133 | Version 1.0
Timber & engineered woods | GLT&CLT (sw) | GLT & CLT (softwood) | GLT&CLT (sw), NEXTIMBER CLT, Timberlink, Australia | Eng_Timber_GLT_CLT_Soft | Eng_Timber_GLT_CLT_Soft | 2023-06-05 | 2028-06-05 | Australia | S-P-07432 | Version 1 | EPD Australasia | https://epd-australasia.com/wp-content/uploads/2023/06/SP07432-Timberlink_EPD_NeXTimber_Jun23.pdf | m³ | 500 |  |  |  | -576 | 253 | -829 | 0.0196 | 813.0833 | 253.0196 | 813.0833 | -1.152 | 0.506 | -1.658 | 3.92e-05 | 1.6262 | 0.50604 | 1.6262 | Version 1.0
Timber & engineered woods | GLT&CLT (sw) | GLT & CLT (softwood) | GLT&CLT (sw), NEXTIMBER GLT (UNTREATED), Timberlink, Australia | Eng_Timber_GLT_CLT_Soft | Eng_Timber_GLT_CLT_Soft | 2023-06-05 | 2028-06-05 | Australia | S-P-07432 | Version 1 | EPD Australasia | https://epd-australasia.com/wp-content/uploads/2023/06/SP07432-Timberlink_EPD_NeXTimber_Jun23.pdf | m³ | 500 |  |  |  | -522 | 308 | -830 | 0 | 813.0833 | 308 | 813.0833 | -1.044 | 0.616 | -1.66 | 0 | 1.6262 | 0.616 | 1.6262 | Version 1.0
Timber & engineered woods | GLT&CLT (sw) | GLT & CLT (softwood) | GLT&CLT (sw), NEXTIMBER GLT (TREATED) treated to H3 level, Timberlink, Australia | Eng_Timber_GLT_CLT_Soft | Eng_Timber_GLT_CLT_Soft | 2023-06-05 | 2028-06-05 | Australia | S-P-07432 | Version 1 | EPD Australasia | https://epd-australasia.com/wp-content/uploads/2023/06/SP07432-Timberlink_EPD_NeXTimber_Jun23.pdf | m³ | 500 |  |  |  | -478 | 352 | -830 | 0 | 813.0833 | 352 | 813.0833 | -0.956 | 0.704 | -1.66 | 0 | 1.6262 | 0.704 | 1.6262 | Version 1.0
Timber & engineered woods | GLT&CLT (sw) | GLT & CLT (softwood) | softwood glulam (Abodo Wood Ltd) (New Zealand) | Eng_Timber_GLT_CLT_Soft | Eng_Timber_GLT_CLT_Soft | 2023-03-20 | 2025-08-12 | New Zealand | S-P-01543 | Version 1.3 | EPD (International) | https://epd-australasia.com/wp-content/uploads/2020/08/SP01543-AbodoWood-EPD-Mar2023.v1.3.pdf | m³ | 420 |  |  |  | -420 | 339 | -758 | 0 | 716.1 | 339 | 716.1 | -1 | 0.80714 | -1.8048 | 0 | 1.705 | 0.80714 | 1.705 | Version 1.0 | Expired
Timber & engineered woods | GLT&CLT (sw) | GLT & CLT (softwood) | Glued laminated timber (Jures Glulam) (Europe) | Eng_Timber_GLT_CLT_Soft | Eng_Timber_GLT_CLT_Soft | 2021-04-07 | 2026-04-07 | Europe | S-P-07323 | Version 1 | EPD (International) | https://api.environdec.com/api/v1/EPDLibrary/Files/36768563-03b5-4028-15af-08daab5a6b31/Data | m³ | 467 |  |  |  | -813.9 | 117 | -932.2 | 0 | 753.4267 | 117 | 753.4267 | -1.7428 | 0.25054 | -1.9961 | 0 | 1.6133 | 0.25054 | 1.6133 | Version 1.0 | Expired
Timber & engineered woods | GLT&CLT (sw) | GLT & CLT (softwood) | Glued Laminated Timber (L.A. COST srl) (Global) | Eng_Timber_GLT_CLT_Soft | Eng_Timber_GLT_CLT_Soft | 2021-09-08 | 2026-09-07 | Global | S-P-04608 | Ver | EPD (International) | https://api.environdec.com/api/v1/EPDLibrary/Files/4be6707c-dbd2-46b4-172d-08d972a96257/Data | m³ | 450 |  |  |  | -480.8 | 338.1 | -821.9701 | 0 | 709.5 | 338.1 | 709.5 | -1.0684 | 0.75133 | -1.8266 | 0 | 1.5767 | 0.75133 | 1.5767 | Version 1.0
Glass fibre reinforced concrete | GRC | GRC | GRC, Plain GRC façade panels (Ibstock telling) (Global) | GRC | GRC | 2022-04-22 | 2026-07-07 | Global | BF1805-C-ECOP Rev 0.1 | Not applicable | Bre | https://assets.ctfassets.net/eta2vegx3yuv/Cix5RfrcDZ8exR10U2p4M/205db0194af9b161ae72840b7f035324/BREGENEPD000366.pdf | tonne | 1950 | 65 |  |  | 407.6923 | 0 | 0 | 0 | 0 | 407.6923 | 0 | 0.40769 | 0 | 0 | 0 | 0 | 0.40769 | 0 | Version 1.0 | Expired
Glass fibre reinforced concrete | GRC | GRC | GRC, Concrete skin and oko skin glass fibre reinforced concrete (Reider Smart Elements GmbH) (Global) | GRC | GRC | 2019-07-31 | 2024-10-28 | Global | 4789090717.101.1 | Not applicable | UL Environment | https://cdn.sanity.io/files/3f1jzp9g/development/396044cb5b2fed172297434d28878da50068f0bb.pdf?dl= | tonne | 2200 |  |  |  | 723.9 | 0 | 0 | 0 | 0 | 723.9 | 0 | 0.7239 | 0 | 0 | 0 | 0 | 0.7239 | 0 | Version 1.0 | Expired
Glass fibre reinforced concrete | GRC | GRC | GRC, Brick faced GRC façade panels (12 mm) (Ibstock telling) (Global) | GRC | GRC | 2022-04-22 | 2026-07-07 | Global | BF1805-C-ECOP Rev 0.1 | Not applicable | Bre | https://assets.ctfassets.net/eta2vegx3yuv/5p7jHx3MOV4BmjIIuBlKg2/ea9a028fd25aafdaeb5f109aaeedca11/BREGENEPD000365.pdf | tonne | 1800 | 110 |  |  | 501.8182 | 0 | 0 | 0 | 0 | 501.8182 | 0 | 0.50182 | 0 | 0 | 0 | 0 | 0.50182 | 0 | Version 1.0 | Expired
Concrete precast | Hollowcore | Hollow core - precast concrete (inc. reinforcing) | Hollowcore concrete, Hollowcore BGC (HC500) Conc Mix 2 (BGC) (Australia) | Concrete_hollowcore | Concrete_hollowcore | 2023-02-28 | 2028-02-28 | Australia | S-P-05492 |  | EPD (International) | https://api.environdec.com/api/v1/EPDLibrary/Files/c24082d0-e085-41f7-248b-08db259f9365/Data | m³ | 1475 |  |  |  | 317 | 0 | 0 | 0 | 0 | 317 | 0 | 0.21492 | 0 | 0 | 0 | 0 | 0.21492 | 0 | Version 1.0
Concrete precast | Hollowcore | Hollow core - precast concrete (inc. reinforcing) | Hollowcore concrete, Hollowcore BGC (HC200W) Conc Mix 2 (BGC) (Australia) | Concrete_hollowcore | Concrete_hollowcore | 2023-02-28 | 2028-02-28 | Australia | S-P-05492 |  | EPD (International) | https://api.environdec.com/api/v1/EPDLibrary/Files/c24082d0-e085-41f7-248b-08db259f9365/Data | m³ | 1475 |  |  |  | 357 | 0 | 0 | 0 | 0 | 357 | 0 | 0.24203 | 0 | 0 | 0 | 0 | 0.24203 | 0 | Version 1.0
Concrete precast | Hollowcore | Hollow core - precast concrete (inc. reinforcing) | Hollowcore concrete, Hollowcore BGC (HC160) Conc Mix 2 (BGC) (Australia) | Concrete_hollowcore | Concrete_hollowcore | 2023-02-28 | 2028-02-28 | Australia | S-P-05492 |  | EPD (International) | https://api.environdec.com/api/v1/EPDLibrary/Files/c24082d0-e085-41f7-248b-08db259f9365/Data | m³ | 1475 |  |  |  | 332 | 0 | 0 | 0 | 0 | 332 | 0 | 0.22508 | 0 | 0 | 0 | 0 | 0.22508 | 0 | Version 1.0
Concrete precast | Hollowcore | Hollow core - precast concrete (inc. reinforcing) | Hollowcore concrete, Hollowcore BGC (HC250) Conc Mix 2 (BGC) (Australia) | Concrete_hollowcore | Concrete_hollowcore | 2023-02-28 | 2028-02-28 | Australia | S-P-05492 |  | EPD (International) | https://api.environdec.com/api/v1/EPDLibrary/Files/c24082d0-e085-41f7-248b-08db259f9365/Data | m³ | 1475 |  |  |  | 348 | 0 | 0 | 0 | 0 | 348 | 0 | 0.23593 | 0 | 0 | 0 | 0 | 0.23593 | 0 | Version 1.0
Flooring | Hybrid floor | Hybrid flooring | Hybrid floor, Maxwear (Golvabia) (Sweden) | Hybrid_flooring | Hybrid_flooring | 2024-01-19 | 2029-01-18 | Sweden | S-P-06406 |  | EPD (International) | https://api.environdec.com/api/v1/EPDLibrary/Files/ab6050c5-ba34-438c-1bbc-08dc2330a814/Data | m² |  | 8.6 |  |  | 1.37 | 12.9 | -11.7 | 0.132 | 0 | 13.032 | 0 | 0.1593 | 1.5 | -1.3605 | 0.015349 | 0 | 1.5153 | 0 | Version 1.0
Flooring | Laminate floor | Laminate flooring | Laminate floor, Laminate flooring (Kronospan) (Turkey) | Laminate_flooring | Laminate_flooring | 2023-06-15 | 2028-06-14 | Turkey | S-P-08742 |  | EPD (International) | https://api.environdec.com/api/v1/EPDLibrary/Files/0b9279e4-3dee-4a4d-9a5c-08db7e35bd3c/Data | m² |  | 6.96 |  |  | -8.31 | 2.66 | -11 | 0.00934 | 0 | 2.6693 | 0 | -1.194 | 0.38218 | -1.5805 | 0.001342 | 0 | 0.38353 | 0 | Version 1.0
Flooring | Laminate floor | Laminate flooring | Laminate floor, Laminate flooring (Peli Parke) (Global) | Laminate_flooring | Laminate_flooring | 2022-01-22 | 2027-10-21 | Global | S-P-06740 |  | EPD (International) | https://api.environdec.com/api/v1/EPDLibrary/Files/09339ae6-48cd-4de8-a2c4-08db196e9a1c/Data | m² |  | 6.99 |  |  | -6.18 | 4.73 | -10.9 | 0.0133 | 0 | 4.7433 | 0 | -0.88412 | 0.67668 | -1.5594 | 0.0019027 | 0 | 0.67858 | 0 | Version 1.0
Flooring | Linoleum flooring | Linoleum flooring | Linoleum Flooring, Marmoleum sheet 2 mm Resilient Linoleum Floor Covering (Forbo Flooring Systems) (Global) | Linoleum_flooring | Linoleum_flooring | 2024-01-03 | 2029-01-03 | Global | 4790859342.101.1 | Not applicable | UL Environment | https://forbo.blob.core.windows.net/forbodocuments/5b254718-654b-4b95-93ec-98b77f6b69e4/Forbo_Marmoleum%20sheet_2.0%202.5%20and%203.2_EPD_2025.pdf | m² |  | 2.3 |  |  | -0.668 | 3.59 | -4.26 | 0.00551 | 2.28 | 3.5955 | 2.28 | -0.29043 | 1.5609 | -1.8522 | 0.0023957 | 0.9913 | 1.5633 | 0.9913 | Version 2025.1
Flooring | Linoleum flooring | Linoleum flooring | Linoleum Flooring, DLW Linoleum Compact Sheet Flooring (Gerflor) (North America) | Linoleum_flooring | Linoleum_flooring | 2020-01-10 | 2025-01-10 | North America | 4788756650.102.1 | Not applicable | UL Environment | https://www.gerflor.com/media/epd-linoleum-compact.pdf | m² |  | 2.94 |  |  | 3.63 | 0 | 0 | 0 | 0 | 3.63 | 0 | 1.2347 | 0 | 0 | 0 | 0 | 1.2347 | 0 | Version 2025.1 | Expired
Flooring | Linoleum flooring | Linoleum flooring | Linoleum Flooring, DLW Linoleum Compact Sheet Flooring (Gerflor) (Europe) | Linoleum_flooring | Linoleum_flooring | 2020-01-10 | 2025-01-10 | Europe | 4788756650.102.1 | Not applicable | UL Environment | https://www.gerflor.com/media/epd-linoleum-compact.pdf | m² |  | 2.94 |  |  | 3.611 | 0 | 0 | 0 | 0 | 3.611 | 0 | 1.2282 | 0 | 0 | 0 | 0 | 1.2282 | 0 | Version 2025.1 | Expired
Timber & engineered woods | LVL | LVL | S-beam LVL (Kerto) (Finland) | Eng_Timber_LVL | Eng_Timber_LVL | 2022-01-21 | 2027-01-21 | Finland | S-P-02802 | Version 1 | EPD (International) | https://api.environdec.com/api/v1/EPDLibrary/Files/a53edc97-874a-46e3-cddc-08d9df0ea78f/Data | m³ | 510 |  |  |  | -382 | 280 | -663 | 0 | 784.6667 | 401.6667 | 784.6667 | -0.74902 | 0.54902 | -1.3 | 0 | 1.5386 | 0.78758 | 1.5386 | Version 1.0
Timber & engineered woods | LVL | LVL | Q-panel LVL (Kerto) (Finland) | Eng_Timber_LVL | Eng_Timber_LVL | 2022-01-21 | 2027-01-21 | Finland | S-P-02802 | Version 1 | EPD (International) | https://api.environdec.com/api/v1/EPDLibrary/Files/a53edc97-874a-46e3-cddc-08d9df0ea78f/Data | m³ | 510 |  |  |  | -382 | 280 | -663 | 0 | 784.6667 | 401.6667 | 784.6667 | -0.74902 | 0.54902 | -1.3 | 0 | 1.5386 | 0.78758 | 1.5386 | Version 1.0
Timber & engineered woods | LVL | LVL | Qp-beam LVL (Kerto) (Finland) | Eng_Timber_LVL | Eng_Timber_LVL | 2022-01-21 | 2027-01-21 | Finland | S-P-02802 | Version 1 | EPD (International) | https://api.environdec.com/api/v1/EPDLibrary/Files/a53edc97-874a-46e3-cddc-08d9df0ea78f/Data | m³ | 510 |  |  |  | -382 | 280 | -663 | 0 | 784.6667 | 401.6667 | 784.6667 | -0.74902 | 0.54902 | -1.3 | 0 | 1.5386 | 0.78758 | 1.5386 | Version 1.0
Timber & engineered woods | LVL | LVL | Kate LVL (Kerto) (Finland) | Eng_Timber_LVL | Eng_Timber_LVL | 2022-01-21 | 2027-01-21 | Finland | S-P-02802 | Version 1 | EPD (International) | https://api.environdec.com/api/v1/EPDLibrary/Files/a53edc97-874a-46e3-cddc-08d9df0ea78f/Data | m³ | 510 |  |  |  | -382 | 280 | -663 | 0 | 784.6667 | 401.6667 | 784.6667 | -0.74902 | 0.54902 | -1.3 | 0 | 1.5386 | 0.78758 | 1.5386 | Version 1.0
Timber & engineered woods | LVL | LVL | L-panel LVL (Kerto) (Finland) | Eng_Timber_LVL | Eng_Timber_LVL | 2022-01-21 | 2027-01-21 | Finland | S-P-02802 | Version 1 | EPD (International) | https://api.environdec.com/api/v1/EPDLibrary/Files/a53edc97-874a-46e3-cddc-08d9df0ea78f/Data | m³ | 440 |  |  |  | -382 | 280 | -663 | 0 | 784.6667 | 401.6667 | 784.6667 | -0.86818 | 0.63636 | -1.5068 | 0 | 1.7833 | 0.91288 | 1.7833 | Version 1.0
Timber & engineered woods | LVL | LVL | T-Stud LVL (Kerto) (Finland) | Eng_Timber_LVL | Eng_Timber_LVL | 2022-01-21 | 2027-01-21 | Finland | S-P-02802 | Version 1 | EPD (International) | https://api.environdec.com/api/v1/EPDLibrary/Files/a53edc97-874a-46e3-cddc-08d9df0ea78f/Data | m³ | 440 |  |  |  | -382 | 280 | -663 | 0 | 784.6667 | 401.6667 | 784.6667 | -0.86818 | 0.63636 | -1.5068 | 0 | 1.7833 | 0.91288 | 1.7833 | Version 1.0
Timber & engineered woods | LVL | LVL | LVL (Stora Enso) (Finland) | Eng_Timber_LVL | Eng_Timber_LVL | 2023-10-06 | 2028-10-06 | Finland | S-P-09942 | Version 1 | EPD (International) | https://api.environdec.com/api/v1/EPDLibrary/Files/43bb8147-f766-4606-86f3-08dbc3e797a5/Data | m³ | 510 |  |  |  | -643 | 121 | -765 | 0 | 766.3333 | 122.3333 | 766.3333 | -1.2608 | 0.23725 | -1.5 | 0 | 1.5026 | 0.23987 | 1.5026 | Version 1.0
Timber & engineered woods | LVL | LVL | LVL, LVL produced in North America (North American Laminated Veneer Lumber) (Global) | Eng_Timber_LVL | Eng_Timber_LVL | 2020-07-01 | 2025-07-01 | Global | 4788424634.105.1 | Not applicable | UL Environment | https://corrim.org/wp-content/uploads/2020/06/AWC_EPD_NorthAmericanLaminatedVeneerLumber_20200605.pdf | m³ | 548 |  |  |  | -636.86 | 361.45 | 0 | 0 | 998.31 | 361.45 | 998.31 | -1.1622 | 0.65958 | 0 | 0 | 1.8217 | 0.65958 | 1.8217 | Version 1.0 | Expired
Timber & engineered woods | LVL | LVL | Sylva™ LVL Rib (Stora Enso) (Sweden) | Eng_Timber_LVL | Eng_Timber_LVL | 2023-10-06 | 2028-10-06 | Sweden | S-P-06725 | Version 1 | EPD (International) | https://api.environdec.com/api/v1/EPDLibrary/Files/b542a333-263f-4033-86f4-08dbc3e797a5/Data | m³ | 519 | 64.9 |  |  | -585.3104 | 175.9322 | -762.906 | 1.6634 | 765.3051 | 179.9946 | 765.3051 | -1.1278 | 0.33898 | -1.47 | 0.0032049 | 1.4746 | 0.34681 | 1.4746 | Version 1.0
Timber & engineered woods | LVL | LVL | Treated LVL (Carter Holt Harvey) (New Zealand) | Eng_Timber_LVL | Eng_Timber_LVL | 2023-04-12 | 2028-04-12 | New Zealand | S-P-05514 | Version 1 | EPD (International) | https://epd-australasia.com/wp-content/uploads/2023/04/SP05514-CHH-EPD_LVL_hyJOIST_Apr23.pdf | m³ | 609 |  |  |  | -820.53 | 100.79 | -920.928 | 0 | 924 | 103.862 | 924 | -1.3473 | 0.1655 | -1.5122 | 0 | 1.5172 | 0.17055 | 1.5172 | Version 1.0
Timber & engineered woods | LVL | LVL | Untreated LVL (Carter Holt Harvey) (New Zealand) | Eng_Timber_LVL | Eng_Timber_LVL | 2023-04-12 | 2028-04-12 | New Zealand | S-P-05514 | Version 1 | EPD (International) | https://epd-australasia.com/wp-content/uploads/2023/04/SP05514-CHH-EPD_LVL_hyJOIST_Apr23.pdf | m³ | 609 |  |  |  | -830 | 91.4 | -921 | 0 | 924 | 94.4 | 924 | -1.3629 | 0.15008 | -1.5123 | 0 | 1.5172 | 0.15501 | 1.5172 | Version 1.0
Timber & engineered woods | LVL | LVL | LVL (VMG Lingnum) (Sweden) | Eng_Timber_LVL | Eng_Timber_LVL | 2023-10-09 | 2028-10-08 | Sweden | S-P-10876 | Version 1 | EPD (International) | https://api.environdec.com/api/v1/EPDLibrary/Files/93983208-4427-4b0c-87ca-08dbc3e797a5/Data | m³ | 610 |  |  |  | -735 | 300 | -1040 | 0 | 1034 | 300 | 1034 | -1.2049 | 0.4918 | -1.7049 | 0 | 1.6951 | 0.4918 | 1.6951 | Version 1.0
Masonry | Masonry (Concrete bricks) | Concrete block (exc. core fill or reinforcing) | Masonry (Concrete bricks), BLOCK Campbellfield (VIC) (Adbri) | Concrete_bricks | Concrete_bricks | 2023-03-31 | 2028-03-31 | VIC | S-P-05517 | Version 1 | EPD Australasia | https://epd-australasia.com/wp-content/uploads/2023/04/SP05517-Adbri-EPD-Masonry_Mar23.pdf | tonne |  |  |  |  | 111.67 | 0 | 0 | 0 | 0 | 111.67 | 0 | 0.11167 | 0 | 0 | 0 | 0 | 0.11167 | 0 | Version 1.0
Masonry | Masonry (Concrete bricks) | Concrete block (exc. core fill or reinforcing) | Masonry (Concrete bricks), BLOCK Maroochydore (QLD) (Adbri) | Concrete_bricks | Concrete_bricks | 2023-03-31 | 2028-03-31 | QLD | S-P-05517 | Version 1 | EPD Australasia | https://epd-australasia.com/wp-content/uploads/2023/04/SP05517-Adbri-EPD-Masonry_Mar23.pdf | tonne |  |  |  |  | 182.86 | 0 | 0 | 0 | 0 | 182.86 | 0 | 0.18286 | 0 | 0 | 0 | 0 | 0.18286 | 0 | Version 1.0
Masonry | Masonry (Concrete bricks) | Concrete block (exc. core fill or reinforcing) | Masonry (Concrete bricks), BLOCK Stapylton (QLD) (Adbri) | Concrete_bricks | Concrete_bricks | 2023-03-31 | 2028-03-31 | QLD | S-P-05517 | Version 1 | EPD Australasia | https://epd-australasia.com/wp-content/uploads/2023/04/SP05517-Adbri-EPD-Masonry_Mar23.pdf | tonne |  |  |  |  | 140.59 | 0 | 0 | 0 | 0 | 140.59 | 0 | 0.14059 | 0 | 0 | 0 | 0 | 0.14059 | 0 | Version 1.0
Masonry | Masonry (Concrete bricks) | Concrete block (exc. core fill or reinforcing) | Masonry (Concrete bricks), BLOCK Ulverstone (TAS) (Adbri) | Concrete_bricks | Concrete_bricks | 2023-03-31 | 2028-03-31 | TAS | S-P-05517 | Version 1 | EPD Australasia | https://epd-australasia.com/wp-content/uploads/2023/04/SP05517-Adbri-EPD-Masonry_Mar23.pdf | tonne |  |  |  |  | 145.89 | 0 | 0 | 0 | 0 | 145.89 | 0 | 0.14589 | 0 | 0 | 0 | 0 | 0.14589 | 0 | Version 1.0
Masonry | Masonry (Concrete bricks) | Concrete block (exc. core fill or reinforcing) | Masonry (Concrete bricks), BRICK Bendigo Smooth Shot Dark (VIC) (Adbri) | Concrete_bricks | Concrete_bricks | 2023-03-31 | 2028-03-31 | VIC | S-P-05517 | Version 1 | EPD Australasia | https://epd-australasia.com/wp-content/uploads/2023/04/SP05517-Adbri-EPD-Masonry_Mar23.pdf | tonne |  |  |  |  | 113.56 | 0 | 0 | 0 | 0 | 113.56 | 0 | 0.11356 | 0 | 0 | 0 | 0 | 0.11356 | 0 | Version 1.0
Masonry | Masonry (Concrete bricks) | Concrete block (exc. core fill or reinforcing) | Masonry (Concrete bricks), BRICK Bendigo Honed Dark (VIC) (Adbri) | Concrete_bricks | Concrete_bricks | 2023-03-31 | 2028-03-31 | VIC | S-P-05517 | Version 1 | EPD Australasia | https://epd-australasia.com/wp-content/uploads/2023/04/SP05517-Adbri-EPD-Masonry_Mar23.pdf | tonne |  |  |  |  | 160.92 | 0 | 0 | 0 | 0 | 160.92 | 0 | 0.16092 | 0 | 0 | 0 | 0 | 0.16092 | 0 | Version 1.0
Masonry | Masonry (Concrete bricks) | Concrete block (exc. core fill or reinforcing) | Masonry (Concrete bricks), BRICK Bendigo Smooth Shot Light (VIC) (Adbri) | Concrete_bricks | Concrete_bricks | 2023-03-31 | 2028-03-31 | VIC | S-P-05517 | Version 1 | EPD Australasia | https://epd-australasia.com/wp-content/uploads/2023/04/SP05517-Adbri-EPD-Masonry_Mar23.pdf | tonne |  |  |  |  | 138.43 | 0 | 0 | 0 | 0 | 138.43 | 0 | 0.13843 | 0 | 0 | 0 | 0 | 0.13843 | 0 | Version 1.0
Masonry | Masonry (Concrete bricks) | Concrete block (exc. core fill or reinforcing) | Masonry (Concrete bricks), BRICK Bendigo Honed Light (VIC) (Adbri) | Concrete_bricks | Concrete_bricks | 2023-03-31 | 2028-03-31 | VIC | S-P-05517 | Version 1 | EPD Australasia | https://epd-australasia.com/wp-content/uploads/2023/04/SP05517-Adbri-EPD-Masonry_Mar23.pdf | tonne |  |  |  |  | 240.39 | 0 | 0 | 0 | 0 | 240.39 | 0 | 0.24039 | 0 | 0 | 0 | 0 | 0.24039 | 0 | Version 1.0
Masonry | Masonry (Concrete bricks) | Concrete block (exc. core fill or reinforcing) | Masonry (Concrete bricks), BRICK Bendigo Cored Light (VIC) (Adbri) | Concrete_bricks | Concrete_bricks | 2023-03-31 | 2028-03-31 | VIC | S-P-05517 | Version 1 | EPD Australasia | https://epd-australasia.com/wp-content/uploads/2023/04/SP05517-Adbri-EPD-Masonry_Mar23.pdf | tonne |  |  |  |  | 152.26 | 0 | 0 | 0 | 0 | 152.26 | 0 | 0.15226 | 0 | 0 | 0 | 0 | 0.15226 | 0 | Version 1.0
Masonry | Masonry (Concrete bricks) | Concrete block (exc. core fill or reinforcing) | Masonry (Concrete bricks), BRICK Maroochydore (QLD) (Adbri) | Concrete_bricks | Concrete_bricks | 2023-03-31 | 2028-03-31 | QLD | S-P-05517 | Version 1 | EPD Australasia | https://epd-australasia.com/wp-content/uploads/2023/04/SP05517-Adbri-EPD-Masonry_Mar23.pdf | tonne |  |  |  |  | 205.51 | 0 | 0 | 0 | 0 | 205.51 | 0 | 0.20551 | 0 | 0 | 0 | 0 | 0.20551 | 0 | Version 1.0
Masonry | Masonry (Concrete bricks) | Concrete block (exc. core fill or reinforcing) | Masonry (Concrete bricks), BRICK Ulverstone (TAS) (Adbri) | Concrete_bricks | Concrete_bricks | 2023-03-31 | 2028-03-31 | TAS | S-P-05517 | Version 1 | EPD Australasia | https://epd-australasia.com/wp-content/uploads/2023/04/SP05517-Adbri-EPD-Masonry_Mar23.pdf | tonne |  |  |  |  | 139.84 | 0 | 0 | 0 | 0 | 139.84 | 0 | 0.13984 | 0 | 0 | 0 | 0 | 0.13984 | 0 | Version 1.0
Masonry | Masonry (Concrete bricks) | Concrete block (exc. core fill or reinforcing) | Masonry (Concrete bricks), Aura Porcelain (Australia) (Austral) | Concrete_bricks | Concrete_bricks | 2022-02-28 | 2027-02-28 | Australia | S-P-05476 | Version 1.2 | EPD Australasia | https://epd-australasia.com/wp-content/uploads/2022/04/SP05476-Brickworks-EPDv1.2_Dec-22-1.pdf | tonne |  |  |  |  | 147 | 0 | 0 | 0 | 0 | 147 | 0 | 0.147 | 0 | 0 | 0 | 0 | 0.147 | 0 | Version 1.0
Masonry | Masonry (Concrete bricks) | Concrete block (exc. core fill or reinforcing) | Masonry (Concrete bricks), Aura Grey (Australia) (Austral) | Concrete_bricks | Concrete_bricks | 2022-02-28 | 2027-02-28 | Australia | S-P-05476 | Version 1.2 | EPD Australasia | https://epd-australasia.com/wp-content/uploads/2022/04/SP05476-Brickworks-EPDv1.2_Dec-22-1.pdf | tonne |  |  |  |  | 160 | 0 | 0 | 0 | 0 | 160 | 0 | 0.16 | 0 | 0 | 0 | 0 | 0.16 | 0 | Version 1.0
Masonry | Masonry (Concrete bricks) | Concrete block (exc. core fill or reinforcing) | Masonry (Concrete bricks), Aura Oak (Australia) (Austral) | Concrete_bricks | Concrete_bricks | 2022-02-28 | 2027-02-28 | Australia | S-P-05476 | Version 1.2 | EPD Australasia | https://epd-australasia.com/wp-content/uploads/2022/04/SP05476-Brickworks-EPDv1.2_Dec-22-1.pdf | tonne |  |  |  |  | 160 | 0 | 0 | 0 | 0 | 160 | 0 | 0.16 | 0 | 0 | 0 | 0 | 0.16 | 0 | Version 1.0
Masonry | Masonry (Concrete bricks) | Concrete block (exc. core fill or reinforcing) | Masonry (Concrete bricks), GB Sandstone Rock Face (Australia) (Austral) | Concrete_bricks | Concrete_bricks | 2022-02-28 | 2027-02-28 | Australia | S-P-05476 | Version 1.2 | EPD Australasia | https://epd-australasia.com/wp-content/uploads/2022/04/SP05476-Brickworks-EPDv1.2_Dec-22-1.pdf | tonne |  |  |  |  | 170 | 0 | 0 | 0 | 0 | 170 | 0 | 0.17 | 0 | 0 | 0 | 0 | 0.17 | 0 | Version 1.0
Masonry | Masonry (Concrete bricks) | Concrete block (exc. core fill or reinforcing) | Masonry (Concrete bricks), GB Sandstone Split Face (Australia) (Austral) | Concrete_bricks | Concrete_bricks | 2022-02-28 | 2027-02-28 | Australia | S-P-05476 | Version 1.2 | EPD Australasia | https://epd-australasia.com/wp-content/uploads/2022/04/SP05476-Brickworks-EPDv1.2_Dec-22-1.pdf | tonne |  |  |  |  | 162 | 0 | 0 | 0 | 0 | 162 | 0 | 0.162 | 0 | 0 | 0 | 0 | 0.162 | 0 | Version 1.0
Masonry | Masonry (Concrete bricks) | Concrete block (exc. core fill or reinforcing) | Masonry (Concrete bricks), GB Sandstone Smooth (Australia) (Austral) | Concrete_bricks | Concrete_bricks | 2022-02-28 | 2027-02-28 | Australia | S-P-05476 | Version 1.2 | EPD Australasia | https://epd-australasia.com/wp-content/uploads/2022/04/SP05476-Brickworks-EPDv1.2_Dec-22-1.pdf | tonne |  |  |  |  | 168 | 0 | 0 | 0 | 0 | 168 | 0 | 0.168 | 0 | 0 | 0 | 0 | 0.168 | 0 | Version 1.0
Masonry | Masonry (Concrete bricks) | Concrete block (exc. core fill or reinforcing) | Masonry (Concrete bricks), GB Stone (Australia) (Austral) | Concrete_bricks | Concrete_bricks | 2022-02-28 | 2027-02-28 | Australia | S-P-05476 | Version 1.2 | EPD Australasia | https://epd-australasia.com/wp-content/uploads/2022/04/SP05476-Brickworks-EPDv1.2_Dec-22-1.pdf | tonne |  |  |  |  | 160 | 0 | 0 | 0 | 0 | 160 | 0 | 0.16 | 0 | 0 | 0 | 0 | 0.16 | 0 | Version 1.0
Masonry | Masonry (Concrete bricks) | Concrete block (exc. core fill or reinforcing) | Masonry (Concrete bricks), GB Split Face (Australia) (Austral) | Concrete_bricks | Concrete_bricks | 2022-02-28 | 2027-02-28 | Australia | S-P-05476 | Version 1.2 | EPD Australasia | https://epd-australasia.com/wp-content/uploads/2022/04/SP05476-Brickworks-EPDv1.2_Dec-22-1.pdf | tonne |  |  |  |  | 163 | 0 | 0 | 0 | 0 | 163 | 0 | 0.163 | 0 | 0 | 0 | 0 | 0.163 | 0 | Version 1.0
Masonry | Masonry (Concrete bricks) | Concrete block (exc. core fill or reinforcing) | Masonry (Concrete bricks), GB Smooth (Australia) (Austral) | Concrete_bricks | Concrete_bricks | 2022-02-28 | 2027-02-28 | Australia | S-P-05476 | Version 1.2 | EPD Australasia | https://epd-australasia.com/wp-content/uploads/2022/04/SP05476-Brickworks-EPDv1.2_Dec-22-1.pdf | tonne |  |  |  |  | 168 | 0 | 0 | 0 | 0 | 168 | 0 | 0.168 | 0 | 0 | 0 | 0 | 0.168 | 0 | Version 1.0
Masonry | Masonry (Concrete bricks) | Concrete block (exc. core fill or reinforcing) | Masonry (Concrete bricks), GB Veneer (Australia) (Austral) | Concrete_bricks | Concrete_bricks | 2022-02-28 | 2027-02-28 | Australia | S-P-05476 | Version 1.2 | EPD Australasia | https://epd-australasia.com/wp-content/uploads/2022/04/SP05476-Brickworks-EPDv1.2_Dec-22-1.pdf | tonne |  |  |  |  | 174 | 0 | 0 | 0 | 0 | 174 | 0 | 0.174 | 0 | 0 | 0 | 0 | 0.174 | 0 | Version 1.0
Masonry | Masonry (Concrete bricks) | Concrete block (exc. core fill or reinforcing) | Masonry (Concrete bricks), Breeze Blocks (Australia) (Austral) | Concrete_bricks | Concrete_bricks | 2022-02-28 | 2027-02-28 | Australia | S-P-05476 | Version 1.2 | EPD Australasia | https://epd-australasia.com/wp-content/uploads/2022/04/SP05476-Brickworks-EPDv1.2_Dec-22-1.pdf | tonne |  |  |  |  | 172 | 0 | 0 | 0 | 0 | 172 | 0 | 0.172 | 0 | 0 | 0 | 0 | 0.172 | 0 | Version 1.0
Masonry | Masonry (Concrete bricks) | Concrete block (exc. core fill or reinforcing) | Masonry (Concrete bricks), GB Latitude (Australia) (Austral) | Concrete_bricks | Concrete_bricks | 2022-02-28 | 2027-02-28 | Australia | S-P-05476 | Version 1.2 | EPD Australasia | https://epd-australasia.com/wp-content/uploads/2022/04/SP05476-Brickworks-EPDv1.2_Dec-22-1.pdf | tonne |  |  |  |  | 164 | 0 | 0 | 0 | 0 | 164 | 0 | 0.164 | 0 | 0 | 0 | 0 | 0.164 | 0 | Version 1.0
Masonry | Masonry (Concrete bricks) | Concrete block (exc. core fill or reinforcing) | Masonry (Concrete bricks), 100MM Standard (Australia) (Austral) | Concrete_bricks | Concrete_bricks | 2022-02-28 | 2027-02-28 | Australia | S-P-05476 | Version 1.2 | EPD Australasia | https://epd-australasia.com/wp-content/uploads/2022/04/SP05476-Brickworks-EPDv1.2_Dec-22-1.pdf | tonne |  |  |  |  | 142 | 0 | 0 | 0 | 0 | 142 | 0 | 0.142 | 0 | 0 | 0 | 0 | 0.142 | 0 | Version 1.0
Masonry | Masonry (Concrete bricks) | Concrete block (exc. core fill or reinforcing) | Masonry (Concrete bricks), 200MM Standard (Australia) (Austral) | Concrete_bricks | Concrete_bricks | 2022-02-28 | 2027-02-28 | Australia | S-P-05476 | Version 1.2 | EPD Australasia | https://epd-australasia.com/wp-content/uploads/2022/04/SP05476-Brickworks-EPDv1.2_Dec-22-1.pdf | tonne |  |  |  |  | 142 | 0 | 0 | 0 | 0 | 142 | 0 | 0.142 | 0 | 0 | 0 | 0 | 0.142 | 0 | Version 1.0
Masonry | Masonry (Concrete bricks) | Concrete block (exc. core fill or reinforcing) | Masonry (Concrete bricks), 150MM Mortarless (Australia) (Austral) | Concrete_bricks | Concrete_bricks | 2022-02-28 | 2027-02-28 | Australia | S-P-05476 | Version 1.2 | EPD Australasia | https://epd-australasia.com/wp-content/uploads/2022/04/SP05476-Brickworks-EPDv1.2_Dec-22-1.pdf | tonne |  |  |  |  | 142 | 0 | 0 | 0 | 0 | 142 | 0 | 0.142 | 0 | 0 | 0 | 0 | 0.142 | 0 | Version 1.0
Timber & engineered woods | MDF | MDF | MDF (25 mm, E0 and E1, moisture resistant (MR) melamine coated) [from sustainable forest management practices], FWPA, Australian Industry | Eng_Timber_MDF | Eng_Timber_MDF | 2017-12-08 | 2022-12-08 | Australia | S-P-00563 | Version 1.2 | EPD Australasia | https://epd-australasia.com/wp-content/uploads/2018/04/EDP-4-MDF-Dec-2020-1.pdf | m³ | 705 | 705 |  |  | -187.0653 | 849.2045 | -1037.4716 | 0 | 1202.025 | 1013.758 | 1202.025 | -0.26534 | 1.2045 | -1.4716 | 0 | 1.705 | 1.438 | 1.705 | Version 1.0 | Expired
Timber & engineered woods | MDF | MDF | MDF (18 mm, E0 and E1, melamine coated) [from sustainable forest management practices], FWPA, Australian Industry | Eng_Timber_MDF | Eng_Timber_MDF | 2017-12-08 | 2022-12-08 | Australia | S-P-00563 | Version 1.2 | EPD Australasia | https://epd-australasia.com/wp-content/uploads/2018/04/EDP-4-MDF-Dec-2020-1.pdf | m³ | 722 | 722 |  |  | -515.9523 | 572.0462 | -1088.5538 | 0 | 1231.01 | 714.5023 | 1231.01 | -0.71462 | 0.79231 | -1.5077 | 0 | 1.705 | 0.98962 | 1.705 | Version 1.0 | Expired
Timber & engineered woods | MDF | MDF | MDF (16 mm, E0 and E1, moisture resistant (MR) melamine coated) [from sustainable forest management practices], FWPA, Australian Industry | Eng_Timber_MDF | Eng_Timber_MDF | 2017-12-08 | 2022-12-08 | Australia | S-P-00563 | Version 1.2 | EPD Australasia | https://epd-australasia.com/wp-content/uploads/2018/04/EDP-4-MDF-Dec-2020-1.pdf | m³ | 732 | 732 |  |  | -325.3333 | 757.0256 | -1082.359 | 0 | 1248.06 | 922.7267 | 1248.06 | -0.44444 | 1.0342 | -1.4786 | 0 | 1.705 | 1.2606 | 1.705 | Version 1.0 | Expired
Timber & engineered woods | MDF | MDF | MDF (25 mm, E0 and E1, melamine coated) [from sustainable forest management practices], FWPA, Australian Industry | Eng_Timber_MDF | Eng_Timber_MDF | 2017-12-08 | 2022-12-08 | Australia | S-P-00563 | Version 1.2 | EPD Australasia | https://epd-australasia.com/wp-content/uploads/2018/04/EDP-4-MDF-Dec-2020-1.pdf | m³ | 701 | 701 |  |  | -316.4514 | 721.0286 | -1037.48 | 0 | 1195.205 | 878.7536 | 1195.205 | -0.45143 | 1.0286 | -1.48 | 0 | 1.705 | 1.2536 | 1.705 | Version 1.0 | Expired
Timber & engineered woods | MDF | MDF | MDF (16 mm, E0 and E1, melamine coated) [from sustainable forest management practices], FWPA, Australian Industry | Eng_Timber_MDF | Eng_Timber_MDF | 2017-12-08 | 2022-12-08 | Australia | S-P-00563 | Version 1.2 | EPD Australasia | https://epd-australasia.com/wp-content/uploads/2018/04/EDP-4-MDF-Dec-2020-1.pdf | m³ | 724 | 724 |  |  | -478.0897 | 604.1655 | -1079.7586 | 0 | 1234.42 | 758.8269 | 1234.42 | -0.66034 | 0.83448 | -1.4914 | 0 | 1.705 | 1.0481 | 1.705 | Version 1.0 | Expired
Timber & engineered woods | MDF | MDF | MDF (18 mm, E0 and E1, moisture resistant (MR) melamine coated) [from sustainable forest management practices], FWPA, Australian Industry | Eng_Timber_MDF | Eng_Timber_MDF | 2017-12-08 | 2022-12-08 | Australia | S-P-00563 | Version 1.2 | EPD Australasia | https://epd-australasia.com/wp-content/uploads/2018/04/EDP-4-MDF-Dec-2020-1.pdf | m³ | 721 | 721 |  |  | -196.8885 | 870.7462 | -1064.8615 | 0 | 1229.305 | 1035.1896 | 1229.305 | -0.27308 | 1.2077 | -1.4769 | 0 | 1.705 | 1.4358 | 1.705 | Version 1.0 | Expired
Timber & engineered woods | MDF | MDF | Max variaton for MDF, MR 25mm FWPA, Australia | Eng_Timber_MDF | Eng_Timber_MDF | 2017-12-08 | 2022-12-08 | Australia | S-P-00563 | Version 1.2 | EPD Australasia | https://epd-australasia.com/wp-content/uploads/2018/04/EDP-4-MDF-Dec-2020-1.pdf | m³ | 720 | 720 |  |  | 26.5817 | 1064.0533 | -1037.4716 | 0 | 1227.6 | 1254.1817 | 1227.6 | 0.036919 | 1.4779 | -1.4409 | 0 | 1.705 | 1.7419 | 1.705 | Version 1.0 | Expired
Timber & engineered woods | MDF | MDF | MDF, Min variaton for MDF, MR 25mm FWPA, Australia (FWPA) (Australia) | Eng_Timber_MDF | Eng_Timber_MDF | 2017-12-08 | 2022-12-08 | Australia | S-P-00563 | Version 1.2 | EPD Australasia | https://epd-australasia.com/wp-content/uploads/2018/04/EDP-4-MDF-Dec-2020-1.pdf | m³ | 720 |  |  |  | -275.7351 | 761.7365 | -1037.4716 | 0 | 1227.6 | 951.8649 | 1227.6 | -0.38297 | 1.058 | -1.4409 | 0 | 1.705 | 1.322 | 1.705 | Version 1.0 | Expired
Timber & engineered woods | MDF | MDF | MDF, medium density fibreboard wood (Kastamonu) (Global) | Eng_Timber_MDF | Eng_Timber_MDF | 2021-02-10 | 2026-02-09 | Global | S-P-01989 |  | EPD (International) | https://api.environdec.com/api/v1/EPDLibrary/Files/3cfa882f-8705-4918-0023-08dab65855de/Data | m³ | 737 |  |  |  | -724 | 433 | -1158 | 1.1 | 1249.8292 | 525.9292 | 1249.8292 | -0.98236 | 0.58752 | -1.5712 | 0.0014925 | 1.6958 | 0.71361 | 1.6958 | Version 1.0 | Expired
Aggregate | Aggregates | Not used | REMOVED, Recovered Aggregates (Repurpose It) (Australia) |  |  | 2020-03-02 | 2025-03-01 | Australia | S-P-01546 |  | EPD Australasia | https://epd-australasia.com/wp-content/uploads/2020/03/Repurpose-It-EPD-Recovered-Mineral-Aggregates-v1-0.pdf | tonne |  |  |  |  | 16 | 0 | 0 | 0 | 0 | 16 | 0 | 0.016 | 0 | 0 | 0 | 0 | 0.016 | 0 | Version 1.0 | Expired
Asphalt | Asphalt | Not used | Fulton Hogan Bushells RidgeCM10 AR450 AS2150 |  |  | 24/02/2022 | 24/02/2027 | NSW | S-P-04640 | 1 | EPD Australasia | https://epd-australasia.com/wp-content/uploads/2022/02/Fulton-Hogan_NSW-Asphalt-EPD_SP04649.pdf | tonne | 2400 |  |  |  | 9.03 | 61 | -52 | 0.00348 | 0 | 61.0035 | 0 | 0.00903 | 0.061 | -0.052 | 3.48e-06 | 0 | 0.061003 | 0 | Version 1.0
Asphalt | Asphalt | Not used | Downer Reconophalt South AustraliaAC14 C170 R50 |  |  | 2020-01-10 | 22/10/2025 | SA | S-P-02053 |  | EPD Australasia | https://epd-australasia.com/wp-content/uploads/2020/09/S-P-02053_Downer_Reconophalt-Environmental-Product-Declaration_September-2020_v5.pdf | m² | 2400 |  |  |  | 4.4 | 4.4 | 0.00348 | 3.4e-05 | 0 | 4.4035 | 0 | [7 empty] | Version 1.0 | Expired
Asphalt | Asphalt | Not used | Downer Reconophalt South AustraliaAC10 C320 R10 |  |  | 2020-01-10 | 22/10/2025 | SA | S-P-02053 |  | EPD Australasia | https://epd-australasia.com/wp-content/uploads/2020/09/S-P-02053_Downer_Reconophalt-Environmental-Product-Declaration_September-2020_v5.pdf | m² | 2400 |  |  |  | 6.26 | 6.25 | 0.00525 | 5.86e-05 | 0 | 6.2553 | 0 | [7 empty] | Version 1.0 | Expired
Asphalt | Asphalt | Not used | Downer Reconophalt South AustraliaAC10 C320 R30 |  |  | 2020-01-10 | 22/10/2025 | SA | S-P-02053 |  | EPD Australasia | https://epd-australasia.com/wp-content/uploads/2020/09/S-P-02053_Downer_Reconophalt-Environmental-Product-Declaration_September-2020_v5.pdf | m² | 2400 |  |  |  | 5.3 | 5.29 | 0.00429 | 4.63e-05 | 0 | 5.2943 | 0 | [7 empty] | Version 1.0 | Expired
Concrete (in-situ) | Fibre | Not used | Fibre products for cement, K25™ Fibre Cement Pulp (Oji Fibre Solutions) (Global) |  |  | 2023-01-19 | 2028-01-19 | Global | S-P-05525 |  | EPD (International) | https://api.environdec.com/api/v1/EPDLibrary/Files/7b0a829d-0bc0-42bf-4698-08dafe2f30a8/Data | tonne |  |  |  |  | -1160 | 452 | -1610 | 0.0456 | 0 | 452.0456 | 0 | -1.16 | 0.452 | -1.61 | 4.56e-05 | 0 | 0.45205 | 0 | Version 1.0
Concrete (in-situ) | Concrete, ? MPa, | Not used | Concrete, ? MPa, in-situ, no reinforcement, (SD160A)(GP) (BCG) (WA), (Perth) |  |  | 2022-12-15 | 2027-12-15 | Perth, WA | S-P-05491 | Version 1 | EPD Australasia | https://epd-australasia.com/wp-content/uploads/2022/12/SP05491_BGC-EPD_Concrete_Dec22.pdf | m³ | 2400 |  |  |  | 201 | 199 | 2.39 | 0 | 0 | 201.39 | 0 | 0.08375 | 0.082917 | 0.00099583 | 0 | 0 | 0.083913 | 0 | Version 1.0
Concrete (in-situ) | Concrete, ? MPa, | Not used | Concrete, ? MPa, in-situ, no reinforcement, (BLOCKMIX) (Adbri) (QLD) |  |  | 2023-03-31 | 2028-03-31 | QLD | S-P-05518 | Version 1 | EPD Australasia | https://epd-australasia.com/wp-content/uploads/2023/04/SP05518-Adbri-EPD-Concrete_QLD_Mar23.pdf | m³ | 2400 |  |  |  | 251 | 251 | 0.259 | 0 | 0 | 251.259 | 0 | 0.10458 | 0.10458 | 0.00010792 | 0 | 0 | 0.10469 | 0 | Version 1.0
Concrete (in-situ) | Concrete, ? MPa, | Not used | Concrete, ? MPa, in-situ, no reinforcement, (No Fines) (Adbri) (QLD) |  |  | 2023-03-31 | 2028-03-31 | QLD | S-P-05518 | Version 1 | EPD Australasia | https://epd-australasia.com/wp-content/uploads/2023/04/SP05518-Adbri-EPD-Concrete_QLD_Mar23.pdf | m³ | 2400 |  |  |  | 186 | 186 | 0.188 | 0 | 0 | 186.188 | 0 | 0.0775 | 0.0775 | 7.8333e-05 | 0 | 0 | 0.077578 | 0 | Version 1.0
Concrete (in-situ) | Concrete, ? MPa, | Not used | Concrete, ? MPa, in-situ, no reinforcement, (10 mm Lean Mix) (Adbri) (QLD) |  |  | 2023-03-31 | 2028-03-31 | QLD | S-P-05518 | Version 1 | EPD Australasia | https://epd-australasia.com/wp-content/uploads/2023/04/SP05518-Adbri-EPD-Concrete_QLD_Mar23.pdf | m³ | 2400 |  |  |  | 164 | 164 | 0.15 | 0 | 0 | 164.15 | 0 | 0.068333 | 0.068333 | 6.25e-05 | 0 | 0 | 0.068396 | 0 | Version 1.0
Concrete (in-situ) | Concrete, ? MPa, | Not used | Concrete, ? MPa, in-situ, no reinforcement, (SLUMP CONCRETE) (Adbri) (VIC) |  |  | 2023-03-31 | 2028-03-31 | VIC | S-P-05520 | Version 1 | EPD Australasia | https://epd-australasia.com/wp-content/uploads/2023/04/SP05520-Adbri-EPD-Concrete_VIC_Mar23.pdf | m³ | 2400 |  |  |  | 302 | 302 | 0.24 | 0 | 0 | 302.24 | 0 | 0.12583 | 0.12583 | 0.0001 | 0 | 0 | 0.12593 | 0 | Version 1.0
Concrete (in-situ) | Concrete, ? MPa, | Not used | Concrete, ? MPa, in-situ, no reinforcement, (Futurecrete® Ultra Low Heat S65 10MM) (Adbri) (NSW) |  |  | 2023-03-31 | 2028-03-31 | NSW | S-P-05519 | Version 1 | EPD Australasia | https://epd-australasia.com/wp-content/uploads/2023/04/SP05519-Adbri-EPD-Concrete_NSW_Mar23.pdf | m³ | 2400 |  |  |  | 347.95 | 347.9 | 0.0541 | 0 | 0 | 347.9541 | 0 | 0.14498 | 0.14496 | 2.2542e-05 | 0 | 0 | 0.14498 | 0 | Version 1.0
Concrete (in-situ) | Concrete, ? MPa, | Not used | Concrete, ? MPa, in-situ, no reinforcement, (Futurecrete® S50 SCC 10MM) (Adbri) (NSW) |  |  | 2023-03-31 | 2028-03-31 | NSW | S-P-05519 | Version 1 | EPD Australasia | https://epd-australasia.com/wp-content/uploads/2023/04/SP05519-Adbri-EPD-Concrete_NSW_Mar23.pdf | m³ | 2400 |  |  |  | 395.12 | 395.09 | 0.0315 | 0 | 0 | 395.1215 | 0 | 0.16463 | 0.16462 | 1.3125e-05 | 0 | 0 | 0.16463 | 0 | Version 1.0
Concrete (in-situ) | Concrete, ? MPa, | Not used | Concrete, ? MPa, in-situ, no reinforcement, (S CLASS 20MM NO FINES 6:1) (Adbri) (NSW) |  |  | 2023-03-31 | 2028-03-31 | NSW | S-P-05519 | Version 1 | EPD Australasia | https://epd-australasia.com/wp-content/uploads/2023/04/SP05519-Adbri-EPD-Concrete_NSW_Mar23.pdf | m³ | 2400 |  |  |  | 105.88 | 105.88 | -0.00152 | 0 | 0 | 105.88 | 0 | 0.044117 | 0.044117 | -6.3333e-07 | 0 | 0 | 0.044117 | 0 | Version 1.0
Concrete (in-situ) | Concrete, ? MPa, | Not used | Concrete, ? MPa, in-situ, no reinforcement, Pre-mix Concrete NO FINES 6:1 (Boral) (ACT), (Canberra) NO FINES 6:1 |  |  | 2022-08-15 | 2026-04-01 | Canberra, ACT | S-P-02336 | Version 1.2 | EPD Australasia | https://epd-australasia.com/wp-content/uploads/2021/04/SP02336_Boral-EPD_NSW-ACT_Aug22_V1.2.pdf | m³ | 2400 |  |  |  | 237 | 0 | 0 | 0 | 0 | 237 | 0 | 0.09875 | 0 | 0 | 0 | 0 | 0.09875 | 0 | Version 1.0 | Expired
Concrete (in-situ) | Concrete, ? MPa, | Not used | Concrete, ? MPa, in-situ, no reinforcement, Pre-mix Concrete NO FINES 6:1 (Boral) (NSW), (Newcastle) NO FINES 6:1 |  |  | 2022-08-15 | 2026-04-01 | Newcastle, NSW | S-P-02336 | Version 1.2 | EPD Australasia | https://epd-australasia.com/wp-content/uploads/2021/04/SP02336_Boral-EPD_NSW-ACT_Aug22_V1.2.pdf | m³ | 2400 |  |  |  | 193 | 0 | 0 | 0 | 0 | 193 | 0 | 0.080417 | 0 | 0 | 0 | 0 | 0.080417 | 0 | Version 1.0 | Expired
Concrete (in-situ) | Concrete, ? MPa, | Not used | Concrete, ? MPa, in-situ, no reinforcement, Pre-mix Concrete NO FINES 6:1 (Boral) (NSW), (Sydney) NO FINES 6:1 |  |  | 2022-08-15 | 2026-04-01 | Sydney, NSW | S-P-02336 | Version 1.2 | EPD Australasia | https://epd-australasia.com/wp-content/uploads/2021/04/SP02336_Boral-EPD_NSW-ACT_Aug22_V1.2.pdf | m³ | 2400 |  |  |  | 250 | 0 | 0 | 0 | 0 | 250 | 0 | 0.10417 | 0 | 0 | 0 | 0 | 0.10417 | 0 | Version 1.0 | Expired
Concrete (in-situ) | Concrete, ? MPa, | Not used | Concrete, ? MPa, in-situ, no reinforcement, Pre-mix Concrete NO FINES 6:1 (Boral) (NSW), (Wollongong) NO FINES 6:1 |  |  | 2022-08-15 | 2026-04-01 | Wollongong, NSW | S-P-02336 | Version 1.2 | EPD Australasia | https://epd-australasia.com/wp-content/uploads/2021/04/SP02336_Boral-EPD_NSW-ACT_Aug22_V1.2.pdf | m³ | 2400 |  |  |  | 235 | 0 | 0 | 0 | 0 | 235 | 0 | 0.097917 | 0 | 0 | 0 | 0 | 0.097917 | 0 | Version 1.0 | Expired
Concrete (in-situ) | Concrete, ? MPa, | Not used | Concrete, ? MPa, in-situ, no reinforcement, Pre-mix Concrete TfNSW B80 (Boral) (NSW), (Wollongong) TfNSW B80 50MPA 20MM TREMIE B2 EXPOSURE |  |  | 2022-08-15 | 2026-04-01 | Wollongong, NSW | S-P-02336 | Version 1.2 | EPD Australasia | https://epd-australasia.com/wp-content/uploads/2021/04/SP02336_Boral-EPD_NSW-ACT_Aug22_V1.2.pdf | m³ | 2400 |  |  |  | 408 | 0 | 0 | 0 | 0 | 408 | 0 | 0.17 | 0 | 0 | 0 | 0 | 0.17 | 0 | Version 1.0 | Expired
Concrete (in-situ) | Concrete, ? MPa, | Not used | Concrete, ? MPa, in-situ, no reinforcement, Pre-mix Concrete VICROADS VR400 (Boral) (TAS), (Hobart) VICROADS VR400 40 MPa 20MM PUMP B1 EXPOSURE |  |  | 2021-10-15 | 2026-05-01 | Hobart, TAS | S-P-02337 |  | EPD Australasia | https://epd-australasia.com/wp-content/uploads/2021/05/BoralConcrete_EPDv1.1_2021_Tasmania_hr.pdf | m³ | 2400 |  |  |  | 455 | 0 | 0 | 0 | 0 | 455 | 0 | 0.18958 | 0 | 0 | 0 | 0 | 0.18958 | 0 | Version 1.0 | Expired
Concrete (in-situ) | Concrete, ? MPa, | Not used | Concrete, ? MPa, in-situ, no reinforcement, Pre-mix Concrete VICROADS VR400 (Boral) (TAS), (Launceston) VICROADS VR400 40 MPa 20MM PUMP B1 EXPOSURE |  |  | 2021-10-15 | 2026-05-01 | Launceston, TAS | S-P-02337 |  | EPD Australasia | https://epd-australasia.com/wp-content/uploads/2021/05/BoralConcrete_EPDv1.1_2021_Tasmania_hr.pdf | m³ | 2400 |  |  |  | 407 | 0 | 0 | 0 | 0 | 407 | 0 | 0.16958 | 0 | 0 | 0 | 0 | 0.16958 | 0 | Version 1.0 | Expired
Concrete (in-situ) | Concrete, ? MPa, | Not used | Concrete, ? MPa, in-situ, no reinforcement, PB4400, Special Class (WA Premix) (WA), (Perth) |  |  | 2022-02-28 | 2027-02-28 | Perth, WA | S-P-05479 |  | EPD Australasia | https://epd-australasia.com/wp-content/uploads/2022/07/SP-05479_WA-Premix-Ready-Mix-Concrete-EPD-v1.0.pdf | m³ | 2400 |  |  |  | 282 | 0 | 0 | 0 | 0 | 282 | 0 | 0.1175 | 0 | 0 | 0 | 0 | 0.1175 | 0 | Version 1.0
Concrete (in-situ) | Concrete, ? MPa, | Not used | Concrete, ? MPa, in-situ, no reinforcement, SN1200, Special Class (WA Premix) (WA), (Perth) |  |  | 2022-02-28 | 2027-02-28 | Perth, WA | S-P-05479 |  | EPD Australasia | https://epd-australasia.com/wp-content/uploads/2022/07/SP-05479_WA-Premix-Ready-Mix-Concrete-EPD-v1.0.pdf | m³ | 2400 |  |  |  | 235 | 0 | 0 | 0 | 0 | 235 | 0 | 0.097917 | 0 | 0 | 0 | 0 | 0.097917 | 0 | Version 1.0
Concrete (in-situ) | Concrete, ? MPa, | Not used | Concrete, ? MPa, in-situ, no reinforcement, SN6206, Special Class (WA Premix) (WA), (Perth) |  |  | 2022-02-28 | 2027-02-28 | Perth, WA | S-P-05479 |  | EPD Australasia | https://epd-australasia.com/wp-content/uploads/2022/07/SP-05479_WA-Premix-Ready-Mix-Concrete-EPD-v1.0.pdf | m³ | 2400 |  |  |  | 122 | 0 | 0 | 0 | 0 | 122 | 0 | 0.050833 | 0 | 0 | 0 | 0 | 0.050833 | 0 | Version 1.0
Concrete (in-situ) | Concrete, ? MPa, | Not used | Concrete, ? MPa, in-situ, no reinforcement, SN6306, Special Class (WA Premix) (WA), (Perth) |  |  | 2022-02-28 | 2027-02-28 | Perth, WA | S-P-05479 |  | EPD Australasia | https://epd-australasia.com/wp-content/uploads/2022/07/SP-05479_WA-Premix-Ready-Mix-Concrete-EPD-v1.0.pdf | m³ | 2400 |  |  |  | 173 | 0 | 0 | 0 | 0 | 173 | 0 | 0.072083 | 0 | 0 | 0 | 0 | 0.072083 | 0 | Version 1.0
Concrete (in-situ) | Concrete, Mortar | Not used | Concrete, Mortar/Grout cement MPa, in-situ, no reinforcement, EV1113, Special Class (WA Premix) (WA), (Perth) |  |  | 2022-02-28 | 2027-02-28 | Perth, WA | S-P-05479 |  | EPD Australasia | https://epd-australasia.com/wp-content/uploads/2022/07/SP-05479_WA-Premix-Ready-Mix-Concrete-EPD-v1.0.pdf | m³ | 2400 |  |  |  | 1240 | 0 | 0 | 0 | 0 | 1240 | 0 | 0.51667 | 0 | 0 | 0 | 0 | 0.51667 | 0 | Version 1.0
Concrete (in-situ) | Concrete, Mortar | Not used | Concrete, Mortar/Grout cement MPa, in-situ, no reinforcement, EV1115, Special Class (WA Premix) (WA), (Perth) |  |  | 2022-02-28 | 2027-02-28 | Perth, WA | S-P-05479 |  | EPD Australasia | https://epd-australasia.com/wp-content/uploads/2022/07/SP-05479_WA-Premix-Ready-Mix-Concrete-EPD-v1.0.pdf | m³ | 2400 |  |  |  | 1270 | 0 | 0 | 0 | 0 | 1270 | 0 | 0.52917 | 0 | 0 | 0 | 0 | 0.52917 | 0 | Version 1.0
Concrete (in-situ) | Concrete, Mortar | Not used | Concrete, Mortar/Grout cement MPa, in-situ, no reinforcement, EV6113, Special Class (WA Premix) (WA), (Perth) |  |  | 2022-02-28 | 2027-02-28 | Perth, WA | S-P-05479 |  | EPD Australasia | https://epd-australasia.com/wp-content/uploads/2022/07/SP-05479_WA-Premix-Ready-Mix-Concrete-EPD-v1.0.pdf | m³ | 2400 |  |  |  | 579 | 0 | 0 | 0 | 0 | 579 | 0 | 0.24125 | 0 | 0 | 0 | 0 | 0.24125 | 0 | Version 1.0
Concrete (in-situ) | Concrete, Mortar | Not used | Concrete, Mortar/Grout cement MPa, in-situ, no reinforcement, EV6115, Special Class (WA Premix) (WA), (Perth) |  |  | 2022-02-28 | 2027-02-28 | Perth, WA | S-P-05479 |  | EPD Australasia | https://epd-australasia.com/wp-content/uploads/2022/07/SP-05479_WA-Premix-Ready-Mix-Concrete-EPD-v1.0.pdf | m³ | 2400 |  |  |  | 587 | 0 | 0 | 0 | 0 | 587 | 0 | 0.24458 | 0 | 0 | 0 | 0 | 0.24458 | 0 | Version 1.0
Concrete (in-situ) | Concrete, Mortar | Not used | Concrete, Mortar/Grout cement MPa, in-situ, no reinforcement, SS1257, Special Class (WA Premix) (WA), (Perth) |  |  | 2022-02-28 | 2027-02-28 | Perth, WA | S-P-05479 |  | EPD Australasia | https://epd-australasia.com/wp-content/uploads/2022/07/SP-05479_WA-Premix-Ready-Mix-Concrete-EPD-v1.0.pdf | m³ | 2400 |  |  |  | 296 | 0 | 0 | 0 | 0 | 296 | 0 | 0.12333 | 0 | 0 | 0 | 0 | 0.12333 | 0 | Version 1.0
Concrete (in-situ) | Concrete, Mortar | Not used | Concrete, Mortar/Grout cement MPa, in-situ, no reinforcement, SS1425, Special Class (WA Premix) (WA), (Perth) |  |  | 2022-02-28 | 2027-02-28 | Perth, WA | S-P-05479 |  | EPD Australasia | https://epd-australasia.com/wp-content/uploads/2022/07/SP-05479_WA-Premix-Ready-Mix-Concrete-EPD-v1.0.pdf | m³ | 2400 |  |  |  | 481 | 0 | 0 | 0 | 0 | 481 | 0 | 0.20042 | 0 | 0 | 0 | 0 | 0.20042 | 0 | Version 1.0
Concrete (in-situ) | Concrete, Mortar | Not used | Concrete, Mortar/Grout cement MPa, in-situ, no reinforcement, SS7257, Special Class (WA Premix) (WA), (Perth) |  |  | 2022-02-28 | 2027-02-28 | Perth, WA | S-P-05479 |  | EPD Australasia | https://epd-australasia.com/wp-content/uploads/2022/07/SP-05479_WA-Premix-Ready-Mix-Concrete-EPD-v1.0.pdf | m³ | 2400 |  |  |  | 296 | 0 | 0 | 0 | 0 | 296 | 0 | 0.12333 | 0 | 0 | 0 | 0 | 0.12333 | 0 | Version 1.0
Concrete (in-situ) | Concrete, Mortar | Not used | Concrete, Mortar/Grout cement MPa, in-situ, no reinforcement, SS7425, Special Class (WA Premix) (WA), (Perth) |  |  | 2022-02-28 | 2027-02-28 | Perth, WA | S-P-05479 |  | EPD Australasia | https://epd-australasia.com/wp-content/uploads/2022/07/SP-05479_WA-Premix-Ready-Mix-Concrete-EPD-v1.0.pdf | m³ | 2400 |  |  |  | 481 | 0 | 0 | 0 | 0 | 481 | 0 | 0.20042 | 0 | 0 | 0 | 0 | 0.20042 | 0 | Version 1.0
Concrete (in-situ) | Concrete, ? MPa, | Not used | Concrete, ? MPa, (LCHP) (Concrite) (NSW) (Sydney Region, NSW) |  |  | 2022-02-28 | 2027-02-28 | Sydney Region, NSW | S-P-05479 |  | EPD Australasia | https://epd-australasia.com/wp-content/uploads/2022/02/17765_Concrite_EPD_2022_SP02335.pdf | m³ | 2400 |  |  |  | 339 | 0 | 0 | 0 | 0 | 339 | 0 | 0.14125 | 0 | 0 | 0 | 0 | 0.14125 | 0 | Version 1.0
Concrete (in-situ) | Concrete, ? MPa, | Not used | Concrete, ? MPa, BURNISHED MIX WITHOUT STEEL FIBRES (Concrite) (NSW) (Sydney Region, NSW) |  |  | 2022-02-28 | 2027-02-28 | Sydney Region, NSW | S-P-05479 |  | EPD Australasia | https://epd-australasia.com/wp-content/uploads/2022/02/17765_Concrite_EPD_2022_SP02335.pdf | m³ | 2400 |  |  |  | 342 | 0 | 0 | 0 | 0 | 342 | 0 | 0.1425 | 0 | 0 | 0 | 0 | 0.1425 | 0 | Version 1.0
Concrete (in-situ) | Concrete, ? MPa, | Not used | Concrete, ? MPa, NO FINES 6:1 (Concrite) (NSW) (Southern Highlands, NSW) |  |  | 2022-02-28 | 2027-02-28 | Southern Highlands, NSW | S-P-05479 |  | EPD Australasia | https://epd-australasia.com/wp-content/uploads/2022/02/17765_Concrite_EPD_2022_SP02335.pdf | m³ | 2400 |  |  |  | 232 | 0 | 0 | 0 | 0 | 232 | 0 | 0.096667 | 0 | 0 | 0 | 0 | 0.096667 | 0 | Version 1.0
Concrete (in-situ) | Concrete, ? MPa, | Not used | Concrete, ? MPa, BURNISHED MIX WITHOUT FIBRES (Concrite) (NSW) (Southern Highlands, NSW) |  |  | 2022-02-28 | 2027-02-28 | Southern Highlands, NSW | S-P-05479 |  | EPD Australasia | https://epd-australasia.com/wp-content/uploads/2022/02/17765_Concrite_EPD_2022_SP02335.pdf | m³ | 2400 |  |  |  | 295 | 0 | 0 | 0 | 0 | 295 | 0 | 0.12292 | 0 | 0 | 0 | 0 | 0.12292 | 0 | Version 1.0
Concrete (in-situ) | Concrete, ? MPa, | Not used | Concrete, ? MPa, NO FINES 6:1 (Concrite) (ACT) (Canberra, ACT) |  |  | 2022-02-28 | 2027-02-28 | Canberra, ACT | S-P-05479 |  | EPD Australasia | https://epd-australasia.com/wp-content/uploads/2022/02/17765_Concrite_EPD_2022_SP02335.pdf | m³ | 2400 |  |  |  | 243 | 0 | 0 | 0 | 0 | 243 | 0 | 0.10125 | 0 | 0 | 0 | 0 | 0.10125 | 0 | Version 1.0
Concrete (in-situ) | Concrete, ? MPa, | Not used | Concrete, ? MPa, in-situ, no reinforcement, (Futurecrete® Ultra Low Heat S50 20MM) (Adbri) (NSW) |  |  | 2023-03-31 | 2028-03-31 | NSW | S-P-05519 | Version 1 | EPD Australasia | https://epd-australasia.com/wp-content/uploads/2023/04/SP05519-Adbri-EPD-Concrete_NSW_Mar23.pdf | m³ | 2400 |  |  |  | 320.11 | 320.06 | 0.0495 | 0 | 0 | 320.1095 | 0 | 0.13338 | 0.13336 | 2.0625e-05 | 0 | 0 | 0.13338 | 0 | Version 1.0
Concrete (in-situ) | Concrete, ? MPa, | Not used | Concrete, ? MPa, in-situ, no reinforcement, (Futurecrete® S40 SCC 10MM) (Adbri) (NSW) |  |  | 2023-03-31 | 2028-03-31 | NSW | S-P-05519 | Version 1 | EPD Australasia | https://epd-australasia.com/wp-content/uploads/2023/04/SP05519-Adbri-EPD-Concrete_NSW_Mar23.pdf | m³ | 2400 |  |  |  | 332.26 | 332.23 | 0.0283 | 0 | 0 | 332.2583 | 0 | 0.13844 | 0.13843 | 1.1792e-05 | 0 | 0 | 0.13844 | 0 | Version 1.0
Concrete (in-situ) | Concrete, ? MPa, | Not used | Concrete, ? MPa, in-situ, no reinforcement, (SS100A)(GP) (BCG) (WA), (Perth) |  |  | 2022-12-15 | 2027-12-15 | Perth, WA | S-P-05491 | Version 1 | EPD Australasia | https://epd-australasia.com/wp-content/uploads/2022/12/SP05491_BGC-EPD_Concrete_Dec22.pdf | m³ | 2400 |  |  |  | 129 | 127 | 1.51 | 0 | 0 | 128.51 | 0 | 0.05375 | 0.052917 | 0.00062917 | 0 | 0 | 0.053546 | 0 | Version 1.0
Concrete precast | Precast concrete panel (inc. reinforcing) | Not used | Prefabricated concrete, Prefabricated massive balcony - Australia worse-case (Calculated) (Australia) | Concrete_precast_panel | Concrete_precast_panel | 0 | 0 | Australia |  | Not applicable | Calculated | See Other_conc. tab | tonne | 2400 |  |  |  | 418.6925 | 0 | 0 | 0 | 0 | 418.6925 | 0 | 0.41869 | 0 | 0 | 0 | 0 | 0.41869 | 0 | Version 1.0 | Expired
Concrete precast | Precast concrete panel (inc. reinforcing) | Not used | Prefabricated concrete, Prefabricated concrete massive concrete slab for buildin - Australia worse case (Calculated) (Australia) | Concrete_precast_panel | Concrete_precast_panel | 0 | 0 | Australia |  | Not applicable | Calculated | See Other_conc. tab | tonne | 2400 |  |  |  | 383.4715 | 0 | 0 | 0 | 0 | 383.4715 | 0 | 0.38347 | 0 | 0 | 0 | 0 | 0.38347 | 0 | Version 1.0 | Expired
Curtain wall | Curtain wall | Not used | Curtain wall, M60 Curtain wall aluminium (IGU) (Alumil) (Global) |  |  | 2022-10-13 | 2027-10-12 | Global | S-P-07195 |  | EPD (International) | https://api.environdec.com/api/v1/EPDLibrary/Files/496974cd-02a3-40ca-15a3-08daab5a6b31/Data | m² |  | 45.92 |  |  | 140 | 139 | 0.854 | 0.697 | 0 | 140.551 | 0 | 3.0488 | 3.027 | 0.018598 | 0.015179 | 0 | 3.0608 | 0 | Version 1.0
Curtain wall | Curtain wall | Not used | Curtain wall, Strugal S52SGi (66.1/20 Arg/44.1 BE) anodised, high secondary material (Strugal) (Global) |  |  | 2022-01-10 | 2027-01-10 | Global | S-P-05213 |  | EPD (International) | https://api.environdec.com/api/v1/EPDLibrary/Files/88903aa8-7d0a-46b3-ab11-08d9c4927501/Data | m² |  | 53.6281 |  |  | 86.4 | 85.8 | 0.447 | 0.198 | 0 | 86.445 | 0 | 1.6111 | 1.5999 | 0.0083352 | 0.0036921 | 0 | 1.6119 | 0 | Version 1.0
Curtain wall | Curtain wall | Not used | Curtain wall, Strugal S52CRi (66.1/20Arg/44.1 BE) anodised, high secondary material (Strugal) (Global) |  |  | 2022-01-10 | 2027-01-10 | Global | S-P-05213 |  | EPD (International) | https://api.environdec.com/api/v1/EPDLibrary/Files/88903aa8-7d0a-46b3-ab11-08d9c4927501/Data | m² |  | 53.2844 |  |  | 84.8 | 84.2 | 0.445 | 0.186 | 0 | 84.831 | 0 | 1.5915 | 1.5802 | 0.0083514 | 0.0034907 | 0 | 1.592 | 0 | Version 1.0
Curtain wall | Curtain wall | Not used | Curtain wall, Strugal S52NT (66.1/12 Arg/44.1 BE) anodised, high secondary material (Strugal) (Global) |  |  | 2022-01-10 | 2027-01-10 | Global | S-P-05213 |  | EPD (International) | https://api.environdec.com/api/v1/EPDLibrary/Files/88903aa8-7d0a-46b3-ab11-08d9c4927501/Data | m² |  | 53.8865 |  |  | 88.7 | 88 | 0.485 | 0.226 | 0 | 88.711 | 0 | 1.6461 | 1.6331 | 0.0090004 | 0.004194 | 0 | 1.6463 | 0 | Version 1.0
Curtain wall | Curtain wall | Not used | Curtain wall, Curtain wall systems, R70ST (Riventi) (Global) |  |  | 2023-01-11 | 2028-01-10 | Global | S-P-01078 |  | EPD (International) | https://api.environdec.com/api/v1/EPDLibrary/Files/d4d59c33-d066-4431-2abe-08daf54e6438/Data | m² |  | 45.82 |  |  | 176 | 0 | 0 | 0 | 0 | 176 | 0 | 3.8411 | 0 | 0 | 0 | 0 | 3.8411 | 0 | Version 1.0
Curtain wall | Curtain wall | Not used | Curtain wall, Strugal S52CR (66.1/12 Arg/44.1 BE) anodised, high secondary material (Strugal) (Global) |  |  | 2022-01-10 | 2027-01-10 | Global | S-P-05213 |  | EPD (International) | https://api.environdec.com/api/v1/EPDLibrary/Files/88903aa8-7d0a-46b3-ab11-08d9c4927501/Data | m² |  | 54.0917 |  |  | 87.5 | 86.8 | 0.48 | 0.211 | 0 | 87.491 | 0 | 1.6176 | 1.6047 | 0.0088738 | 0.0039008 | 0 | 1.6175 | 0 | Version 1.0
Door | Door, Wood | Not used | Door panel, Wood, Outward balcony door ED (Elitfonster) (Sweden) |  |  | 2023-03-20 | 2027-05-15 | Sweden | S-P-05384 | Version 2 | EPD (International) | https://api.environdec.com/api/v1/EPDLibrary/Files/0ce56b1b-ff3e-4e77-2611-08db259f9365/Data | m² |  | 28.66 |  |  | 14.41 | 37.34 | -23.18 | 0.18 | 18.3333 | 37.52 | 18.3333 | 0.50279 | 1.3029 | -0.80879 | 0.0062805 | 0.63968 | 1.3091 | 0.63968 | Version 1.0
Door | Door, Glass - aluminium frame | Not used | Door panel, Glass - aluminium frame , ABD - Lyssand 105, outward opening balcony door (Lyssand) (Global) |  |  | 2023-03-20 | 2028-03-19 | Global | S-P-08017 |  | EPD (International) | https://api.environdec.com/api/v1/EPDLibrary/Files/a2db30f2-c446-43d3-24e1-08db259f9365/Data | m² |  | 30.3 |  |  | 38.2 | 52.3 | -14.4 | 0.0632 | 26.0333 | 63.9965 | 26.0333 | 1.2607 | 1.7261 | -0.47525 | 0.0020858 | 0.85919 | 2.1121 | 0.85919 | Version 1.0
Door | Door, Glass - aluminium frame | Not used | Door panel, Glass - aluminium frame , Aluminium framed single glazed doors (Optima) (UK, Global) |  |  | 2022-02-22 | 2027-02-21 | UK, Global | S-P-05432 |  | EPD (International) | https://api.environdec.com/api/v1/EPDLibrary/Files/03e7cf25-79b8-4a5d-0eb3-08d9f09b841d/Data | m² |  | 38.5 |  |  | 80.7 | 87.9 | -7.54 | 0.325 | 0 | 88.225 | 0 | 2.0961 | 2.2831 | -0.19584 | 0.0084416 | 0 | 2.2916 | 0 | Version 1.0
Door | Door, Metal | Not used | Door panel, Metal, Carbon steel door without glazing Model 1 (Sakumetall) (Estonia) |  |  | 2022-05-13 | 2027-05-10 | Estonia | S-P-04373 |  | EPD (International) | https://api.environdec.com/api/v1/EPDLibrary/Files/3c5a05e2-11f9-488d-1c18-08da2ccce1bd/Data | m² |  | 32.82 |  |  | 109 | 116 | -6.23 | 0.0864 | 0 | 116.0864 | 0 | 3.3211 | 3.5344 | -0.18982 | 0.0026325 | 0 | 3.5371 | 0 | Version 1.0
Door | Door, Metal | Not used | Door panel, Metal, Carbon steel door without glazing Model 4 EI60 fire resistant (Sakumetall) (Estonia) |  |  | 2022-05-13 | 2027-05-10 | Estonia | S-P-04373 |  | EPD (International) | https://api.environdec.com/api/v1/EPDLibrary/Files/3c5a05e2-11f9-488d-1c18-08da2ccce1bd/Data | m² |  | 45.42 |  |  | 109 | 116 | -6.23 | 0.0864 | 0 | 116.0864 | 0 | 2.3998 | 2.5539 | -0.13716 | 0.0019022 | 0 | 2.5558 | 0 | Version 1.0
Door | Door, Metal | Not used | Door panel, Metal, Carbon steel door without glazing Model 7 EI120 fire resistant (Sakumetall) (Estonia) |  |  | 2022-05-13 | 2027-05-10 | Estonia | S-P-04373 |  | EPD (International) | https://api.environdec.com/api/v1/EPDLibrary/Files/3c5a05e2-11f9-488d-1c18-08da2ccce1bd/Data | m² |  | 61.91 |  |  | 109 | 116 | -6.23 | 0.0864 | 0 | 116.0864 | 0 | 1.7606 | 1.8737 | -0.10063 | 0.0013956 | 0 | 1.8751 | 0 | Version 1.0
Door | Door, Wood | Not used | Door panel, Wood, ST11 RW40 RC3 without glass (Dieden ekodoor) (Sweden) |  |  | 2022-09-16 | 2027-09-15 | Sweden | S-P-07004 |  | EPD (International) | https://api.environdec.com/api/v1/EPDLibrary/Files/1fb65f0f-8289-4f64-787e-08da99e2b147/Data | m² |  | 21.4714 |  |  | 33 | 35 | -1.4 | 0.031 | 0 | 35.031 | 0 | 1.5369 | 1.6301 | -0.065203 | 0.0014438 | 0 | 1.6315 | 0 | Version 1.0
Door | Door, Wood | Not used | Door panel, Wood, ST11 RW40 RC3 without glass (Dieden ekodoor) (Sweden) |  |  | 2022-09-16 | 2027-09-15 | Sweden | S-P-07004 |  | EPD (International) | https://api.environdec.com/api/v1/EPDLibrary/Files/1fb65f0f-8289-4f64-787e-08da99e2b147/Data | m² |  | 21.4714 |  |  | 33 | 35 | -1.4 | 0.031 | 0 | 35.031 | 0 | 1.5369 | 1.6301 | -0.065203 | 0.0014438 | 0 | 1.6315 | 0 | Version 1.0
Door | Door, Wood | Not used | Door panel, Wood, ST11 EI30 RW43 without glass (Dieden ekodoor) (Sweden) |  |  | 2022-09-16 | 2027-09-15 | Sweden | S-P-07004 |  | EPD (International) | https://api.environdec.com/api/v1/EPDLibrary/Files/1fb65f0f-8289-4f64-787e-08da99e2b147/Data | m² |  | 21.5238 |  |  | 34 | 35 | -1.3 | 0.032 | 0 | 35.032 | 0 | 1.5796 | 1.6261 | -0.060398 | 0.0014867 | 0 | 1.6276 | 0 | Version 1.0
Door | Door, Glass - aluminium frame | Not used | Door panel, Glass - aluminium frame , Aluminium doors strugal S72RPC, anodized (Strugal) (Global) |  |  | 2022-01-10 | 2027-01-10 | Global | S-P-05212 |  | EPD (International) | https://api.environdec.com/api/v1/EPDLibrary/Files/cc6c9ff9-9df8-4c6d-ab0f-08d9c4927501/Data | m² |  | 17.5668 |  |  | 100 | 99.2 | 0.571 | 0.447 | 0 | 100.218 | 0 | 5.6925 | 5.647 | 0.032504 | 0.025446 | 0 | 5.705 | 0 | Version 1.0
Door | Door, Glass - aluminium frame | Not used | Door panel, Glass - aluminium frame , ITESAL 128 ELV aluminim door, coated (ITESAL) (Global) |  |  | 2022-06-08 | 2027-06-08 | Global | S-P-05709 |  | EPD (International) | https://api.environdec.com/api/v1/EPDLibrary/Files/b2f94eb5-3deb-4ce3-79f8-08da491c4cdf/Data | m² |  | 23.5597 |  |  | 82.6 | 81.4 | 0.428 | 0.833 | 0 | 82.661 | 0 | 3.506 | 3.4551 | 0.018167 | 0.035357 | 0 | 3.5086 | 0 | Version 1.0
Door | Door, Glass - aluminium frame | Not used | Door panel, Glass - aluminium frame , Aluminium doors strugal, S160RP horizon, anodized (Strugal) (Global) |  |  | 2022-01-10 | 2027-01-10 | Global | S-P-05212 |  | EPD (International) | https://api.environdec.com/api/v1/EPDLibrary/Files/cc6c9ff9-9df8-4c6d-ab0f-08d9c4927501/Data | m² |  | 50.6169 |  |  | 122 | 121 | 0.665 | 0.339 | 0 | 122.004 | 0 | 2.4103 | 2.3905 | 0.013138 | 0.0066974 | 0 | 2.4103 | 0 | Version 1.0
Door | Door, Wood | Not used | Door panel, Wood, Architectural doors - Tubular core door veener (WKS) (Mexico) |  |  | 2020-12-14 | 2025-12-13 | Mexico | S-P-01667 |  | EPD (International) | api.environdec.com/api/v1/EPDLibrary/Files/0d6ef785-ec1c-406f-bd88-631902056be2/Data | m² |  | 13 |  |  | 31.46 | 0 | 0 | 0 | 0 | 31.46 | 0 | 2.42 | 0 | 0 | 0 | 0 | 2.42 | 0 | Version 1.0 | Expired
Door | Door, Wood | Not used | Door panel, Wood, Architectural doors - Solid core door veneer (WKS) (Mexico) |  |  | 2020-12-14 | 2025-12-13 | Mexico | S-P-01667 |  | EPD (International) | api.environdec.com/api/v1/EPDLibrary/Files/0d6ef785-ec1c-406f-bd88-631902056be2/Data | m² |  | 22 |  |  | 89.1 | 0 | 0 | 0 | 0 | 89.1 | 0 | 4.05 | 0 | 0 | 0 | 0 | 4.05 | 0 | Version 1.0 | Expired
Door | Door, Mineral core | Not used | Door panel, Mineral core, Architectural doors - Mineral core door - painted (WKS) (Mexico) |  |  | 2020-12-14 | 2025-12-13 | Mexico | S-P-01667 |  | EPD (International) | api.environdec.com/api/v1/EPDLibrary/Files/0d6ef785-ec1c-406f-bd88-631902056be2/Data | m² |  | 13 |  |  | 97.37 | 0 | 0 | 0 | 0 | 97.37 | 0 | 7.49 | 0 | 0 | 0 | 0 | 7.49 | 0 | Version 1.0 | Expired
Door | Door, Wood | Not used | Door panel, OUT OF DATE, Wooden door - wood frame (DALOC) (Sweden) |  |  | 2019-01-15 | 2024-01-14 | Sweden | S-P-01392 |  | EPD (International) | https://api.environdec.com/api/v1/EPDLibrary/Files/df481903-a021-4a5b-9548-ec60342d769b/Data | m² |  | 31.9277 |  | 53 | 29.5181 | 0 | 0 | 0 | 0 | 29.5181 | 0 | 0.92453 | 0 | 0 | 0 | 0 | 0.92453 | 0 | Version 1.0 | Expired
Door | Door, Wood | Not used | Door panel, OUT OF DATE, Wooden door - wood frame - glass inc (DALOC) (Sweden) |  |  | 2019-01-15 | 2024-01-14 | Sweden | S-P-01392 |  | EPD (International) | https://api.environdec.com/api/v1/EPDLibrary/Files/df481903-a021-4a5b-9548-ec60342d769b/Data | m² |  | 43.9759 |  | 73 | 52.4096 | 0 | 0 | 0 | 0 | 52.4096 | 0 | 1.1918 | 0 | 0 | 0 | 0 | 1.1918 | 0 | Version 1.0 | Expired
Door | Door, Wood | Not used | Door panel, OUT OF DATE, Wooden door - steel frame (DALOC) (Sweden) |  |  | 2019-01-15 | 2024-01-14 | Sweden | S-P-01392 |  | EPD (International) | https://api.environdec.com/api/v1/EPDLibrary/Files/df481903-a021-4a5b-9548-ec60342d769b/Data | m² |  | 37.3494 |  | 62 | 52.4096 | 0 | 0 | 0 | 0 | 52.4096 | 0 | 1.4032 | 0 | 0 | 0 | 0 | 1.4032 | 0 | Version 1.0 | Expired
Door | Door, Wood | Not used | Door panel, OUT OF DATE, Wooden door - steel frame - glass inc (DALOC) (Sweden) |  |  | 2019-01-15 | 2024-01-14 | Sweden | S-P-01392 |  | EPD (International) | https://api.environdec.com/api/v1/EPDLibrary/Files/df481903-a021-4a5b-9548-ec60342d769b/Data | m² |  | 49.3976 |  | 82 | 77.1084 | 0 | 0 | 0 | 0 | 77.1084 | 0 | 1.561 | 0 | 0 | 0 | 0 | 1.561 | 0 | Version 1.0 | Expired
Door | Door, Steel | Not used | Door panel, OUT OF DATE, Steel door - carbon steel (DALOC) (Sweden) |  |  | 2019-01-15 | 2024-01-14 | Sweden | S-P-01393 |  | EPD (International) | https://api.environdec.com/api/v1/EPDLibrary/Files/52635996-871c-4748-8604-52b562e4b2d0/Data | Unit |  |  |  | 98 | 253 | 0 | 0 | 0 | 0 | 253 | 0 | 2.5816 | 0 | 0 | 0 | 0 | 2.5816 | 0 | Version 1.0 | Expired
Door | Door, Steel | Not used | Door panel, OUT OF DATE, Steel door - stainless steel (DALOC) (Sweden) |  |  | 2019-01-15 | 2024-01-14 | Sweden | S-P-01393 |  | EPD (International) | https://api.environdec.com/api/v1/EPDLibrary/Files/52635996-871c-4748-8604-52b562e4b2d0/Data | Unit |  |  |  | 69 | 315 | 0 | 0 | 0 | 0 | 315 | 0 | 4.5652 | 0 | 0 | 0 | 0 | 4.5652 | 0 | Version 1.0 | Expired
Door | Door, Steel | Not used | Door panel, OUT OF DATE, Steel door - carbon steel - glass inc (DALOC) (Sweden) |  |  | 2019-01-15 | 2024-01-14 | Sweden | S-P-01393 |  | EPD (International) | https://api.environdec.com/api/v1/EPDLibrary/Files/52635996-871c-4748-8604-52b562e4b2d0/Data | Unit |  |  |  | 105 | 258 | 0 | 0 | 0 | 0 | 258 | 0 | 2.4571 | 0 | 0 | 0 | 0 | 2.4571 | 0 | Version 1.0 | Expired
Door | Door, Glass - aluminium frame | Not used | Door panel, Glass - aluminium frame , Aluminium doors strugal, S88RP Elevable, anodized (Strugal) (Global) |  |  | 2022-01-10 | 2027-01-10 | Global | S-P-05212 |  | EPD (International) | https://api.environdec.com/api/v1/EPDLibrary/Files/cc6c9ff9-9df8-4c6d-ab0f-08d9c4927501/Data | m² |  | 39.9356 |  |  | 104 | 103 | 0.627 | 0.325 | 0 | 103.952 | 0 | 2.6042 | 2.5792 | 0.0157 | 0.0081381 | 0 | 2.603 | 0 | Version 1.0
Door | Door, Glass - aluminium frame | Not used | Door panel, Glass - aluminium frame , IsoPro Db door aluminium framed glass door (RP Products) (UK, Global) |  |  | 2022-05-09 | 2027-05-08 | UK, Global | S-P-05543 |  | EPD (International) | https://api.environdec.com/api/v1/EPDLibrary/Files/c86ba157-93ac-439a-1bbc-08da2ccce1bd/Data | m² |  | 67.5 |  |  | 126 | 125 | 0.36 | 0.385 | 0 | 125.745 | 0 | 1.8667 | 1.8519 | 0.0053333 | 0.0057037 | 0 | 1.8629 | 0 | Version 1.0
Door | Door, Glass - aluminium frame | Not used | Door panel, Glass - aluminium frame , Aluminium doors strugal, S150RP, anodized (Strugal) (Global) |  |  | 2022-01-10 | 2027-01-10 | Global | S-P-05212 |  | EPD (International) | https://api.environdec.com/api/v1/EPDLibrary/Files/cc6c9ff9-9df8-4c6d-ab0f-08d9c4927501/Data | m² |  | 55.8974 |  |  | 147 | 145 | 0.959 | 0.522 | 0 | 146.481 | 0 | 2.6298 | 2.594 | 0.017156 | 0.0093385 | 0 | 2.6205 | 0 | Version 1.0
Door | Door, Wood | Not used | Door panel - chipboard (Kastamonu) (Turkey) |  |  | 2021-02-10 | 2026-02-09 | Turkey | S-P-02227 | Version 1.1 | EPD (International) | https://api.environdec.com/api/v1/EPDLibrary/Files/7f400915-e66c-4b13-001b-08dab65855de/Data | m² |  | 3.5 |  |  | -4.98 | 1.35 | -6.33 | -0.004 | 0 | 1.346 | 0 | -1.4229 | 0.38571 | -1.8086 | -0.0011429 | 0 | 0.38457 | 0 | Version 1.0 | Expired
Duct | Duct | Not used | Ducting, Folded circular ventilation ducts (Hallstroms) (Global) |  |  | 2022-12-02 | 2027-12-02 | Global | S-P-07750 |  | EPD (International) | https://api.environdec.com/api/v1/EPDLibrary/Files/0b01a8df-55e9-41e5-69ba-08dadd20f56d/Data | m |  |  | 1.4 |  | 3.19 | 3.44 | -0.256 | 0.00227 | 0 | 3.4423 | 0 | 2.2786 | 2.4571 | -0.18286 | 0.0016214 | 0 | 2.4588 | 0 | Version 1.0
Duct | Duct | Not used | Ducting, Altech Circular ventilation ducts (Saint-Gobain) (Global) |  |  | 2023-10-16 | 2028-10-15 | Global | S-P-10900 |  | EPD (International) | https://api.environdec.com/api/v1/EPDLibrary/Files/cf371b54-15a6-4b1d-1118-08dbca69748b/Data | kg |  |  |  |  | 4.17 | 4.16 | 0.00608 | 0.00413 | 0 | 4.1702 | 0 | 4.17 | 4.16 | 0.00608 | 0.00413 | 0 | 4.1702 | 0 | Version 1.0
Duct | Duct | Not used | Ducting, OUT OF DATE, Panel of rigid PU foam and aluminium (Piral) (Global) |  |  | 2019-05-19 | 2024-07-29 | Global | S-P-00146 |  | EPD (International) | https://api.environdec.com/api/v1/EPDLibrary/Files/e4e06a8d-682a-4cdd-bb38-a8a0bfeb902b/Data | m² |  | 1.63 |  |  | 9.904 | 9.884 | 0.02 | 3e-06 | 0 | 9.904 | 0 | 6.0761 | 6.0638 | 0.01227 | 1.8405e-06 | 0 | 6.0761 | 0 | Version 1.0 | Expired
Duct | Duct | Not used | Ducting, Climate recovery ducts (Climate recovery) (Global) |  |  | 2021-02-22 | 2026-01-22 | Global | S-P-02271 |  | EPD (International) | https://api.environdec.com/api/v1/EPDLibrary/Files/91406196-2e31-4581-b454-08d903bd98d2/Data | m² |  |  |  |  | 3.19 | 0 | 0 | 0 | 0 | 3.19 | 0 | [7 empty] | Version 1.0 | Expired
Fibre cement | Fibre cement board | Not used | Fibre cement, OUT OF DATE, Greencor Roofing sheet thickness 6 mm (Ramco Industries) (India) |  |  | 2019-06-07 | 2024-06-06 | India | S-P-01410 |  | EPD (International) | https://api.environdec.com/api/v1/EPDLibrary/Files/dbc7e7af-6ded-475b-93e6-712456128081/Data | m² | 1350 | 8.1 |  |  | 9.33 | 0 | 0 | 0 | 0 | 9.33 | 0 | 1.1519 | 0 | 0 | 0 | 0 | 1.1519 | 0 | Version 1.0 | Expired
Fibre cement | Fibre cement board | Not used | Fibre cement, OUT OF DATE, Hicem Fibre cement board thickness 4 mm (Ramco Industries) (India) |  |  | 2019-06-07 | 2024-06-06 | India | S-P-01410 |  | EPD (International) | https://api.environdec.com/api/v1/EPDLibrary/Files/dbc7e7af-6ded-475b-93e6-712456128081/Data | m² | 1200 | 4.8 |  |  | 3.51 | 0 | 0 | 0 | 0 | 3.51 | 0 | 0.73125 | 0 | 0 | 0 | 0 | 0.73125 | 0 | Version 1.0 | Expired
Fibre cement | Fibre cement board | Not used | Fibre cement, OUT OF DATE, HiLux Fibre cement Board thickness 6mm (Ramco Industries) (India) |  |  | 2019-06-07 | 2024-06-06 | India | S-P-01410 |  | EPD (International) | https://api.environdec.com/api/v1/EPDLibrary/Files/dbc7e7af-6ded-475b-93e6-712456128081/Data | m² | 900 | 5.4 |  |  | 5.26 | 0 | 0 | 0 | 0 | 5.26 | 0 | 0.97407 | 0 | 0 | 0 | 0 | 0.97407 | 0 | Version 1.0 | Expired
Flooring | Carpet | Not used | Not used, Academy carpet sheet (Burmatex) (Global) |  |  | 2024-03-28 | 2029-03-27 | Global | S-P-12372 |  | EPD (International) | https://api.environdec.com/api/v1/EPDLibrary/Files/f0e65b5f-fb85-4623-3f14-08dc5384dbad/Data | m² |  | 0.9 |  |  | 3.26 | 3.48 | -0.22 | 0.00328 | 0 | 3.4833 | 0 | 3.6222 | 3.8667 | -0.24444 | 0.0036444 | 0 | 3.8703 | 0 | Version 1.0
Metal treatment |  | Not used | Steel, Galvanisers Association of Australia |  |  | 2019-09-26 | 2024-09-26 | Australia | S-P-01166 | Version 1 | EPD Australasia | https://epd-australasia.com/wp-content/uploads/2019/10/Environmental-Product-Declaration-for-Galvanisers-Association-of-Australia.pdf | m² |  |  |  |  | 0.156 | 0.156 | 0 | 0 | 0 | 0.156 | 0 | [7 empty] | Version 1.0 | Expired
Insulation only |  | Not used | Insulation decorative/acoustic, , dECO Baffle Platform 26mm Black (CSR Martini) |  |  | 2018-08-09 | 2023-08-09 | Australia | S-P-01004 | Version 1 | EPD Australasia | https://epd-australasia.com/wp-content/uploads/2018/08/168-CSRMartini_EPD_R14.pdf | kg |  |  |  |  | 3.76 | 0 | 0 | 0 | 0 | 3.76 | 0 | 3.76 | 0 | 0 | 0 | 0 | 3.76 | 0 | Version 1.0 | Expired
Insulation only |  | Not used | Insulation decorative/acoustic, , dECO Baffle Platform 26mm White (CSR Martini) |  |  | 2018-08-09 | 2023-08-09 | Australia | S-P-01004 | Version 1 | EPD Australasia | https://epd-australasia.com/wp-content/uploads/2018/08/168-CSRMartini_EPD_R14.pdf | kg |  |  |  |  | 4.53 | 0 | 0 | 0 | 0 | 4.53 | 0 | 4.53 | 0 | 0 | 0 | 0 | 4.53 | 0 | Version 1.0 | Expired
Insulation only |  | Not used | Insulation decorative/acoustic, , dECO Baffle Rise 26mm Black (CSR Martini) |  |  | 2018-08-09 | 2023-08-09 | Australia | S-P-01004 | Version 1 | EPD Australasia | https://epd-australasia.com/wp-content/uploads/2018/08/168-CSRMartini_EPD_R14.pdf | kg |  |  |  |  | 3.75 | 0 | 0 | 0 | 0 | 3.75 | 0 | 3.75 | 0 | 0 | 0 | 0 | 3.75 | 0 | Version 1.0 | Expired
Insulation only |  | Not used | Insulation decorative/acoustic, , dECO Baffle Rise 26mm White (CSR Martini) |  |  | 2018-08-09 | 2023-08-09 | Australia | S-P-01004 | Version 1 | EPD Australasia | https://epd-australasia.com/wp-content/uploads/2018/08/168-CSRMartini_EPD_R14.pdf | kg |  |  |  |  | 4.52 | 0 | 0 | 0 | 0 | 4.52 | 0 | 4.52 | 0 | 0 | 0 | 0 | 4.52 | 0 | Version 1.0 | Expired
Insulation only |  | Not used | Insulation decorative/acoustic, , dECO Board 7mm Black (CSR Martini) |  |  | 2018-08-09 | 2023-08-09 | Australia | S-P-01004 | Version 1 | EPD Australasia | https://epd-australasia.com/wp-content/uploads/2018/08/168-CSRMartini_EPD_R14.pdf | kg |  |  |  |  | 3.74 | 0 | 0 | 0 | 0 | 3.74 | 0 | 3.74 | 0 | 0 | 0 | 0 | 3.74 | 0 | Version 1.0 | Expired
Insulation only |  | Not used | Insulation decorative/acoustic, , dECO Board 7mm White (CSR Martini) |  |  | 2018-08-09 | 2023-08-09 | Australia | S-P-01004 | Version 1 | EPD Australasia | https://epd-australasia.com/wp-content/uploads/2018/08/168-CSRMartini_EPD_R14.pdf | kg |  |  |  |  | 3.74 | 0 | 0 | 0 | 0 | 3.74 | 0 | 3.74 | 0 | 0 | 0 | 0 | 3.74 | 0 | Version 1.0 | Expired
Insulation only |  | Not used | Insulation decorative/acoustic, , dECO Board 12mm Black (CSR Martini) |  |  | 2018-08-09 | 2023-08-09 | Australia | S-P-01004 | Version 1 | EPD Australasia | https://epd-australasia.com/wp-content/uploads/2018/08/168-CSRMartini_EPD_R14.pdf | kg |  |  |  |  | 3.72 | 0 | 0 | 0 | 0 | 3.72 | 0 | 3.72 | 0 | 0 | 0 | 0 | 3.72 | 0 | Version 1.0 | Expired
Insulation only |  | Not used | Insulation decorative/acoustic, , dECO Board 12mm White (CSR Martini) |  |  | 2018-08-09 | 2023-08-09 | Australia | S-P-01004 | Version 1 | EPD Australasia | https://epd-australasia.com/wp-content/uploads/2018/08/168-CSRMartini_EPD_R14.pdf | kg |  |  |  |  | 3.71 | 0 | 0 | 0 | 0 | 3.71 | 0 | 3.71 | 0 | 0 | 0 | 0 | 3.71 | 0 | Version 1.0 | Expired
Insulation only |  | Not used | Insulation decorative/acoustic, , dECO Deluxe 7mm (CSR Martini) |  |  | 2018-08-09 | 2023-08-09 | Australia | S-P-01004 | Version 1 | EPD Australasia | https://epd-australasia.com/wp-content/uploads/2018/08/168-CSRMartini_EPD_R14.pdf | kg |  |  |  |  | 3.37 | 0 | 0 | 0 | 0 | 3.37 | 0 | 3.37 | 0 | 0 | 0 | 0 | 3.37 | 0 | Version 1.0 | Expired
Insulation only |  | Not used | Insulation decorative/acoustic, , dECO Deluxe 12mm (CSR Martini) |  |  | 2018-08-09 | 2023-08-09 | Australia | S-P-01004 | Version 1 | EPD Australasia | https://epd-australasia.com/wp-content/uploads/2018/08/168-CSRMartini_EPD_R14.pdf | kg |  |  |  |  | 3.37 | 0 | 0 | 0 | 0 | 3.37 | 0 | 3.37 | 0 | 0 | 0 | 0 | 3.37 | 0 | Version 1.0 | Expired
Insulation only |  | Not used | Insulation decorative/acoustic, , dECO Deluxe 24mm (CSR Martini) |  |  | 2018-08-09 | 2023-08-09 | Australia | S-P-01004 | Version 1 | EPD Australasia | https://epd-australasia.com/wp-content/uploads/2018/08/168-CSRMartini_EPD_R14.pdf | kg |  |  |  |  | 2.43 | 0 | 0 | 0 | 0 | 2.43 | 0 | 2.43 | 0 | 0 | 0 | 0 | 2.43 | 0 | Version 1.0 | Expired
Insulation only |  | Not used | Insulation decorative/acoustic, , dECO Deluxe 48mm (CSR Martini) |  |  | 2018-08-09 | 2023-08-09 | Australia | S-P-01004 | Version 1 | EPD Australasia | https://epd-australasia.com/wp-content/uploads/2018/08/168-CSRMartini_EPD_R14.pdf | kg |  |  |  |  | 2.84 | 0 | 0 | 0 | 0 | 2.84 | 0 | 2.84 | 0 | 0 | 0 | 0 | 2.84 | 0 | Version 1.0 | Expired
Insulation only |  | Not used | Insulation decorative/acoustic, , dECO Deluxe EP 7mm (CSR Martini) |  |  | 2018-08-09 | 2023-08-09 | Australia | S-P-01004 | Version 1 | EPD Australasia | https://epd-australasia.com/wp-content/uploads/2018/08/168-CSRMartini_EPD_R14.pdf | kg |  |  |  |  | 3.37 | 0 | 0 | 0 | 0 | 3.37 | 0 | 3.37 | 0 | 0 | 0 | 0 | 3.37 | 0 | Version 1.0 | Expired
Insulation only |  | Not used | Insulation decorative/acoustic, , dECO Deluxe EP 7mm Black (CSR Martini) |  |  | 2018-08-09 | 2023-08-09 | Australia | S-P-01004 | Version 1 | EPD Australasia | https://epd-australasia.com/wp-content/uploads/2018/08/168-CSRMartini_EPD_R14.pdf | kg |  |  |  |  | 3.41 | 0 | 0 | 0 | 0 | 3.41 | 0 | 3.41 | 0 | 0 | 0 | 0 | 3.41 | 0 | Version 1.0 | Expired
Insulation only |  | Not used | Insulation decorative/acoustic, , dECO Deluxe EP 7mm White (CSR Martini) |  |  | 2018-08-09 | 2023-08-09 | Australia | S-P-01004 | Version 1 | EPD Australasia | https://epd-australasia.com/wp-content/uploads/2018/08/168-CSRMartini_EPD_R14.pdf | kg |  |  |  |  | 3.4 | 0 | 0 | 0 | 0 | 3.4 | 0 | 3.4 | 0 | 0 | 0 | 0 | 3.4 | 0 | Version 1.0 | Expired
Insulation only |  | Not used | Insulation decorative/acoustic, , dECO Deluxe EP 12mm (CSR Martini) |  |  | 2018-08-09 | 2023-08-09 | Australia | S-P-01004 | Version 1 | EPD Australasia | https://epd-australasia.com/wp-content/uploads/2018/08/168-CSRMartini_EPD_R14.pdf | kg |  |  |  |  | 3.37 | 0 | 0 | 0 | 0 | 3.37 | 0 | 3.37 | 0 | 0 | 0 | 0 | 3.37 | 0 | Version 1.0 | Expired
Insulation only |  | Not used | Insulation decorative/acoustic, , dECO Deluxe EP 12mm Black (CSR Martini) |  |  | 2018-08-09 | 2023-08-09 | Australia | S-P-01004 | Version 1 | EPD Australasia | https://epd-australasia.com/wp-content/uploads/2018/08/168-CSRMartini_EPD_R14.pdf | kg |  |  |  |  | 3.41 | 0 | 0 | 0 | 0 | 3.41 | 0 | 3.41 | 0 | 0 | 0 | 0 | 3.41 | 0 | Version 1.0 | Expired
Insulation only |  | Not used | Insulation decorative/acoustic, , dECO Deluxe EP 12mm White (CSR Martini) |  |  | 2018-08-09 | 2023-08-09 | Australia | S-P-01004 | Version 1 | EPD Australasia | https://epd-australasia.com/wp-content/uploads/2018/08/168-CSRMartini_EPD_R14.pdf | kg |  |  |  |  | 3.4 | 0 | 0 | 0 | 0 | 3.4 | 0 | 3.4 | 0 | 0 | 0 | 0 | 3.4 | 0 | Version 1.0 | Expired
Insulation only |  | Not used | Insulation decorative/acoustic, , dECO Deluxe EP 24mm (CSR Martini) |  |  | 2018-08-09 | 2023-08-09 | Australia | S-P-01004 | Version 1 | EPD Australasia | https://epd-australasia.com/wp-content/uploads/2018/08/168-CSRMartini_EPD_R14.pdf | kg |  |  |  |  | 3.37 | 0 | 0 | 0 | 0 | 3.37 | 0 | 3.37 | 0 | 0 | 0 | 0 | 3.37 | 0 | Version 1.0 | Expired
Insulation only |  | Not used | Insulation decorative/acoustic, , dECO Deluxe EP 24mm Black (CSR Martini) |  |  | 2018-08-09 | 2023-08-09 | Australia | S-P-01004 | Version 1 | EPD Australasia | https://epd-australasia.com/wp-content/uploads/2018/08/168-CSRMartini_EPD_R14.pdf | kg |  |  |  |  | 3.4 | 0 | 0 | 0 | 0 | 3.4 | 0 | 3.4 | 0 | 0 | 0 | 0 | 3.4 | 0 | Version 1.0 | Expired
Insulation only |  | Not used | Insulation decorative/acoustic, , dECO Deluxe EP 24mm White (CSR Martini) |  |  | 2018-08-09 | 2023-08-09 | Australia | S-P-01004 | Version 1 | EPD Australasia | https://epd-australasia.com/wp-content/uploads/2018/08/168-CSRMartini_EPD_R14.pdf | kg |  |  |  |  | 3.4 | 0 | 0 | 0 | 0 | 3.4 | 0 | 3.4 | 0 | 0 | 0 | 0 | 3.4 | 0 | Version 1.0 | Expired
Insulation only |  | Not used | Insulation decorative/acoustic, , dECO E Fabric (CSR Martini) |  |  | 2018-08-09 | 2023-08-09 | Australia | S-P-01004 | Version 1 | EPD Australasia | https://epd-australasia.com/wp-content/uploads/2018/08/168-CSRMartini_EPD_R14.pdf | kg |  |  |  |  | 2.95 | 0 | 0 | 0 | 0 | 2.95 | 0 | 2.95 | 0 | 0 | 0 | 0 | 2.95 | 0 | Version 1.0 | Expired
Insulation only |  | Not used | Insulation decorative/acoustic, , dECO Embrace Fabric (CSR Martini) |  |  | 2018-08-09 | 2023-08-09 | Australia | S-P-01004 | Version 1 | EPD Australasia | https://epd-australasia.com/wp-content/uploads/2018/08/168-CSRMartini_EPD_R14.pdf | kg |  |  |  |  | 3.19 | 0 | 0 | 0 | 0 | 3.19 | 0 | 3.19 | 0 | 0 | 0 | 0 | 3.19 | 0 | Version 1.0 | Expired
Insulation only |  | Not used | Insulation decorative/acoustic, , dECO Flex (CSR Martini) |  |  | 2018-08-09 | 2023-08-09 | Australia | S-P-01004 | Version 1 | EPD Australasia | https://epd-australasia.com/wp-content/uploads/2018/08/168-CSRMartini_EPD_R14.pdf | kg |  |  |  |  | 3.61 | 0 | 0 | 0 | 0 | 3.61 | 0 | 3.61 | 0 | 0 | 0 | 0 | 3.61 | 0 | Version 1.0 | Expired
Insulation only |  | Not used | Insulation decorative/acoustic, , dECO Hanging Cloud Black (CSR Martini) |  |  | 2018-08-09 | 2023-08-09 | Australia | S-P-01004 | Version 1 | EPD Australasia | https://epd-australasia.com/wp-content/uploads/2018/08/168-CSRMartini_EPD_R14.pdf | kg |  |  |  |  | 3.87 | 0 | 0 | 0 | 0 | 3.87 | 0 | 3.87 | 0 | 0 | 0 | 0 | 3.87 | 0 | Version 1.0 | Expired
Insulation only |  | Not used | Insulation decorative/acoustic, , dECO Hanging Cloud White (CSR Martini) |  |  | 2018-08-09 | 2023-08-09 | Australia | S-P-01004 | Version 1 | EPD Australasia | https://epd-australasia.com/wp-content/uploads/2018/08/168-CSRMartini_EPD_R14.pdf | kg |  |  |  |  | 4.74 | 0 | 0 | 0 | 0 | 4.74 | 0 | 4.74 | 0 | 0 | 0 | 0 | 4.74 | 0 | Version 1.0 | Expired
Insulation only |  | Not used | Insulation decorative/acoustic, , dECO M Fabric (CSR Martini) |  |  | 2018-08-09 | 2023-08-09 | Australia | S-P-01004 | Version 1 | EPD Australasia | https://epd-australasia.com/wp-content/uploads/2018/08/168-CSRMartini_EPD_R14.pdf | kg |  |  |  |  | 3.43 | 0 | 0 | 0 | 0 | 3.43 | 0 | 3.43 | 0 | 0 | 0 | 0 | 3.43 | 0 | Version 1.0 | Expired
Insulation only |  | Not used | Insulation decorative/acoustic, , dECO Mini Flex (CSR Martini) |  |  | 2018-08-09 | 2023-08-09 | Australia | S-P-01004 | Version 1 | EPD Australasia | https://epd-australasia.com/wp-content/uploads/2018/08/168-CSRMartini_EPD_R14.pdf | kg |  |  |  |  | 3.62 | 0 | 0 | 0 | 0 | 3.62 | 0 | 3.62 | 0 | 0 | 0 | 0 | 3.62 | 0 | Version 1.0 | Expired
Insulation only |  | Not used | Insulation decorative/acoustic, , dECO Panel 8mm Black (CSR Martini) |  |  | 2018-08-09 | 2023-08-09 | Australia | S-P-01004 | Version 1 | EPD Australasia | https://epd-australasia.com/wp-content/uploads/2018/08/168-CSRMartini_EPD_R14.pdf | kg |  |  |  |  | 3.69 | 0 | 0 | 0 | 0 | 3.69 | 0 | 3.69 | 0 | 0 | 0 | 0 | 3.69 | 0 | Version 1.0 | Expired
Insulation only |  | Not used | Insulation decorative/acoustic, , dECO Panel 8mm White (CSR Martini) |  |  | 2018-08-09 | 2023-08-09 | Australia | S-P-01004 | Version 1 | EPD Australasia | https://epd-australasia.com/wp-content/uploads/2018/08/168-CSRMartini_EPD_R14.pdf | kg |  |  |  |  | 3.82 | 0 | 0 | 0 | 0 | 3.82 | 0 | 3.82 | 0 | 0 | 0 | 0 | 3.82 | 0 | Version 1.0 | Expired
Insulation only |  | Not used | Insulation decorative/acoustic, , dECO Panel 13.5mm Black (CSR Martini) |  |  | 2018-08-09 | 2023-08-09 | Australia | S-P-01004 | Version 1 | EPD Australasia | https://epd-australasia.com/wp-content/uploads/2018/08/168-CSRMartini_EPD_R14.pdf | kg |  |  |  |  | 3.8 | 0 | 0 | 0 | 0 | 3.8 | 0 | 3.8 | 0 | 0 | 0 | 0 | 3.8 | 0 | Version 1.0 | Expired
Insulation only |  | Not used | Insulation decorative/acoustic, , dECO Panel 13.5mm White (CSR Martini) |  |  | 2018-08-09 | 2023-08-09 | Australia | S-P-01004 | Version 1 | EPD Australasia | https://epd-australasia.com/wp-content/uploads/2018/08/168-CSRMartini_EPD_R14.pdf | kg |  |  |  |  | 3.93 | 0 | 0 | 0 | 0 | 3.93 | 0 | 3.93 | 0 | 0 | 0 | 0 | 3.93 | 0 | Version 1.0 | Expired
Insulation only |  | Not used | Insulation decorative/acoustic, , dECO Panel 25mm Black (CSR Martini) |  |  | 2018-08-09 | 2023-08-09 | Australia | S-P-01004 | Version 1 | EPD Australasia | https://epd-australasia.com/wp-content/uploads/2018/08/168-CSRMartini_EPD_R14.pdf | kg |  |  |  |  | 3.21 | 0 | 0 | 0 | 0 | 3.21 | 0 | 3.21 | 0 | 0 | 0 | 0 | 3.21 | 0 | Version 1.0 | Expired
Insulation only |  | Not used | Insulation decorative/acoustic, , dECO Panel 25mm White (CSR Martini) |  |  | 2018-08-09 | 2023-08-09 | Australia | S-P-01004 | Version 1 | EPD Australasia | https://epd-australasia.com/wp-content/uploads/2018/08/168-CSRMartini_EPD_R14.pdf | kg |  |  |  |  | 3.38 | 0 | 0 | 0 | 0 | 3.38 | 0 | 3.38 | 0 | 0 | 0 | 0 | 3.38 | 0 | Version 1.0 | Expired
Insulation only |  | Not used | Insulation decorative/acoustic, , dECO Panel 50mm Black (CSR Martini) |  |  | 2018-08-09 | 2023-08-09 | Australia | S-P-01004 | Version 1 | EPD Australasia | https://epd-australasia.com/wp-content/uploads/2018/08/168-CSRMartini_EPD_R14.pdf | kg |  |  |  |  | 3.25 | 0 | 0 | 0 | 0 | 3.25 | 0 | 3.25 | 0 | 0 | 0 | 0 | 3.25 | 0 | Version 1.0 | Expired
Insulation only |  | Not used | Insulation decorative/acoustic, , dECO Panel 50mm White (CSR Martini) |  |  | 2018-08-09 | 2023-08-09 | Australia | S-P-01004 | Version 1 | EPD Australasia | https://epd-australasia.com/wp-content/uploads/2018/08/168-CSRMartini_EPD_R14.pdf | kg |  |  |  |  | 3.44 | 0 | 0 | 0 | 0 | 3.44 | 0 | 3.44 | 0 | 0 | 0 | 0 | 3.44 | 0 | Version 1.0 | Expired
Insulation only |  | Not used | Insulation decorative/acoustic, , dECO Quiet Board 25mm Black (CSR Martini) |  |  | 2018-08-09 | 2023-08-09 | Australia | S-P-01004 | Version 1 | EPD Australasia | https://epd-australasia.com/wp-content/uploads/2018/08/168-CSRMartini_EPD_R14.pdf | kg |  |  |  |  | 3.8 | 0 | 0 | 0 | 0 | 3.8 | 0 | 3.8 | 0 | 0 | 0 | 0 | 3.8 | 0 | Version 1.0 | Expired
Insulation only |  | Not used | Insulation decorative/acoustic, , dECO Quiet Board 25mm White (CSR Martini) |  |  | 2018-08-09 | 2023-08-09 | Australia | S-P-01004 | Version 1 | EPD Australasia | https://epd-australasia.com/wp-content/uploads/2018/08/168-CSRMartini_EPD_R14.pdf | kg |  |  |  |  | 3.94 | 0 | 0 | 0 | 0 | 3.94 | 0 | 3.94 | 0 | 0 | 0 | 0 | 3.94 | 0 | Version 1.0 | Expired
Insulation only |  | Not used | Insulation decorative/acoustic, , dECO Quiet Board 50mm Black (CSR Martini) |  |  | 2018-08-09 | 2023-08-09 | Australia | S-P-01004 | Version 1 | EPD Australasia | https://epd-australasia.com/wp-content/uploads/2018/08/168-CSRMartini_EPD_R14.pdf | kg |  |  |  |  | 3.6 | 0 | 0 | 0 | 0 | 3.6 | 0 | 3.6 | 0 | 0 | 0 | 0 | 3.6 | 0 | Version 1.0 | Expired
Insulation only |  | Not used | Insulation decorative/acoustic, , dECO Quiet Board 50mm White (CSR Martini) |  |  | 2018-08-09 | 2023-08-09 | Australia | S-P-01004 | Version 1 | EPD Australasia | https://epd-australasia.com/wp-content/uploads/2018/08/168-CSRMartini_EPD_R14.pdf | kg |  |  |  |  | 3.78 | 0 | 0 | 0 | 0 | 3.78 | 0 | 3.78 | 0 | 0 | 0 | 0 | 3.78 | 0 | Version 1.0 | Expired
Insulation only |  | Not used | Insulation decorative/acoustic, , dECO Quiet Panel 25mm Black (CSR Martini) |  |  | 2018-08-09 | 2023-08-09 | Australia | S-P-01004 | Version 1 | EPD Australasia | https://epd-australasia.com/wp-content/uploads/2018/08/168-CSRMartini_EPD_R14.pdf | kg |  |  |  |  | 3.67 | 0 | 0 | 0 | 0 | 3.67 | 0 | 3.67 | 0 | 0 | 0 | 0 | 3.67 | 0 | Version 1.0 | Expired
Insulation only |  | Not used | Insulation decorative/acoustic, , dECO Quiet Panel 25mm White (CSR Martini) |  |  | 2018-08-09 | 2023-08-09 | Australia | S-P-01004 | Version 1 | EPD Australasia | https://epd-australasia.com/wp-content/uploads/2018/08/168-CSRMartini_EPD_R14.pdf | kg |  |  |  |  | 3.79 | 0 | 0 | 0 | 0 | 3.79 | 0 | 3.79 | 0 | 0 | 0 | 0 | 3.79 | 0 | Version 1.0 | Expired
Insulation only |  | Not used | Insulation decorative/acoustic, , dECO Quiet Panel 50mm Black (CSR Martini) |  |  | 2018-08-09 | 2023-08-09 | Australia | S-P-01004 | Version 1 | EPD Australasia | https://epd-australasia.com/wp-content/uploads/2018/08/168-CSRMartini_EPD_R14.pdf | kg |  |  |  |  | 3.54 | 0 | 0 | 0 | 0 | 3.54 | 0 | 3.54 | 0 | 0 | 0 | 0 | 3.54 | 0 | Version 1.0 | Expired
Insulation only |  | Not used | Insulation decorative/acoustic, , dECO Quiet Panel 50mm White (CSR Martini) |  |  | 2018-08-09 | 2023-08-09 | Australia | S-P-01004 | Version 1 | EPD Australasia | https://epd-australasia.com/wp-content/uploads/2018/08/168-CSRMartini_EPD_R14.pdf | kg |  |  |  |  | 3.69 | 0 | 0 | 0 | 0 | 3.69 | 0 | 3.69 | 0 | 0 | 0 | 0 | 3.69 | 0 | Version 1.0 | Expired
Insulation only |  | Not used | Insulation decorative/acoustic, , dECO Quiet Panel Export 25mm White (CSR Martini) |  |  | 2018-08-09 | 2023-08-09 | Australia | S-P-01004 | Version 1 | EPD Australasia | https://epd-australasia.com/wp-content/uploads/2018/08/168-CSRMartini_EPD_R14.pdf | kg |  |  |  |  | 4.57 | 0 | 0 | 0 | 0 | 4.57 | 0 | 4.57 | 0 | 0 | 0 | 0 | 4.57 | 0 | Version 1.0 | Expired
Insulation only |  | Not used | Insulation decorative/acoustic, , dECO Quiet Panel Export 50mm White (CSR Martini) |  |  | 2018-08-09 | 2023-08-09 | Australia | S-P-01004 | Version 1 | EPD Australasia | https://epd-australasia.com/wp-content/uploads/2018/08/168-CSRMartini_EPD_R14.pdf | kg |  |  |  |  | 4.71 | 0 | 0 | 0 | 0 | 4.71 | 0 | 4.71 | 0 | 0 | 0 | 0 | 4.71 | 0 | Version 1.0 | Expired
Insulation only |  | Not used | Insulation decorative/acoustic, , dECO Screen 12mm Black (CSR Martini) |  |  | 2018-08-09 | 2023-08-09 | Australia | S-P-01004 | Version 1 | EPD Australasia | https://epd-australasia.com/wp-content/uploads/2018/08/168-CSRMartini_EPD_R14.pdf | kg |  |  |  |  | 3.67 | 0 | 0 | 0 | 0 | 3.67 | 0 | 3.67 | 0 | 0 | 0 | 0 | 3.67 | 0 | Version 1.0 | Expired
Insulation only |  | Not used | Insulation decorative/acoustic, , dECO Screen 12mm White (CSR Martini) |  |  | 2018-08-09 | 2023-08-09 | Australia | S-P-01004 | Version 1 | EPD Australasia | https://epd-australasia.com/wp-content/uploads/2018/08/168-CSRMartini_EPD_R14.pdf | kg |  |  |  |  | 3.78 | 0 | 0 | 0 | 0 | 3.78 | 0 | 3.78 | 0 | 0 | 0 | 0 | 3.78 | 0 | Version 1.0 | Expired
Insulation only |  | Not used | Insulation decorative/acoustic, , dECO Stick It (CSR Martini) |  |  | 2018-08-09 | 2023-08-09 | Australia | S-P-01004 | Version 1 | EPD Australasia | https://epd-australasia.com/wp-content/uploads/2018/08/168-CSRMartini_EPD_R14.pdf | kg |  |  |  |  | 3.71 | 0 | 0 | 0 | 0 | 3.71 | 0 | 3.71 | 0 | 0 | 0 | 0 | 3.71 | 0 | Version 1.0 | Expired
Insulation only |  | Not used | Insulation decorative/acoustic, , dECO Tile 3D ET Wall (CSR Martini) |  |  | 2018-08-09 | 2023-08-09 | Australia | S-P-01004 | Version 1 | EPD Australasia | https://epd-australasia.com/wp-content/uploads/2018/08/168-CSRMartini_EPD_R14.pdf | kg |  |  |  |  | 4.16 | 0 | 0 | 0 | 0 | 4.16 | 0 | 4.16 | 0 | 0 | 0 | 0 | 4.16 | 0 | Version 1.0 | Expired
Insulation only |  | Not used | Insulation decorative/acoustic, , dECO Tile 3D H Ceiling (CSR Martini) |  |  | 2018-08-09 | 2023-08-09 | Australia | S-P-01004 | Version 1 | EPD Australasia | https://epd-australasia.com/wp-content/uploads/2018/08/168-CSRMartini_EPD_R14.pdf | kg |  |  |  |  | 4.29 | 0 | 0 | 0 | 0 | 4.29 | 0 | 4.29 | 0 | 0 | 0 | 0 | 4.29 | 0 | Version 1.0 | Expired
Insulation only |  | Not used | Insulation decorative/acoustic, , dECO Tile 3D H Wall (CSR Martini) |  |  | 2018-08-09 | 2023-08-09 | Australia | S-P-01004 | Version 1 | EPD Australasia | https://epd-australasia.com/wp-content/uploads/2018/08/168-CSRMartini_EPD_R14.pdf | kg |  |  |  |  | 4.52 | 0 | 0 | 0 | 0 | 4.52 | 0 | 4.52 | 0 | 0 | 0 | 0 | 4.52 | 0 | Version 1.0 | Expired
Insulation only |  | Not used | Insulation decorative/acoustic, , dECO Tile 3D WW Ceiling (CSR Martini) |  |  | 2018-08-09 | 2023-08-09 | Australia | S-P-01004 | Version 1 | EPD Australasia | https://epd-australasia.com/wp-content/uploads/2018/08/168-CSRMartini_EPD_R14.pdf | kg |  |  |  |  | 4.28 | 0 | 0 | 0 | 0 | 4.28 | 0 | 4.28 | 0 | 0 | 0 | 0 | 4.28 | 0 | Version 1.0 | Expired
Insulation only |  | Not used | Insulation decorative/acoustic, , dECO Tile 3D WW Wall (CSR Martini) |  |  | 2018-08-09 | 2023-08-09 | Australia | S-P-01004 | Version 1 | EPD Australasia | https://epd-australasia.com/wp-content/uploads/2018/08/168-CSRMartini_EPD_R14.pdf | kg |  |  |  |  | 4.42 | 0 | 0 | 0 | 0 | 4.42 | 0 | 4.42 | 0 | 0 | 0 | 0 | 4.42 | 0 | Version 1.0 | Expired
Insulation only |  | Not used | Insulation decorative/acoustic, , dECO Tile Flat H Ceiling 13mm (CSR Martini) |  |  | 2018-08-09 | 2023-08-09 | Australia | S-P-01004 | Version 1 | EPD Australasia | https://epd-australasia.com/wp-content/uploads/2018/08/168-CSRMartini_EPD_R14.pdf | kg |  |  |  |  | 3.73 | 0 | 0 | 0 | 0 | 3.73 | 0 | 3.73 | 0 | 0 | 0 | 0 | 3.73 | 0 | Version 1.0 | Expired
Insulation only |  | Not used | Insulation decorative/acoustic, , dECO Tile Flat H Ceiling 25mm (CSR Martini) |  |  | 2018-08-09 | 2023-08-09 | Australia | S-P-01004 | Version 1 | EPD Australasia | https://epd-australasia.com/wp-content/uploads/2018/08/168-CSRMartini_EPD_R14.pdf | kg |  |  |  |  | 4.2 | 0 | 0 | 0 | 0 | 4.2 | 0 | 4.2 | 0 | 0 | 0 | 0 | 4.2 | 0 | Version 1.0 | Expired
Insulation only |  | Not used | Insulation decorative/acoustic, , Absorb Black (CSR Martini) |  |  | 2018-08-09 | 2023-08-09 | Australia | S-P-01004 | Version 1 | EPD Australasia | https://epd-australasia.com/wp-content/uploads/2018/08/168-CSRMartini_EPD_R14.pdf | kg |  |  |  |  | 3.36 | 0 | 0 | 0 | 0 | 3.36 | 0 | 3.36 | 0 | 0 | 0 | 0 | 3.36 | 0 | Version 1.0 | Expired
Insulation only |  | Not used | Insulation decorative/acoustic, , Absorb White (CSR Martini) |  |  | 2018-08-09 | 2023-08-09 | Australia | S-P-01004 | Version 1 | EPD Australasia | https://epd-australasia.com/wp-content/uploads/2018/08/168-CSRMartini_EPD_R14.pdf | kg |  |  |  |  | 3.36 | 0 | 0 | 0 | 0 | 3.36 | 0 | 3.36 | 0 | 0 | 0 | 0 | 3.36 | 0 | Version 1.0 | Expired
Insulation only |  | Not used | Insulation decorative/acoustic, , Blanket (CSR Martini) |  |  | 2018-08-09 | 2023-08-09 | Australia | S-P-01004 | Version 1 | EPD Australasia | https://epd-australasia.com/wp-content/uploads/2018/08/168-CSRMartini_EPD_R14.pdf | kg |  |  |  |  | 3.44 | 0 | 0 | 0 | 0 | 3.44 | 0 | 3.44 | 0 | 0 | 0 | 0 | 3.44 | 0 | Version 1.0 | Expired
Insulation only |  | Not used | Insulation decorative/acoustic, , Easy Baffle (CSR Martini) |  |  | 2018-08-09 | 2023-08-09 | Australia | S-P-01004 | Version 1 | EPD Australasia | https://epd-australasia.com/wp-content/uploads/2018/08/168-CSRMartini_EPD_R14.pdf | kg |  |  |  |  | 4.07 | 0 | 0 | 0 | 0 | 4.07 | 0 | 4.07 | 0 | 0 | 0 | 0 | 4.07 | 0 | Version 1.0 | Expired
Insulation only |  | Not used | Insulation decorative/acoustic, , Easy Baffle Black (CSR Martini) |  |  | 2018-08-09 | 2023-08-09 | Australia | S-P-01004 | Version 1 | EPD Australasia | https://epd-australasia.com/wp-content/uploads/2018/08/168-CSRMartini_EPD_R14.pdf | kg |  |  |  |  | 3.04 | 0 | 0 | 0 | 0 | 3.04 | 0 | 3.04 | 0 | 0 | 0 | 0 | 3.04 | 0 | Version 1.0 | Expired
Insulation only |  | Not used | Insulation decorative/acoustic, , MAB Black (CSR Martini) |  |  | 2018-08-09 | 2023-08-09 | Australia | S-P-01004 | Version 1 | EPD Australasia | https://epd-australasia.com/wp-content/uploads/2018/08/168-CSRMartini_EPD_R14.pdf | kg |  |  |  |  | 3.3 | 0 | 0 | 0 | 0 | 3.3 | 0 | 3.3 | 0 | 0 | 0 | 0 | 3.3 | 0 | Version 1.0 | Expired
Insulation only |  | Not used | Insulation decorative/acoustic, , MAB White (CSR Martini) |  |  | 2018-08-09 | 2023-08-09 | Australia | S-P-01004 | Version 1 | EPD Australasia | https://epd-australasia.com/wp-content/uploads/2018/08/168-CSRMartini_EPD_R14.pdf | kg |  |  |  |  | 3.41 | 0 | 0 | 0 | 0 | 3.41 | 0 | 3.41 | 0 | 0 | 0 | 0 | 3.41 | 0 | Version 1.0 | Expired
Insulation only |  | Not used | Insulation decorative/acoustic, , MSB Black (CSR Martini) |  |  | 2018-08-09 | 2023-08-09 | Australia | S-P-01004 | Version 1 | EPD Australasia | https://epd-australasia.com/wp-content/uploads/2018/08/168-CSRMartini_EPD_R14.pdf | kg |  |  |  |  | 3.08 | 0 | 0 | 0 | 0 | 3.08 | 0 | 3.08 | 0 | 0 | 0 | 0 | 3.08 | 0 | Version 1.0 | Expired
Insulation only |  | Not used | Insulation decorative/acoustic, , MSB White (CSR Martini) |  |  | 2018-08-09 | 2023-08-09 | Australia | S-P-01004 | Version 1 | EPD Australasia | https://epd-australasia.com/wp-content/uploads/2018/08/168-CSRMartini_EPD_R14.pdf | kg |  |  |  |  | 3.64 | 0 | 0 | 0 | 0 | 3.64 | 0 | 3.64 | 0 | 0 | 0 | 0 | 3.64 | 0 | Version 1.0 | Expired
Insulation only |  | Not used | Insulation decorative/acoustic, , Polymax Acoustic R1.5 (CSR Martini) |  |  | 2018-08-09 | 2023-08-09 | Australia | S-P-01004 | Version 1 | EPD Australasia | https://epd-australasia.com/wp-content/uploads/2018/08/168-CSRMartini_EPD_R14.pdf | kg |  | 0.9 |  |  | 3.28 | 0 | 0 | 0 | 0 | 3.28 | 0 | 3.28 | 0 | 0 | 0 | 0 | 3.28 | 0 | Version 1.0 | Expired
Insulation only |  | Not used | Insulation decorative/acoustic, , Polymax Acoustic R2.0 75mm (CSR Martini) |  |  | 2018-08-09 | 2023-08-09 | Australia | S-P-01004 | Version 1 | EPD Australasia | https://epd-australasia.com/wp-content/uploads/2018/08/168-CSRMartini_EPD_R14.pdf | kg |  | 2.05 |  |  | 3.27 | 0 | 0 | 0 | 0 | 3.27 | 0 | 3.27 | 0 | 0 | 0 | 0 | 3.27 | 0 | Version 1.0 | Expired
Insulation only |  | Not used | Insulation decorative/acoustic, , Polymax Acoustic R2.0 90mm (CSR Martini) |  |  | 2018-08-09 | 2023-08-09 | Australia | S-P-01004 | Version 1 | EPD Australasia | https://epd-australasia.com/wp-content/uploads/2018/08/168-CSRMartini_EPD_R14.pdf | kg |  | 1.35 |  |  | 3.29 | 0 | 0 | 0 | 0 | 3.29 | 0 | 3.29 | 0 | 0 | 0 | 0 | 3.29 | 0 | Version 1.0 | Expired
Insulation only |  | Not used | Insulation decorative/acoustic, , Polymax Acoustic R2.5 (CSR Martini) |  |  | 2018-08-09 | 2023-08-09 | Australia | S-P-01004 | Version 1 | EPD Australasia | https://epd-australasia.com/wp-content/uploads/2018/08/168-CSRMartini_EPD_R14.pdf | kg |  | 2.5 |  |  | 3.25 | 0 | 0 | 0 | 0 | 3.25 | 0 | 3.25 | 0 | 0 | 0 | 0 | 3.25 | 0 | Version 1.0 | Expired
Insulation only |  | Not used | Insulation decorative/acoustic, , Prime Black (CSR Martini) |  |  | 2018-08-09 | 2023-08-09 | Australia | S-P-01004 | Version 1 | EPD Australasia | https://epd-australasia.com/wp-content/uploads/2018/08/168-CSRMartini_EPD_R14.pdf | kg |  |  |  |  | 3.08 | 0 | 0 | 0 | 0 | 3.08 | 0 | 3.08 | 0 | 0 | 0 | 0 | 3.08 | 0 | Version 1.0 | Expired
Insulation only |  | Not used | Insulation decorative/acoustic, , Prime White (CSR Martini) |  |  | 2018-08-09 | 2023-08-09 | Australia | S-P-01004 | Version 1 | EPD Australasia | https://epd-australasia.com/wp-content/uploads/2018/08/168-CSRMartini_EPD_R14.pdf | kg |  |  |  |  | 3.64 | 0 | 0 | 0 | 0 | 3.64 | 0 | 3.64 | 0 | 0 | 0 | 0 | 3.64 | 0 | Version 1.0 | Expired
Insulation only |  | Not used | Insulation decorative/acoustic, , Flexible Ducting (CSR Martini) |  |  | 2018-08-09 | 2023-08-09 | Australia | S-P-01004 | Version 1 | EPD Australasia | https://epd-australasia.com/wp-content/uploads/2018/08/168-CSRMartini_EPD_R14.pdf | kg |  |  |  |  | 4.32 | 0 | 0 | 0 | 0 | 4.32 | 0 | 4.32 | 0 | 0 | 0 | 0 | 4.32 | 0 | Version 1.0 | Expired
Insulation panels |  | Not used | Insulation only, Polystyrene, MetecnoTherm 25mm (Metecno Pty Ltd t/a MetecnoPIR) |  |  | 2023-05-15 | 2028-05-15 | Australia | S-P-08465 | Version 1 | EPD Australasia | https://epd-australasia.com/wp-content/uploads/2023/05/SP08465-Bondor-EPD_MetencnoTherm-Insulation_May23.pdf | m² |  | 0.9 |  |  | 16.4 | 16.4 | 0.0569 | 0 | 0 | 16.4569 | 0 | 18.2222 | 18.2222 | 0.063222 | 0 | 0 | 18.2854 | 0 | Version 1.0
Insulation panels |  | Not used | Insulation only, Polystyrene, MetecnoTherm 80mm (Metecno Pty Ltd t/a MetecnoPIR) |  |  | 2023-05-15 | 2028-05-15 | Australia | S-P-08465 | Version 1 | EPD Australasia | https://epd-australasia.com/wp-content/uploads/2023/05/SP08465-Bondor-EPD_MetencnoTherm-Insulation_May23.pdf | m² |  | 3 |  |  | 27.9 | 27.9 | 0.0638 | 0 | 0 | 27.9638 | 0 | 9.3 | 9.3 | 0.021267 | 0 | 0 | 9.3213 | 0 | Version 1.0
Insulation panels |  | Not used | Insulation only, Polystyrene, MetecnoTherm 100mm (Metecno Pty Ltd t/a MetecnoPIR) |  |  | 2023-05-15 | 2028-05-15 | Australia | S-P-08465 | Version 1 | EPD Australasia | https://epd-australasia.com/wp-content/uploads/2023/05/SP08465-Bondor-EPD_MetencnoTherm-Insulation_May23.pdf | m² |  | 3.8 |  |  | 29.1 | 29 | 0.0648 | 0 | 0 | 29.0648 | 0 | 7.6579 | 7.6316 | 0.017053 | 0 | 0 | 7.6486 | 0 | Version 1.0
Insulation panels |  | Not used | Insulation only, Polystyrene, MetecnoTherm 90mm (Metecno Pty Ltd t/a MetecnoPIR) |  |  | 2023-05-15 | 2028-05-15 | Australia | S-P-08465 | Version 1 | EPD Australasia | https://epd-australasia.com/wp-content/uploads/2023/05/SP08465-Bondor-EPD_MetencnoTherm-Insulation_May23.pdf | m² |  | 3.4 |  |  | 28.4 | 28.3 | 0.0642 | 0 | 0 | 28.3642 | 0 | 8.3529 | 8.3235 | 0.018882 | 0 | 0 | 8.3424 | 0 | Version 1.0
Insulation panels |  | Not used | Insulation only, Polystyrene, MetecnoTherm 70mm (Metecno Pty Ltd t/a MetecnoPIR) |  |  | 2023-05-15 | 2028-05-15 | Australia | S-P-08465 | Version 1 | EPD Australasia | https://epd-australasia.com/wp-content/uploads/2023/05/SP08465-Bondor-EPD_MetencnoTherm-Insulation_May23.pdf | m² |  | 2.6 |  |  | 26.4 | 26.3 | 0.0628 | 0 | 0 | 26.3628 | 0 | 10.1538 | 10.1154 | 0.024154 | 0 | 0 | 10.1395 | 0 | Version 1.0
Insulation panels |  | Not used | Insulation only, Polystyrene, MetecnoTherm 60mm (Metecno Pty Ltd t/a MetecnoPIR) |  |  | 2023-05-15 | 2028-05-15 | Australia | S-P-08465 | Version 1 | EPD Australasia | https://epd-australasia.com/wp-content/uploads/2023/05/SP08465-Bondor-EPD_MetencnoTherm-Insulation_May23.pdf | m² |  | 2.3 |  |  | 23.7 | 23.6 | 0.0611 | 0 | 0 | 23.6611 | 0 | 10.3043 | 10.2609 | 0.026565 | 0 | 0 | 10.2874 | 0 | Version 1.0
Insulation panels |  | Not used | Insulation only, Polystyrene, MetecnoTherm 50mm (Metecno Pty Ltd t/a MetecnoPIR) |  |  | 2023-05-15 | 2028-05-15 | Australia | S-P-08465 | Version 1 | EPD Australasia | https://epd-australasia.com/wp-content/uploads/2023/05/SP08465-Bondor-EPD_MetencnoTherm-Insulation_May23.pdf | m² |  | 1.9 |  |  | 21.6 | 21.5 | 0.0599 | 0 | 0 | 21.5599 | 0 | 11.3684 | 11.3158 | 0.031526 | 0 | 0 | 11.3473 | 0 | Version 1.0
Insulation panels |  | Not used | Insulation only, Polystyrene, MetecnoTherm 40mm (Metecno Pty Ltd t/a MetecnoPIR) |  |  | 2023-05-15 | 2028-05-15 | Australia | S-P-08465 | Version 1 | EPD Australasia | https://epd-australasia.com/wp-content/uploads/2023/05/SP08465-Bondor-EPD_MetencnoTherm-Insulation_May23.pdf | m² |  | 1.5 |  |  | 19.6 | 19.5 | 0.0586 | 0 | 0 | 19.5586 | 0 | 13.0667 | 13 | 0.039067 | 0 | 0 | 13.0391 | 0 | Version 1.0
Insulation panels |  | Not used | Insulation only, Polystyrene, MetecnoTherm 30mm (Metecno Pty Ltd t/a MetecnoPIR) |  |  | 2023-05-15 | 2028-05-15 | Australia | S-P-08465 | Version 1 | EPD Australasia | https://epd-australasia.com/wp-content/uploads/2023/05/SP08465-Bondor-EPD_MetencnoTherm-Insulation_May23.pdf | m² |  | 1.1 |  |  | 17.5 | 17.4 | 0.0573 | 0 | 0 | 17.4573 | 0 | 15.9091 | 15.8182 | 0.052091 | 0 | 0 | 15.8703 | 0 | Version 1.0
Masonry | Clay Brick | Not used | Clay brick, OUT OF DATE, Clay brick - Wollert (Brickworks) (Australia) |  |  | 2021-07-01 | 2022-06-30 | Australia |  | Not applicable | Climate Active | https://www.climateactive.org.au/sites/default/files/2024-05/Brickworks_All%20sites_PDS_FY23.pdf | tonne |  |  |  |  | 214.2 | 0 | 0 | 0 | 0 | 214.2 | 0 | 0.2142 | 0 | 0 | 0 | 0 | 0.2142 | 0 | Version 1.0 | Expired
Masonry | Clay Brick | Not used | Clay brick, OUT OF DATE, Clay brick - Longford (Brickworks) (Australia) |  |  | 2021-07-01 | 2022-06-30 | Australia |  | Not applicable | Climate Active | https://www.climateactive.org.au/sites/default/files/2024-05/Brickworks_All%20sites_PDS_FY23.pdf | tonne |  |  |  |  | 101.1 | 0 | 0 | 0 | 0 | 101.1 | 0 | 0.1011 | 0 | 0 | 0 | 0 | 0.1011 | 0 | Version 1.0 | Expired
Masonry | Clay Brick | Not used | Clay brick, OUT OF DATE, Clay brick - Golden Grove (Brickworks) (Australia) |  |  | 2021-07-01 | 2022-06-30 | Australia |  | Not applicable | Climate Active | https://www.climateactive.org.au/sites/default/files/2024-05/Brickworks_All%20sites_PDS_FY23.pdf | tonne |  |  |  |  | 172 | 0 | 0 | 0 | 0 | 172 | 0 | 0.172 | 0 | 0 | 0 | 0 | 0.172 | 0 | Version 1.0 | Expired
Masonry | Clay Brick | Not used | Clay brick, OUT OF DATE, Clay brick - Horsley Park Plant 21 (Brickworks) (Australia) |  |  | 2021-07-01 | 2022-06-30 | Australia |  | Not applicable | Climate Active | https://www.climateactive.org.au/sites/default/files/2024-05/Brickworks_All%20sites_PDS_FY23.pdf | tonne |  |  |  |  | 203.7 | 0 | 0 | 0 | 0 | 203.7 | 0 | 0.2037 | 0 | 0 | 0 | 0 | 0.2037 | 0 | Version 1.0 | Expired
Masonry | Clay Brick | Not used | Clay brick, OUT OF DATE, Clay brick - Horsley Park Plant 22 (Brickworks) (Australia) |  |  | 2021-07-01 | 2022-06-30 | Australia |  | Not applicable | Climate Active | https://www.climateactive.org.au/sites/default/files/2024-05/Brickworks_All%20sites_PDS_FY23.pdf | tonne |  |  |  |  | 408.4 | 0 | 0 | 0 | 0 | 408.4 | 0 | 0.4084 | 0 | 0 | 0 | 0 | 0.4084 | 0 | Version 1.0 | Expired
Masonry | Clay Brick | Not used | Clay brick, OUT OF DATE, Clay brick - Horsley Park Plant 23 (Brickworks) (Australia) |  |  | 2021-07-01 | 2022-06-30 | Australia |  | Not applicable | Climate Active | https://www.climateactive.org.au/sites/default/files/2024-05/Brickworks_All%20sites_PDS_FY23.pdf | tonne |  |  |  |  | 179.1 | 0 | 0 | 0 | 0 | 179.1 | 0 | 0.1791 | 0 | 0 | 0 | 0 | 0.1791 | 0 | Version 1.0 | Expired
Masonry | Clay Brick | Not used | Clay brick, OUT OF DATE, Clay brick - Bowral Plant 28 (Brickworks) (Australia) |  |  | 2021-07-01 | 2022-06-30 | Australia |  | Not applicable | Climate Active | https://www.climateactive.org.au/sites/default/files/2024-05/Brickworks_All%20sites_PDS_FY23.pdf | tonne |  |  |  |  | 279.4 | 0 | 0 | 0 | 0 | 279.4 | 0 | 0.2794 | 0 | 0 | 0 | 0 | 0.2794 | 0 | Version 1.0 | Expired
Masonry | Clay Brick | Not used | Clay brick, OUT OF DATE, Clay brick - Punchbowl Plant 91 (Brickworks) (Australia) |  |  | 2021-07-01 | 2022-06-30 | Australia |  | Not applicable | Climate Active | https://www.climateactive.org.au/sites/default/files/2024-05/Brickworks_All%20sites_PDS_FY23.pdf | tonne |  |  |  |  | 269.6 | 0 | 0 | 0 | 0 | 269.6 | 0 | 0.2696 | 0 | 0 | 0 | 0 | 0.2696 | 0 | Version 1.0 | Expired
Masonry | Clay Brick | Not used | Clay brick, OUT OF DATE, Clay brick - Bellevue Plant 64 (Brickworks) (Australia) |  |  | 2021-07-01 | 2022-06-30 | Australia |  | Not applicable | Climate Active | https://www.climateactive.org.au/sites/default/files/2024-05/Brickworks_All%20sites_PDS_FY23.pdf | tonne |  |  |  |  | 205.4 | 0 | 0 | 0 | 0 | 205.4 | 0 | 0.2054 | 0 | 0 | 0 | 0 | 0.2054 | 0 | Version 1.0 | Expired
Masonry | Clay Brick | Not used | Clay brick, OUT OF DATE, Clay brick - Cardup Plant 67 (Brickworks) (Australia) |  |  | 2021-07-01 | 2022-06-30 | Australia |  | Not applicable | Climate Active | https://www.climateactive.org.au/sites/default/files/2024-05/Brickworks_All%20sites_PDS_FY23.pdf | tonne |  |  |  |  | 320 | 0 | 0 | 0 | 0 | 320 | 0 | 0.32 | 0 | 0 | 0 | 0 | 0.32 | 0 | Version 1.0 | Expired
Masonry | Clay Brick | Not used | Clay brick, OUT OF DATE, Clay brick - Rochedale Plant 41 (Brickworks) (Australia) |  |  | 2021-07-01 | 2022-06-30 | Australia |  | Not applicable | Climate Active | https://www.climateactive.org.au/sites/default/files/2024-05/Brickworks_All%20sites_PDS_FY23.pdf | tonne |  |  |  |  | 210.6 | 0 | 0 | 0 | 0 | 210.6 | 0 | 0.2106 | 0 | 0 | 0 | 0 | 0.2106 | 0 | Version 1.0 | Expired
Masonry | Clay Brick | Not used | Clay brick, OUT OF DATE, Clay facing bricks U masonry units for unprotected masonry walls (perforated) (HISPALYT) (Global) |  |  | 2017-06-12 | 2024-05-31 | Global | HISPALYT-008-004 | 4 | AENOR | HISPALYT - Asociación Española de Fabricantes de Ladrillos y Tejas de Arcilla Cocida - Publicaciones | tonne | 780 |  |  |  | 256 | 0 | 0 | 0 | 0 | 256 | 0 | 0.256 | 0 | 0 | 0 | 0 | 0.256 | 0 | Version 1.0 | Expired
Masonry | Clay Brick | Not used | Clay brick, OUT OF DATE, Clay facing bricks U masonry units for unprotected masonry walls (solid) (HISPALYT) (Global) |  |  | 2017-06-12 | 2024-05-31 | Global | HISPALYT-008-004 | 4 | AENOR | HISPALYT - Asociación Española de Fabricantes de Ladrillos y Tejas de Arcilla Cocida - Publicaciones | tonne | 2300 |  |  |  | 256 | 0 | 0 | 0 | 0 | 256 | 0 | 0.256 | 0 | 0 | 0 | 0 | 0.256 | 0 | Version 1.0 | Expired
Metal treatment |  | Not used | Painting steel , Painting steel coils (UMC) (Global) |  |  | 2018-09-10 | 2023-10-31 | Global | S-P-01371 |  | EPD (International) | EPD_UMC Final Certified.pdf (umcuae.ae) | m² |  |  |  |  | 1.13 | 0 | 0 | 0 | 0 | 1.13 | 0 | [7 empty] | Version 1.0 | Expired
Metal treatment |  | Not used | Aluminium powder coated add-on (Calculated) (Global) |  |  | 0 | 0 | Global |  | Not applicable | Calculated | Alum_extr_powdercoat_anodised tab | kg |  |  |  |  | 0.83 | 0 | 0 | 0 | 0 | 0.83 | 0 | 0.83 | 0 | 0 | 0 | 0 | 0.83 | 0 | Version 1.0 | Expired
Metal treatment |  | Not used | Aluminium anodised add-on (Calculated) (Global) |  |  | 0 | 0 | Global |  | Not applicable | Calculated | Alum_extr_powdercoat_anodised tab | kg |  |  |  |  | 1.9 | 0 | 0 | 0 | 0 | 1.9 | 0 | 1.9 | 0 | 0 | 0 | 0 | 1.9 | 0 | Version 1.0 | Expired
Mortar and grout |  | Not used | Mortar/Grout, Adhesive, Ultralite mortar zero (MAPEI) (Global) |  |  | 2023-04-13 | 2028-04-12 | Global | S-P-08605 |  | EPD (International) | https://api.environdec.com/api/v1/EPDLibrary/Files/ce3e2f25-2c11-4156-0c70-08db3c2e10fb/Data | kg |  |  |  |  | 0.898 | 0.992 | 0.00617 | 0.000197 | 0 | 0.99837 | 0 | 0.898 | 0.992 | 0.00617 | 0.000197 | 0 | 0.99837 | 0 | Version 1.0
Mortar and grout |  | Not used | Mortar/Grout, adhesive, Webertherm prime fix adhesive mortar for theraml insulation systems (Weber Saint Gobain) (Turkey) |  |  | 2023-03-27 | 2028-03-26 | Turkey | S-P-06791 |  | EPD (International) | https://api.environdec.com/api/v1/EPDLibrary/Files/99e2204c-6555-4d53-aa5d-08db4497f421/Data | kg | 1500 |  |  |  | 0.242 | 0.262 | -0.0197 | 0.0002 | 0 | 0.2622 | 0 | 0.242 | 0.262 | -0.0197 | 0.0002 | 0 | 0.2622 | 0 | Version 1.0
Mortar and grout |  | Not used | Mortar/Grout, Adhesive, Durocret (ISOMAT) (Global) |  |  | 2023-05-29 | 2028-05-28 | Global | S-P-09183 |  | EPD (International) | https://api.environdec.com/api/v1/EPDLibrary/Files/da136426-8457-4a2c-ef91-08db5cc782d3/Data | kg |  |  |  |  | 0.57 | 0.567 | 0.00286 | 0.000304 | 0 | 0.57016 | 0 | 0.57 | 0.567 | 0.00286 | 0.000304 | 0 | 0.57016 | 0 | Version 1.0
Mortar and grout |  | Not used | Mortar/Grout, adhesive, MEGACRET-40 repair mortar (Isomat) (Europe) |  |  | 2022-07-20 | 2027-07-19 | Europe | S-P-06172 |  | EPD (International) | https://api.environdec.com/api/v1/EPDLibrary/Files/5fc10d27-a6bf-4540-a971-08da599e304a/Data | kg | 2100 |  |  |  | 0.575 | 0.574 | 0.000545 | 0.000235 | 0 | 0.57478 | 0 | 0.575 | 0.574 | 0.000545 | 0.000235 | 0 | 0.57478 | 0 | Version 1.0
Mortar and grout |  | Not used | Mortar/Grout, cement, Exterior mortar (Readymix industries) (Israel) |  |  | 2022-12-26 | 2027-12-25 | Israel | S-P-06621 |  | EPD (International) | https://api.environdec.com/api/v1/EPDLibrary/Files/8db42601-7245-40fb-152c-08daf357f6d4/Data | m³ | 1664 |  |  |  | 205 | 201 | 3.51 | 0.382 | 0 | 204.892 | 0 | 0.1232 | 0.12079 | 0.0021094 | 0.00022957 | 0 | 0.12313 | 0 | Version 1.0
Mortar and grout |  | Not used | Mortar/Grout, adhesive, Marine environment mortar (Ready mix industries) (Israel) |  |  | 2022-12-26 | 2027-12-25 | Israel | S-P-06624 |  | EPD (International) | https://api.environdec.com/api/v1/EPDLibrary/Files/1e344086-270c-4ed5-1522-08daf357f6d4/Data | kg | 1356 |  |  |  | 0.17183 | 0.16962 | 0.0018437 | 4.4248e-05 | 0 | 0.1715 | 0 | 0.17183 | 0.16962 | 0.0018437 | 4.4248e-05 | 0 | 0.1715 | 0 | Version 1.0
Mortar and grout |  | Not used | Mortar/Grout, Adhesive, Morteros de impermeabilización (DRIZORO) (Global) |  |  | 2022-07-19 | 2027-07-13 | Global | S-P-06117 |  | EPD (International) | https://api.environdec.com/api/v1/EPDLibrary/Files/80ff4377-fa30-43c1-a941-08da599e304a/Data | kg |  | 2.64 |  |  | 0.59848 | 0.5947 | 0.0010492 | 0.00079924 | 0 | 0.59655 | 0 | 0.59848 | 0.5947 | 0.0010492 | 0.00079924 | 0 | 0.59655 | 0 | Version 1.0
Pipe conduit |  | Not used | PE pipe, Polyethylene pipes (iplex) (Australia) |  |  | 2022-11-23 | 2027-11-23 | Australia | S-P-00715 |  | EPD Australasia | https://api.environdec.com/api/v1/EPDLibrary/Files/b3665830-d7fa-4dff-e1b1-08dad11ff8e7/Data | kg | 955 |  |  |  | 332 | 333 | -0.013 | 0.00127 | 0 | 333.0013 | 0 | 332 | 333 | -0.013 | 0.00127 | 0 | 333.0013 | 0 | Version 1.0
Pipe conduit |  | Not used | PVC pipe, PVC non-pressure pipes - foam core wall (iplex) (Australia) |  |  | 2022-11-23 | 2027-11-23 | Australia | S-P-00713 |  | EPD Australasia | Data (environdec.com) | kg | 1530 |  |  |  | 3.19 | 3.2 | -0.02 | 0.0021 | 0 | 3.2021 | 0 | 3.19 | 3.2 | -0.02 | 0.0021 | 0 | 3.2021 | 0 | Version 1.0
Pipe conduit |  | Not used | PE pipe, PE pipe (vinidex) (Australia) |  |  | 2022-09-16 | 2027-09-16 | Australia | S-P-00719 |  | EPD Australasia | https://api.environdec.com/api/v1/EPDLibrary/Files/0570e2bd-247e-4cb6-cf34-08daa1eb7336/Data | kg | 960 |  |  |  | 3.07 | 3.08 | -0.00752 | 0.00125 | 0 | 3.0813 | 0 | 3.07 | 3.08 | -0.00752 | 0.00125 | 0 | 3.0813 | 0 | Version 1.0
Pipe conduit |  | Not used | PVC pipe, PVC non-pressure pipes - solid wall (iplex) (Australia) |  |  | 2022-11-23 | 2027-11-23 | Australia | S-P-00713 |  | EPD Australasia | Data (environdec.com) | kg | 1530 |  |  |  | 3.37 | 3.38 | -0.01 | 0.00227 | 0 | 3.3823 | 0 | 3.37 | 3.38 | -0.01 | 0.00227 | 0 | 3.3823 | 0 | Version 1.0
Pipe conduit |  | Not used | PVC pipe, PVC pressure pipes PVC-O pressure pipe (vinidex) (Australia) |  |  | 2022-09-16 | 2027-09-16 | Australia | S-P-00718 |  | EPD Australasia | https://api.environdec.com/api/v1/EPDLibrary/Files/827ee963-045a-4a79-cf2e-08daa1eb7336/Data | kg | 1480 |  |  |  | 3.62 | 3.63 | -0.00821 | 0.00235 | 0 | 3.6323 | 0 | 3.62 | 3.63 | -0.00821 | 0.00235 | 0 | 3.6323 | 0 | Version 1.0
Pipe conduit |  | Not used | PVC pipe, PVC pressure pipes PVC-U pressure pipe (vinidex) (Australia) |  |  | 2022-09-16 | 2027-09-16 | Australia | S-P-00718 |  | EPD Australasia | https://api.environdec.com/api/v1/EPDLibrary/Files/827ee963-045a-4a79-cf2e-08daa1eb7336/Data | kg | 1480 |  |  |  | 3.46 | 3.46 | -0.00684 | 0.00229 | 0 | 3.4623 | 0 | 3.46 | 3.46 | -0.00684 | 0.00229 | 0 | 3.4623 | 0 | Version 1.0
Pipe conduit |  | Not used | PVC pipe, PVC pressure pipes PVC-M pressure pipe (vinidex) (Australia) |  |  | 2022-09-16 | 2027-09-16 | Australia | S-P-00718 |  | EPD Australasia | https://api.environdec.com/api/v1/EPDLibrary/Files/827ee963-045a-4a79-cf2e-08daa1eb7336/Data | kg | 1480 |  |  |  | 3.55 | 3.55 | -0.00804 | 0.00229 | 0 | 3.5523 | 0 | 3.55 | 3.55 | -0.00804 | 0.00229 | 0 | 3.5523 | 0 | Version 1.0
Pipe conduit |  | Not used | PVC pipe, OUT OF DATE, Non-pressure pipes and conduit (vinidex) (Australia) |  |  | 2016-03-02 | 2021-03-01 | Australia | S-P-00716 |  | EPD Australasia | https://api.environdec.com/api/v1/EPDLibrary/Files/30360b82-5bee-4296-9589-3ec1b30b6136/Data | kg | 1480 |  |  |  | 3.608 | 0 | 0 | 0 | 0 | 3.608 | 0 | 3.608 | 0 | 0 | 0 | 0 | 3.608 | 0 | Version 1.0 | Expired
Polyamide |  | Not used | Polyamide, Polyamide (Beaulieu International Group) (Global) |  |  | 2021-01-08 | 2025-12-28 | Global | S-P-02416 |  | EPD (International) | Data (environdec.com) | kg |  |  |  |  | 7.34 | 0 | 0 | 0 | 0 | 7.34 | 0 | 7.34 | 0 | 0 | 0 | 0 | 7.34 | 0 | Version 1.0 | Expired
Sand | Concrete, Sta MP | Not used | Concrete, Sta MPa, STABILISED SAND 14:1 (Concrite) (NSW) (Southern Highlands, NSW) |  |  | 2022-02-28 | 2027-02-28 | Southern Highlands, NSW | S-P-05479 |  | EPD Australasia | https://epd-australasia.com/wp-content/uploads/2022/02/17765_Concrite_EPD_2022_SP02335.pdf | m³ | 2400 |  |  |  | 109 | 0 | 0 | 0 | 0 | 109 | 0 | 0.045417 | 0 | 0 | 0 | 0 | 0.045417 | 0 | Version 1.0
Sand | Concrete, Sta MP | Not used | Concrete, Sta MPa, STABILISED SAND 8:1 (Concrite) (NSW) (Southern Highlands, NSW) |  |  | 2022-02-28 | 2027-02-28 | Southern Highlands, NSW | S-P-05479 |  | EPD Australasia | https://epd-australasia.com/wp-content/uploads/2022/02/17765_Concrite_EPD_2022_SP02335.pdf | m³ | 2400 |  |  |  | 166 | 0 | 0 | 0 | 0 | 166 | 0 | 0.069167 | 0 | 0 | 0 | 0 | 0.069167 | 0 | Version 1.0
Sand | Concrete, Sta MP | Not used | Concrete, Sta MPa, STABILISED SAND 4:1 (Concrite) (ACT) (Canberra, ACT) |  |  | 2022-02-28 | 2027-02-28 | Canberra, ACT | S-P-05479 |  | EPD Australasia | https://epd-australasia.com/wp-content/uploads/2022/02/17765_Concrite_EPD_2022_SP02335.pdf | m³ | 2400 |  |  |  | 271 | 0 | 0 | 0 | 0 | 271 | 0 | 0.11292 | 0 | 0 | 0 | 0 | 0.11292 | 0 | Version 1.0
Sand | Concrete, Sta MP | Not used | Concrete, Sta MPa, STABILISED SAND 8:1 (Concrite) (ACT) (Canberra, ACT) |  |  | 2022-02-28 | 2027-02-28 | Canberra, ACT | S-P-05479 |  | EPD Australasia | https://epd-australasia.com/wp-content/uploads/2022/02/17765_Concrite_EPD_2022_SP02335.pdf | m³ | 2400 |  |  |  | 186 | 0 | 0 | 0 | 0 | 186 | 0 | 0.0775 | 0 | 0 | 0 | 0 | 0.0775 | 0 | Version 1.0
Steel | Non-structural | Not used | Steel, Non-Alloy Structural Steel (secondary production route - scrap) (Izmir Demir Celik Sanayi ) (Global) |  |  | 2024-07-09 | 2027-07-08 | Global | BREG En EPD No.: 000182 |  | Eco Platform EPD | https://www.greenbooklive.com/filelibrary/EN_15804/EPD/BREGENEPD000182.pdf | tonne | 7850 |  |  |  | 992 | 0 | 0 | 0 | 0 | 992 | 0 | 0.992 | 0 | 0 | 0 | 0 | 0.992 | 0 | Version 1.0
Steel |  | Not used | Galvanising, Hot Dip Galvanising in Australia (galvanising impact of 1 kg of zinc) (Galavanizers Australia) (Australia) |  |  | 2019-09-26 | 2024-09-26 | Australia | S-P-01166 |  | EPD (International) | https://epd-australasia.com/wp-content/uploads/2019/10/Environmental-Product-Declaration-for-Galvanisers-Association-of-Australia.pdf | kg |  |  |  |  | 0.128 | 0 | 0 | 0 | 0 | 0.128 | 0 | 0.128 | 0 | 0 | 0 | 0 | 0.128 | 0 | Version 1.0 | Expired
Steel | Non-structural | Not used | Steel, Non-alloy structural steel (direct reduced iron production) (Emirates steel Industries) (Global) |  |  | 2018-05-18 | 2026-04-20 | Global | ECO EPD 000426 |  | Eco Platform EPD | https://www.greenbooklive.com/filelibrary/EN_15804/EPD/BREGENEPD000132.pdf | tonne | 7850 |  |  |  | 2470 | 2460 | 2.6 | 1.07 | 0 | 2463.67 | 0 | 2.47 | 2.46 | 0.0026 | 0.00107 | 0 | 2.4637 | 0 | Version 1.0 | Expired
Tile | Ceramic tiles | Not used | Ceramic tiles, OUT OF DATE, Ceramic wall tiles (Kaleseramik Canakkale) (Global) |  |  | 2018-05-28 | 2023-05-14 | Global | S-P-00873 |  | EPD (International) | https://api.environdec.com/api/v1/EPDLibrary/Files/7278b797-c801-438a-f1b7-08dcff0c12db/Data | kg |  | 14 |  |  | 0.73571 | 0.73571 | 0.000545 | 0.00048786 | 0 | 0.73675 | 0 | 0.73571 | 0.73571 | 0.000545 | 0.00048786 | 0 | 0.73675 | 0 | Version 1.0 | Expired
Tile | Terracotta tiles | Not used | Roof tiles - clay, OUT OF DATE, Clay roofing tiles (HISPALYT) (Global) |  |  | 2017-06-12 | 2024-05-31 | Global | HISPALYT-008-001 | 1 | AENOR | HISPALYT - Asociación Española de Fabricantes de Ladrillos y Tejas de Arcilla Cocida - Publicaciones | tonne | 2000 |  |  |  | 199 | 0 | 0 | 0 | 0 | 199 | 0 | 0.199 | 0 | 0 | 0 | 0 | 0.199 | 0 | Version 1.0 | Expired
Timber & engineered woods | LVL | Not used | LVL (Laminated Veneer Lumber) (Stora Enso) (Finland) |  |  | 2019-11-12 | 2024-11-15 | Finland | S-P-01730 | Version 1 | EPD (International) | https://api.environdec.com/api/v1/EPDLibrary/Files/e5b39f2f-7029-49f0-b427-4f3108dd95c6/Data | m³ | 510 |  |  |  | -664 | 140 | 0 | 0 | 804 | 140 | 804 | -1.302 | 0.27451 | 0 | 0 | 1.5765 | 0.27451 | 1.5765 | Version 1.0 | Expired
Timber & engineered woods | LVL | Not used | Multiple glued LVL G (Stora Enso) (Finland) |  |  | 2019-11-12 | 2024-11-15 | Finland | S-P-01731 | Version 1 | EPD (International) | https://api.environdec.com/api/v1/EPDLibrary/Files/cffcfc6b-d002-4a7c-98fb-f20421ddcc4d/Data | m³ | 510 |  |  |  | -664 | 140 | 0 | 0 | 804 | 140 | 804 | -1.302 | 0.27451 | 0 | 0 | 1.5765 | 0.27451 | 1.5765 | Version 1.0 | Expired
Timber & engineered woods | LVL | Not used | LVL Rib panel (Stora Enso) (Finland) |  |  | 2019-11-12 | 2024-11-15 | Finland | S-P-01731 | Version 1 | EPD (International) | https://api.environdec.com/api/v1/EPDLibrary/Files/080a14f9-0808-4b7b-881c-042304f141da/Data | m³ | 510 | 74.4 |  |  | -614.879 | 189.121 | 0 | 0 | 804 | 189.121 | 804 | -1.2056 | 0.37083 | 0 | 0 | 1.5765 | 0.37083 | 1.5765 | Version 1.0 | Expired
Vertical services | Lift | Not used | Not used, ORONA NEXT SMART+ S16 LIFT (Usage Cat. 3/4) (Orana) (Global) |  |  | 2021-09-23 | 2026-09-22 | Global | S-P-04548 |  | EPD (International) | https://api.environdec.com/api/v1/EPDLibrary/Files/cdac101a-c4cc-4bb6-6959-08d9b3ca1199/Data | Unit |  |  |  | 4000 | 18333.066 | 18333.066 | 70.2545 | 37.6698 | 0 | 18440.9902 | 0 | 4.5833 | 4.5833 | 0.017564 | 0.0094174 | 0 | 4.6102 | 0 | Version 1.0
Vertical services | Lift | Not used | Not used, ORONA NEXT SMART+ S18 LIFT (Usage Cat. 3/4) (Orana) (Global) |  |  | 2021-09-23 | 2026-09-22 | Global | S-P-04548 |  | EPD (International) | https://api.environdec.com/api/v1/EPDLibrary/Files/cdac101a-c4cc-4bb6-6959-08d9b3ca1199/Data | Unit |  |  |  | 10200 | 39983.706 | 39211.074 | 799.6741 | 67.7985 | 0 | 40078.5466 | 0 | 3.92 | 3.8442 | 0.078399 | 0.0066469 | 0 | 3.9293 | 0 | Version 1.0
Waterproofing |  | Not used | Waterproofing membrane, Waterproofing -PE, PE Waterproofing membrane LPM4 of 140 μm (Watermann Polyworks GmbH) (Global) |  |  | 2023-10-16 | 2028-10-15 | Global | S-P-10794 |  | EPD (International) | https://api.environdec.com/api/v1/EPDLibrary/Files/64d264d1-aa05-4904-132c-08dbca69748b/Data | m² |  | 0.184 |  |  | 0.354 | 0.417 | -0.0647 | 0.000219 | 0 | 0.41722 | 0 | 1.9239 | 2.2663 | -0.35163 | 0.0011902 | 0 | 2.2675 | 0 | Version 1.0
Waterproofing |  | Not used | Waterproofing membrane, Waterproofing membrane - PP, PP Waterproofing membrane extruded A1 of 200 μm (Watermann Polyworks GmbH) (Global) |  |  | 2023-10-16 | 2028-10-15 | Global | S-P-10796 |  | EPD (International) | https://api.environdec.com/api/v1/EPDLibrary/Files/6773c5b5-df45-49ec-132f-08dbca69748b/Data | m² |  | 0.244 |  |  | 0.447 | 0.499 | -0.055 | 0.000178 | 0 | 0.49918 | 0 | 1.832 | 2.0451 | -0.22541 | 0.00072951 | 0 | 2.0458 | 0 | Version 1.0
Waterproofing |  | Not used | Waterproofing membrane, Waterproofing membrane - PP, PP Waterproofing membrane A1 of 200 μm (Watermann Polyworks GmbH) (Global) |  |  | 2023-07-19 | 2028-07-18 | Global | S-P-09487 |  | EPD (International) | https://api.environdec.com/api/v1/EPDLibrary/Files/2073fc30-3d1c-4ea2-9c25-08db7e35bd3c/Data | m² |  | 0.253 |  |  | 0.553 | 0.609 | -0.0593 | 0.000332 | 0 | 0.60933 | 0 | 2.1858 | 2.4071 | -0.23439 | 0.0013123 | 0 | 2.4084 | 0 | Version 1.0
Waterproofing |  | Not used | Waterproofing membrane, Waterproofing -PE, PE Waterproofing membrane LPM5 of 200 μm (Watermann Polyworks GmbH) (Global) |  |  | 2023-10-16 | 2028-10-15 | Global | S-P-09963 |  | EPD (International) | https://api.environdec.com/api/v1/EPDLibrary/Files/facfda9e-5dd1-4533-1385-08dbca69748b/Data | m² |  | 0.249 |  |  | 0.486 | 0.528 | -0.0453 | 0.00019 | 0 | 0.52819 | 0 | 1.9518 | 2.1205 | -0.18193 | 0.00076305 | 0 | 2.1212 | 0 | Version 1.0
Waterproofing |  | Not used | Waterproofing membrane, Waterproofing -PE, PE Waterproofing membrane LPM2 of 100 μm (Watermann Polyworks GmbH) (Global) |  |  | 2023-10-16 | 2028-10-15 | Global | S-P-10795 |  | EPD (International) | https://api.environdec.com/api/v1/EPDLibrary/Files/0cc2bf05-02e8-4565-132a-08dbca69748b/Data | m² |  | 0.153 |  |  | 0.315 | 0.342 | -0.029 | 0.00013 | 0 | 0.34213 | 0 | 2.0588 | 2.2353 | -0.18954 | 0.00084967 | 0 | 2.2361 | 0 | Version 1.0
Waterproofing |  | Not used | Waterproofing membrane, Waterproofing membrane - PCV, Mapeplan M Broof t1-t3 (Polyglass SpA) (Global) |  |  | 2021-08-11 | 2026-08-10 | Global | S-P-00905 |  | EPD (International) | https://api.environdec.com/api/v1/EPDLibrary/Files/27dc9497-6129-4f29-823f-08d941d5f1c9/Data | m² |  |  |  |  | 2.25 | 2.27 | -0.0333 | 0.0166 | 0 | 2.2866 | 0 | [7 empty] | Version 1.0
Waterproofing |  | Not used | Waterproofing membrane, Waterproofing membrane - PCV, Mapeplan B (Polyglass SpA) (Global) |  |  | 2021-08-11 | 2026-08-10 | Global | S-P-00905 |  | EPD (International) | https://api.environdec.com/api/v1/EPDLibrary/Files/27dc9497-6129-4f29-823f-08d941d5f1c9/Data | m² |  |  |  |  | 2.17 | 2.18 | -0.0299 | 0.0166 | 0 | 2.1966 | 0 | [7 empty] | Version 1.0
Waterproofing |  | Not used | Waterproofing membrane, Waterproofing membrane - PCV, FATRAFOL 803S (thickness 1,5 mm) (Fatra, a.s) (Global) |  |  | 2023-10-17 | 2028-08-24 | Global | S-P-10511 |  | EPD (International) | https://api.environdec.com/api/v1/EPDLibrary/Files/59447d3b-7f77-4859-1333-08dbca69748b/Data | m² |  | 1.86 |  |  | 5.26 | 5.28 | -0.0416 | 0.0315 | 0 | 5.3115 | 0 | 2.828 | 2.8387 | -0.022366 | 0.016935 | 0 | 2.8556 | 0 | Version 1.0
Waterproofing |  | Not used | Waterproofing membrane, Waterproofing membrane - PCV, AQUAPLAST 805 (thickness 1,5 mm) (Fatra, a.s) (Global) |  |  | 2023-10-17 | 2028-08-24 | Global | S-P-10511 |  | EPD (International) | https://api.environdec.com/api/v1/EPDLibrary/Files/59447d3b-7f77-4859-1333-08dbca69748b/Data | m² |  | 1.86 |  |  | 5.26 | 5.28 | -0.0416 | 0.0315 | 0 | 5.3115 | 0 | 2.828 | 2.8387 | -0.022366 | 0.016935 | 0 | 2.8556 | 0 | Version 1.0
Waterproofing |  | Not used | Waterproofing membrane, Waterproofing membrane - PCV, FATRAFOL 911 (thickness 1,5 mm) (Fatra, a.s) (Global) |  |  | 2023-10-17 | 2028-08-24 | Global | S-P-10511 |  | EPD (International) | https://api.environdec.com/api/v1/EPDLibrary/Files/59447d3b-7f77-4859-1333-08dbca69748b/Data | m² |  | 1.86 |  |  | 5.26 | 5.28 | -0.0416 | 0.0315 | 0 | 5.3115 | 0 | 2.828 | 2.8387 | -0.022366 | 0.016935 | 0 | 2.8556 | 0 | Version 1.0
Waterproofing |  | Not used | Waterproofing membrane, Waterproofing membrane - PCV, FATRAFOL 810 (thickness 1,5 mm) (Fatra, a.s) (Global) |  |  | 2023-10-17 | 2028-08-24 | Global | S-P-10510 |  | EPD (International) | https://api.environdec.com/api/v1/EPDLibrary/Files/d11a5df1-277a-45e7-1334-08dbca69748b/Data | m² |  | 1.89 |  |  | 5.52 | 5.54 | -0.0406 | 0.0296 | 0 | 5.5696 | 0 | 2.9206 | 2.9312 | -0.021481 | 0.015661 | 0 | 2.9469 | 0 | Version 1.0
Waterproofing |  | Not used | Waterproofing membrane, Waterproofing membrane - PCV, FATRAFOL 810/V (thickness 1,5 mm) (Fatra, a.s) (Global) |  |  | 2023-10-17 | 2028-08-24 | Global | S-P-10510 |  | EPD (International) | https://api.environdec.com/api/v1/EPDLibrary/Files/d11a5df1-277a-45e7-1334-08dbca69748b/Data | m² |  | 1.89 |  |  | 5.52 | 5.54 | -0.0406 | 0.0296 | 0 | 5.5696 | 0 | 2.9206 | 2.9312 | -0.021481 | 0.015661 | 0 | 2.9469 | 0 | Version 1.0
Waterproofing |  | Not used | Waterproofing membrane, Waterproofing membrane - PCV, FATRAFOL 818 (thickness 1,5 mm) (Fatra, a.s) (Global) |  |  | 2023-10-17 | 2028-08-24 | Global | S-P-10510 |  | EPD (International) | https://api.environdec.com/api/v1/EPDLibrary/Files/d11a5df1-277a-45e7-1334-08dbca69748b/Data | m² |  | 1.89 |  |  | 5.52 | 5.54 | -0.0406 | 0.0296 | 0 | 5.5696 | 0 | 2.9206 | 2.9312 | -0.021481 | 0.015661 | 0 | 2.9469 | 0 | Version 1.0
Waterproofing |  | Not used | Waterproofing membrane, Waterproofing membrane - PCV, Mapeplan T M (E) (Polyglass SpA) (Global) |  |  | 2021-08-11 | 2026-08-10 | Global | S-P-00906 |  | EPD (International) | https://api.environdec.com/api/v1/EPDLibrary/Files/9ca6bbde-5432-4490-8247-08d941d5f1c9/Data | m² |  |  |  |  | 3.47 | 3.49 | -0.0214 | 0.00198 | 0 | 3.492 | 0 | [7 empty] | Version 1.0
Waterproofing |  | Not used | Waterproofing membrane, Waterproofing membrane - PCV, Mapeplan T M Broof t1 (Polyglass SpA) (Global) |  |  | 2021-08-11 | 2026-08-10 | Global | S-P-00906 |  | EPD (International) | https://api.environdec.com/api/v1/EPDLibrary/Files/9ca6bbde-5432-4490-8247-08d941d5f1c9/Data | m² |  |  |  |  | 3.84 | 3.86 | -0.0193 | 0.00209 | 0 | 3.8621 | 0 | [7 empty] | Version 1.0
Waterproofing |  | Not used | Waterproofing membrane, Waterproofing membrane - PCV, FATRAFOL 814 (thickness 2,5 mm) (Fatra, a.s) (Global) |  |  | 2023-10-17 | 2028-08-24 | Global | S-P-10509 |  | EPD (International) | https://api.environdec.com/api/v1/EPDLibrary/Files/42b1fe9e-f6ec-43fb-1335-08dbca69748b/Data | m² |  | 3.1 |  |  | 9.63 | 9.63 | -0.0558 | 0.0518 | 0 | 9.6818 | 0 | 3.1065 | 3.1065 | -0.018 | 0.01671 | 0 | 3.1232 | 0 | Version 1.0
Waterproofing |  | Not used | Waterproofing membrane, Waterproofing membrane - PCV, Mapeplan T B (Polyglass SpA) (Global) |  |  | 2021-08-11 | 2026-08-10 | Global | S-P-00906 |  | EPD (International) | https://api.environdec.com/api/v1/EPDLibrary/Files/9ca6bbde-5432-4490-8247-08d941d5f1c9/Data | m² |  |  |  |  | 3.68 | 3.69 | -0.0162 | 0.0021 | 0 | 3.6921 | 0 | [7 empty] | Version 1.0
Waterproofing |  | Not used | Waterproofing membrane, Waterproofing membrane - PCV, Mapeplan T I (Polyglass SpA) (Global) |  |  | 2021-08-11 | 2026-08-10 | Global | S-P-00906 |  | EPD (International) | https://api.environdec.com/api/v1/EPDLibrary/Files/9ca6bbde-5432-4490-8247-08d941d5f1c9/Data | m² |  |  |  |  | 3.8 | 3.81 | -0.0158 | 0.00215 | 0 | 3.8121 | 0 | [7 empty] | Version 1.0
Waterproofing |  | Not used | Waterproofing membrane, Waterproofing membrane - PCV, Mapeplan T M Broof t2-t3 (Polyglass SpA) (Global) |  |  | 2021-08-11 | 2026-08-10 | Global | S-P-00906 |  | EPD (International) | https://api.environdec.com/api/v1/EPDLibrary/Files/9ca6bbde-5432-4490-8247-08d941d5f1c9/Data | m² |  |  |  |  | 4.82 | 4.83 | -0.0149 | 0.00238 | 0 | 4.8324 | 0 | [7 empty] | Version 1.0
Waterproofing |  | Not used | Waterproofing membrane, Waterproofing membrane - PCV, Mapeplan T Af (Polyglass SpA) (Global) |  |  | 2021-08-11 | 2026-08-10 | Global | S-P-00906 |  | EPD (International) | https://api.environdec.com/api/v1/EPDLibrary/Files/9ca6bbde-5432-4490-8247-08d941d5f1c9/Data | m² |  |  |  |  | 5.79 | 5.8 | -0.0129 | 0.00233 | 0 | 5.8023 | 0 | [7 empty] | Version 1.0
Waterproofing |  | Not used | Waterproofing membrane, Waterproofing membrane - PCV, Mapeplan T Af Broof t1 (Polyglass SpA) (Global) |  |  | 2021-08-11 | 2026-08-10 | Global | S-P-00906 |  | EPD (International) | https://api.environdec.com/api/v1/EPDLibrary/Files/9ca6bbde-5432-4490-8247-08d941d5f1c9/Data | m² |  |  |  |  | 6.41 | 6.42 | -0.0105 | 0.00246 | 0 | 6.4225 | 0 | [7 empty] | Version 1.0
Waterproofing |  | Not used | Waterproofing membrane, Waterproofing membrane - PCV, Mapeplan T Af Broof t2 (Polyglass SpA) (Global) |  |  | 2021-08-11 | 2026-08-10 | Global | S-P-00906 |  | EPD (International) | https://api.environdec.com/api/v1/EPDLibrary/Files/9ca6bbde-5432-4490-8247-08d941d5f1c9/Data | m² |  |  |  |  | 7.31 | 7.32 | -0.00519 | 0.00265 | 0 | 7.3227 | 0 | [7 empty] | Version 1.0
Waterproofing |  | Not used | Waterproofing membrane, Waterproofing membrane - bitumen, Mataki UnoTech FR (Nordic Waterproofing AB) (Sweden) |  |  | 2020-04-14 | 2025-04-07 | Sweden | S-P-01899 |  | EPD (International) | https://api.environdec.com/api/v1/EPDLibrary/Files/45acaf18-9ab6-408d-b51f-07736e89b1ed/Data | m² |  |  |  |  | 3.16 | 0 | 0 | 0 | 0 | 3.16 | 0 | [7 empty] | Version 1.0 | Expired
Waterproofing |  | Not used | Waterproofing membrane, Waterproofing membrane - bitumen, Mataki Ettlags Sveisebelegg (Nordic Waterproofing AB) (Sweden) |  |  | 2020-04-14 | 2025-04-07 | Sweden | S-P-01899 |  | EPD (International) | https://api.environdec.com/api/v1/EPDLibrary/Files/45acaf18-9ab6-408d-b51f-07736e89b1ed/Data | m² |  |  |  |  | 3.16 | 0 | 0 | 0 | 0 | 3.16 | 0 | [7 empty] | Version 1.0 | Expired
Waterproofing |  | Not used | Waterproofing membrane, Waterproofing membrane - bitumen, Trebolit Elastolit 001 (Nordic Waterproofing AB) (Sweden) |  |  | 2020-04-14 | 2025-04-07 | Sweden | S-P-01899 |  | EPD (International) | https://api.environdec.com/api/v1/EPDLibrary/Files/45acaf18-9ab6-408d-b51f-07736e89b1ed/Data | m² |  |  |  |  | 3.16 | 0 | 0 | 0 | 0 | 3.16 | 0 | [7 empty] | Version 1.0 | Expired
Waterproofing |  | Not used | Waterproofing membrane, Waterproofing membrane - bitumen, Mataki UnoTech (Nordic Waterproofing AB) (Sweden) |  |  | 2020-04-14 | 2025-04-07 | Sweden | S-P-01899 |  | EPD (International) | https://api.environdec.com/api/v1/EPDLibrary/Files/45acaf18-9ab6-408d-b51f-07736e89b1ed/Data | m² |  |  |  |  | 2.93 | 0 | 0 | 0 | 0 | 2.93 | 0 | [7 empty] | Version 1.0 | Expired
Waterproofing |  | Not used | Waterproofing membrane, Waterproofing membrane - bitumen, Trebolit Elastolit R01 (Nordic Waterproofing AB) (Sweden) |  |  | 2020-04-14 | 2025-04-07 | Sweden | S-P-01899 |  | EPD (International) | https://api.environdec.com/api/v1/EPDLibrary/Files/45acaf18-9ab6-408d-b51f-07736e89b1ed/Data | m² |  |  |  |  | 2.93 | 0 | 0 | 0 | 0 | 2.93 | 0 | [7 empty] | Version 1.0 | Expired
Waterproofing |  | Not used | Waterproofing membrane, Waterproofing membrane - bitumen, Mataki Power FR (Nordic Waterproofing AB) (Sweden) |  |  | 2020-04-14 | 2025-04-07 | Sweden | S-P-01899 |  | EPD (International) | https://api.environdec.com/api/v1/EPDLibrary/Files/45acaf18-9ab6-408d-b51f-07736e89b1ed/Data | m² |  |  |  |  | 3.25 | 0 | 0 | 0 | 0 | 3.25 | 0 | [7 empty] | Version 1.0 | Expired
Waterproofing |  | Not used | Waterproofing membrane, Waterproofing membrane - bitumen, Trebolit E-LIT M (Nordic Waterproofing AB) (Sweden) |  |  | 2020-04-14 | 2025-04-07 | Sweden | S-P-01899 |  | EPD (International) | https://api.environdec.com/api/v1/EPDLibrary/Files/45acaf18-9ab6-408d-b51f-07736e89b1ed/Data | m² |  |  |  |  | 3.25 | 0 | 0 | 0 | 0 | 3.25 | 0 | [7 empty] | Version 1.0 | Expired
Waterproofing |  | Not used | Waterproofing membrane, Waterproofing membrane - bitumen, Base + Top (BMI Sverige AB) (Scandinavia) |  |  | 2021-05-18 | 2026-05-18 | Scandinavia | S-P-03761 |  | EPD (International) | https://api.environdec.com/api/v1/EPDLibrary/Files/3dfc1fa2-759b-465c-1d03-08d91e80c3d9/Data | m² |  | 8.2 |  |  | 0.0268 | 0 | 0 | 0 | 0 | 0.0268 | 0 | 0.0032683 | 0 | 0 | 0 | 0 | 0.0032683 | 0 | Version 1.0 | Expired
Waterproofing |  | Not used | Waterproofing membrane, Waterproofing membrane - bitumen, Base SV + Top SV (BMI Sverige AB) (Scandinavia) |  |  | 2021-05-18 | 2026-05-18 | Scandinavia | S-P-03761 |  | EPD (International) | https://api.environdec.com/api/v1/EPDLibrary/Files/3dfc1fa2-759b-465c-1d03-08d91e80c3d9/Data | m² |  | 8.2 |  |  | 0.00268 | 0 | 0 | 0 | 0 | 0.00268 | 0 | 0.00032683 | 0 | 0 | 0 | 0 | 0.00032683 | 0 | Version 1.0 | Expired
Waterproofing |  | Not used | Waterproofing membrane, Waterproofing membrane - bitumen, Base SV + Base SV (BMI Sverige AB) (Scandinavia) |  |  | 2021-05-18 | 2026-05-18 | Scandinavia | S-P-03761 |  | EPD (International) | https://api.environdec.com/api/v1/EPDLibrary/Files/3dfc1fa2-759b-465c-1d03-08d91e80c3d9/Data | m² |  | 7 |  |  | 0.0202 | 0 | 0 | 0 | 0 | 0.0202 | 0 | 0.0028857 | 0 | 0 | 0 | 0 | 0.0028857 | 0 | Version 1.0 | Expired
Waterproofing |  | Not used | Waterproofing membrane, Waterproofing membrane - bitumen, Base KL + Top KL (BMI Sverige AB) (Scandinavia) |  |  | 2021-05-18 | 2026-05-18 | Scandinavia | S-P-03761 |  | EPD (International) | https://api.environdec.com/api/v1/EPDLibrary/Files/3dfc1fa2-759b-465c-1d03-08d91e80c3d9/Data | m² |  | 6.5 |  |  | 0.025 | 0 | 0 | 0 | 0 | 0.025 | 0 | 0.0038462 | 0 | 0 | 0 | 0 | 0.0038462 | 0 | Version 1.0 | Expired
Waterproofing |  | Not used | Waterproofing membrane, Waterproofing membrane - bitumen, Base K + Top KL (BMI Sverige AB) (Scandinavia) |  |  | 2021-05-18 | 2026-05-18 | Scandinavia | S-P-03761 |  | EPD (International) | https://api.environdec.com/api/v1/EPDLibrary/Files/3dfc1fa2-759b-465c-1d03-08d91e80c3d9/Data | m² |  | 6.5 |  |  | 0.0025 | 0 | 0 | 0 | 0 | 0.0025 | 0 | 0.00038462 | 0 | 0 | 0 | 0 | 0.00038462 | 0 | Version 1.0 | Expired
Waterproofing |  | Not used | Waterproofing membrane, Waterproofing membrane - bitumen, Base KL + Base KL (BMI Sverige AB) (Scandinavia) |  |  | 2021-05-18 | 2026-05-18 | Scandinavia | S-P-03761 |  | EPD (International) | https://api.environdec.com/api/v1/EPDLibrary/Files/3dfc1fa2-759b-465c-1d03-08d91e80c3d9/Data | m² |  | 5 |  |  | 0.0154 | 0 | 0 | 0 | 0 | 0.0154 | 0 | 0.00308 | 0 | 0 | 0 | 0 | 0.00308 | 0 | Version 1.0 | Expired
Waterproofing |  | Not used | Waterproofing membrane, Waterproofing membrane - bitumen, Base K + Base K (BMI Sverige AB) (Scandinavia) |  |  | 2021-05-18 | 2026-05-18 | Scandinavia | S-P-03761 |  | EPD (International) | https://api.environdec.com/api/v1/EPDLibrary/Files/3dfc1fa2-759b-465c-1d03-08d91e80c3d9/Data | m² |  | 5 |  |  | 0.00154 | 0 | 0 | 0 | 0 | 0.00154 | 0 | 0.000308 | 0 | 0 | 0 | 0 | 0.000308 | 0 | Version 1.0 | Expired
Waterproofing |  | Not used | Waterproofing membrane, Waterproofing membrane - bitumen, Reinforced bitumen sheets for roof waterproofing (underlayers) (Nordic Waterproofing AB) (Sweden) |  |  | 2020-04-14 | 2025-04-07 | Sweden | S-P-01900 |  | EPD (International) | https://api.environdec.com/api/v1/EPDLibrary/Files/4d46ee5e-e38a-404a-bbfc-9229d794d249/Data | m² |  |  |  |  | 1.71 | 0 | 0 | 0 | 0 | 1.71 | 0 | [7 empty] | Version 1.0 | Expired
Waterproofing |  | Not used | Waterproofing membrane, Waterproofing membrane - bitumen, Mono P (BMI Sverige AB) (Europe) |  |  | 2022-03-30 | 2027-02-25 | Europe | S-P-02105 |  | EPD (International) | https://api.environdec.com/api/v1/EPDLibrary/Files/d48a2c2d-9f8c-4361-1667-08da0fd87809/Data | m² |  | 5.51 |  |  | 3.41 | 0 | 0 | 0 | 0 | 3.41 | 0 | 0.61887 | 0 | 0 | 0 | 0 | 0.61887 | 0 | Version 1.0
Waterproofing |  | Not used | Waterproofing membrane, Waterproofing membrane - bitumen, Mono PC (BMI Sverige AB) (Europe) |  |  | 2022-03-30 | 2027-02-25 | Europe | S-P-02105 |  | EPD (International) | https://api.environdec.com/api/v1/EPDLibrary/Files/d48a2c2d-9f8c-4361-1667-08da0fd87809/Data | m² |  | 5.51 |  |  | 3.55 | 0 | 0 | 0 | 0 | 3.55 | 0 | 0.64428 | 0 | 0 | 0 | 0 | 0.64428 | 0 | Version 1.0
Waterproofing |  | Not used | Waterproofing membrane, Waterproofing membrane - bitumen, Mono PM (BMI Sverige AB) (Europe) |  |  | 2022-03-30 | 2027-02-25 | Europe | S-P-02105 |  | EPD (International) | https://api.environdec.com/api/v1/EPDLibrary/Files/d48a2c2d-9f8c-4361-1667-08da0fd87809/Data | m² |  | 5.51 |  |  | 2.81 | 0 | 0 | 0 | 0 | 2.81 | 0 | 0.50998 | 0 | 0 | 0 | 0 | 0.50998 | 0 | Version 1.0
Waterproofing |  | Not used | Waterproofing membrane, Waterproofing membrane - bitumen, Mono PR (BMI Sverige AB) (Europe) |  |  | 2022-03-30 | 2027-02-25 | Europe | S-P-02105 |  | EPD (International) | https://api.environdec.com/api/v1/EPDLibrary/Files/d48a2c2d-9f8c-4361-1667-08da0fd87809/Data | m² |  | 5.51 |  |  | 2.4 | 0 | 0 | 0 | 0 | 2.4 | 0 | 0.43557 | 0 | 0 | 0 | 0 | 0.43557 | 0 | Version 1.0
Waterproofing |  | Not used | Waterproofing membrane, Waterproofing membrane - bitumen, Mono Noxite (BMI Sverige AB) (Europe) |  |  | 2022-03-30 | 2027-02-25 | Europe | S-P-02105 |  | EPD (International) | https://api.environdec.com/api/v1/EPDLibrary/Files/d48a2c2d-9f8c-4361-1667-08da0fd87809/Data | m² |  | 5.51 |  |  | 3.9 | 0 | 0 | 0 | 0 | 3.9 | 0 | 0.7078 | 0 | 0 | 0 | 0 | 0.7078 | 0 | Version 1.0
Waterproofing |  | Not used | Waterproofing membrane, Waterproofing membrane - bitumen, Primaflex M (BMI Sverige AB) (Europe) |  |  | 2022-03-30 | 2027-02-25 | Europe | S-P-02105 |  | EPD (International) | https://api.environdec.com/api/v1/EPDLibrary/Files/d48a2c2d-9f8c-4361-1667-08da0fd87809/Data | m² |  | 5.51 |  |  | 2.81 | 0 | 0 | 0 | 0 | 2.81 | 0 | 0.50998 | 0 | 0 | 0 | 0 | 0.50998 | 0 | Version 1.0
Waterproofing |  | Not used | Waterproofing membrane, Waterproofing membrane - bitumen, Primaflex R (BMI Sverige AB) (Europe) |  |  | 2022-03-30 | 2027-02-25 | Europe | S-P-02105 |  | EPD (International) | https://api.environdec.com/api/v1/EPDLibrary/Files/d48a2c2d-9f8c-4361-1667-08da0fd87809/Data | m² |  | 5.51 |  |  | 2.4 | 0 | 0 | 0 | 0 | 2.4 | 0 | 0.43557 | 0 | 0 | 0 | 0 | 0.43557 | 0 | Version 1.0
Waterproofing |  | Not used | TVA1 Systems (Danosa SA) (Global) |  |  | 2023-03-31 | 2028-03-28 | Global | S-P-01493 |  | EPD (International) | https://api.environdec.com/api/v1/EPDLibrary/Files/0aebff21-7154-4f4a-1811-08db312e2dc4/Data | m² |  |  |  |  | 6.34 | 6.32 | 0.00422 | 0.015 | 0 | 6.3392 | 0 | [7 empty] | Version 1.0
Waterproofing |  | Not used | NTV5 (Danosa SA) (Global) |  |  | 2023-03-31 | 2028-03-28 | Global | S-P-01493 |  | EPD (International) | https://api.environdec.com/api/v1/EPDLibrary/Files/0aebff21-7154-4f4a-1811-08db312e2dc4/Data | m² |  |  |  |  | 3.52 | 3.51 | 0.00299 | 0 | 0 | 3.513 | 0 | [7 empty] | Version 1.0
Window | Window, Wood frame | Not used | Window, Wood frame, Ribo wood top guided window (Velfac) (Global) |  |  | 2023-09-15 | 2028-09-15 | Global | S-P-05381 |  | EPD (International) | https://api.environdec.com/api/v1/EPDLibrary/Files/7fe0cdcd-a5b1-4d0b-8868-08dbc3e797a5/Data | m² |  | 36.08 |  |  | 32.6 | 56.7 | -25.8 | 1.56 | 16.6496 | 58.26 | 16.6496 | 0.90355 | 1.5715 | -0.71508 | 0.043237 | 0.46146 | 1.6147 | 0.46146 | Version 1.0
Window | Window, Aluminium frame | Not used | Window, Aluminium frame, 126T Punched window PVDF (Overgaard) (USA) |  |  | 2022-07-11 | 2027-07-11 | USA | S-P-06516 |  | EPD (International) | https://api.environdec.com/api/v1/EPDLibrary/Files/e4092be2-63ee-44a3-ad39-08da599e304a/Data | m² |  | 43.345 |  |  | 281 | 285 | -0.0259 | 0.00068 | 0 | 285.0007 | 0 | 6.4829 | 6.5752 | -0.00059753 | 1.5688e-05 | 0 | 6.5752 | 0 | Version 1.0
Window | Window, Aluminium frame | Not used | Window, Aluminium frame, Aluminium windows Strugal S140RP infinty anodized (Strugal) (Global) |  |  | 2022-01-10 | 2027-01-10 | Global | S-P-05211 |  | EPD (International) | https://api.environdec.com/api/v1/EPDLibrary/Files/1112f09e-60a7-40ec-ab0d-08d9c4927501/Data | m² |  | 51.0054 |  |  | 165 | 164 | 0.767 | 0.671 | 0 | 165.438 | 0 | 3.2349 | 3.2153 | 0.015038 | 0.013155 | 0 | 3.2435 | 0 | Version 1.0
Window | Window, Aluminium frame | Not used | Window, Aluminium frame, Window 45, recycled material (AEA) (Global) |  |  | 2020-07-22 | 2025-07-22 | Global | S-P-02163 |  | EPD (International) | https://api.environdec.com/api/v1/EPDLibrary/Files/11ed9f76-c75b-4817-bd94-483f825dd9fd/Data | m² |  | 48.8 |  |  | 117 | 117 | 0.112 | 0.146 | 0 | 117.258 | 0 | 2.3975 | 2.3975 | 0.0022951 | 0.0029918 | 0 | 2.4028 | 0 | Version 1.0 | Expired
Window | Window, Aluminium frame | Not used | Window, Aluminium frame, Aluminium windows Strugal S53RP+ anodized (Strugal) (Global) |  |  | 2022-01-10 | 2027-01-10 | Global | S-P-05211 |  | EPD (International) | https://api.environdec.com/api/v1/EPDLibrary/Files/1112f09e-60a7-40ec-ab0d-08d9c4927501/Data | m² |  | 34.8152 |  |  | 117 | 116 | 0.702 | 0.532 | 0 | 117.234 | 0 | 3.3606 | 3.3319 | 0.020164 | 0.015281 | 0 | 3.3673 | 0 | Version 1.0
Window | Window, Aluminium frame | Not used | Window, Aluminium frame, Aluminium windows Strugal S88RP infinty anodized (Strugal) (Global) |  |  | 2022-01-10 | 2027-01-10 | Global | S-P-05211 |  | EPD (International) | https://api.environdec.com/api/v1/EPDLibrary/Files/1112f09e-60a7-40ec-ab0d-08d9c4927501/Data | m² |  | 51.3641 |  |  | 135 | 134 | 0.715 | 0.508 | 0 | 135.223 | 0 | 2.6283 | 2.6088 | 0.01392 | 0.0098902 | 0 | 2.6326 | 0 | Version 1.0
Window | Window, Aluminium frame | Not used | Window, Aluminium frame, Window ATS 105 outward opening top swing aluminium, with wood (Lyssand) (Global) |  |  | 2023-03-20 | 2028-03-19 | Global | S-P-08016 |  | EPD (International) | https://api.environdec.com/api/v1/EPDLibrary/Files/0e6a8651-ccc0-4a72-2503-08db259f9365/Data | m² |  | 40.02 |  |  | 46.1 | 63.2 | -17.2 | 0.0561 | 30.8 | 76.8561 | 30.8 | 1.1519 | 1.5792 | -0.42979 | 0.0014018 | 0.76962 | 1.9204 | 0.76962 | Version 1.0
Window | Window, Wood frame | Not used | Window, Wood frame, Top-swing window wood 105 (Lyssand) (Global) |  |  | 2023-03-20 | 2028-03-19 | Global | S-P-07884 |  | EPD (International) | https://api.environdec.com/api/v1/EPDLibrary/Files/0be673c2-c319-47d6-2512-08db259f9365/Data | m² |  | 35.522 |  |  | 38.8 | 54.5 | -15.9 | 0.0942 | 26.4 | 65.0942 | 26.4 | 1.0923 | 1.5343 | -0.44761 | 0.0026519 | 0.7432 | 1.8325 | 0.7432 | Version 1.0
Window | Window, Wood frame | Not used | Window, Wood frame, Outward opening top hung wood window (Elitfonster) (Global) |  |  | 2022-05-16 | 2027-05-15 | Global | S-P-05383 |  | EPD (International) | Data (environdec.com) | m² |  | 37.17 |  |  | 37.38 | 54.62 | -17.54 | 0.13 | 18.7 | 55.91 | 18.7 | 1.0056 | 1.4695 | -0.47189 | 0.0034974 | 0.50309 | 1.5042 | 0.50309 | Version 1.0
Window | Window, Wood frame | Not used | Window, Wood frame, Outward opening top hung wood window (Elitfonster) (Global) |  |  | 2022-05-16 | 2027-05-15 | Global | S-P-05383 |  | EPD (International) | Data (environdec.com) | m² |  | 37.17 |  |  | 37.38 | 54.62 | -17.54 | 0.13 | 18.7 | 55.91 | 18.7 | 1.0056 | 1.4695 | -0.47189 | 0.0034974 | 0.50309 | 1.5042 | 0.50309 | Version 1.0
Timber & engineered woods | OSB | OSB | Oriented Strand Board (OSB) (Kronospan Orman) (Turkey) | Eng_Timber_OSB | Eng_Timber_OSB | 2023-06-15 | 2028-06-14 | Turkey | S-P-08738 | Version 1 | EPD (International) | https://api.environdec.com/api/v1/EPDLibrary/Files/6af2b676-5a23-43a9-86a6-08db9e3bfd8a/Data | m³ | 630 |  |  |  | -841 | 195 | -1040 | 0 | 1039.5 | 195 | 1039.5 | -1.3349 | 0.30952 | -1.6508 | 0 | 1.65 | 0.30952 | 1.65 | Version 1.0
Timber & engineered woods | OSB | OSB | OSB, Egger OSB boards Fritz Egger GmbH and Co. OG (Egger) (Global) | Eng_Timber_OSB | Eng_Timber_OSB | 2024-12-19 | 2029-12-18 | Global | EPD-EGG-20240403-IBD2-EN |  | Eco Platform EPD | https://www.egger.com/get_download/0b9a6cee-8a7b-47c6-a1e8-a1eb855cce32/Environmental_product_declaration_EGGER+_OSB_EN.pdf | m³ | 607 |  |  |  | -805 | 172 | -978 | 0.303 | 992.2 | 186.503 | 992.2 | -1.3262 | 0.28336 | -1.6112 | 0.00049918 | 1.6346 | 0.30725 | 1.6346 | Version 1.0
Timber & engineered woods | OSB | OSB | OSB, Oreinted Strand Board (Sonae Arauco) (Global) | Eng_Timber_OSB | Eng_Timber_OSB | 2022-09-06 | 2027-09-05 | Global | EPD-SON-20220209-ICCI-EN |  | IBU | epd_agepan_osb_ecoboard_osb_ecoboard_.pdf (sonaearauco.com) | m³ | 601 |  |  |  | -658 | 341 | -1000 | 2.04 | 1041.3333 | 384.3733 | 1041.3333 | -1.0948 | 0.56739 | -1.6639 | 0.0033943 | 1.7327 | 0.63956 | 1.7327 | Version 1.0
Timber & engineered woods | OSB | OSB | OSB, Global, Oriented Strand Board (620kg/m3) (Norbord Europe Ltd) (Global) | Eng_Timber_OSB | Eng_Timber_OSB | 2022-07-21 | 2027-07-20 | Global | S-P-01850 |  | EPD (International) | https://api.environdec.com/api/v1/EPDLibrary/Files/b4c3d1cb-ba83-415c-ad77-08dbbea226bc/Data | m³ | 620 |  |  |  | -923 | 102 | -1030 | 0.0781 | 1023 | 102.0781 | 1023 | -1.4887 | 0.16452 | -1.6613 | 0.00012597 | 1.65 | 0.16464 | 1.65 | Version 1.0
Timber & engineered woods | OSB | OSB | OSB, Global, Oriented Strand Board (600kg/m3) (Norbord Europe Ltd) (Global) | Eng_Timber_OSB | Eng_Timber_OSB | 2022-07-21 | 2027-07-20 | Global | S-P-01850 |  | EPD (International) | https://api.environdec.com/api/v1/EPDLibrary/Files/b4c3d1cb-ba83-415c-ad77-08dbbea226bc/Data | m³ | 600 |  |  |  | -896 | 101 | -999 | 0.179 | 990 | 101.179 | 990 | -1.4933 | 0.16833 | -1.665 | 0.00029833 | 1.65 | 0.16863 | 1.65 | Version 1.0
Structural Insulated Panel (SIP) | Panel - SIP >100mm | Panel - SIP >100mm | Panel - SIP >100mm, , InsulWall® - 140mm (Bondor) | Panel_SIP_more100 | Panel_SIP_more100 | 2023-05-15 | 2028-05-15 | Australia | S-P-08462 | Version 1 | EPD Australasia | https://epd-australasia.com/wp-content/uploads/2023/05/SP08462-Bondor-EPD_EPS-FR_May23.pdf | m² |  | 12.5 |  |  | 42.5 | 46.9 | -0.491 | 0 | 0 | 46.9 | 0 | 3.4 | 3.752 | -0.03928 | 0 | 0 | 3.752 | 0 | Version 1.0
Structural Insulated Panel (SIP) | Panel - SIP >100mm | Panel - SIP >100mm | Panel - SIP >100mm, , Equideck® - 250mm (Bondor) | Panel_SIP_more100 | Panel_SIP_more100 | 2023-05-15 | 2028-05-15 | Australia | S-P-08462 | Version 1 | EPD Australasia | https://epd-australasia.com/wp-content/uploads/2023/05/SP08462-Bondor-EPD_EPS-FR_May23.pdf | m² |  | 14 |  |  | 51.3 | 52.5 | -1.2 | 0 | 0 | 52.5 | 0 | 3.6643 | 3.75 | -0.085714 | 0 | 0 | 3.75 | 0 | Version 1.0
Structural Insulated Panel (SIP) | Panel - SIP >100mm | Panel - SIP >100mm | Panel - SIP >100mm, , BondorPanel® 0.6mm steel – 250mm (Bondor) | Panel_SIP_more100 | Panel_SIP_more100 | 2023-05-15 | 2028-05-15 | Australia | S-P-08462 | Version 1 | EPD Australasia | https://epd-australasia.com/wp-content/uploads/2023/05/SP08462-Bondor-EPD_EPS-FR_May23.pdf | m² |  | 14.9 |  |  | 43.2 | 44 | -0.819 | 0 | 0 | 44 | 0 | 2.8993 | 2.953 | -0.054966 | 0 | 0 | 2.953 | 0 | Version 1.0
Structural Insulated Panel (SIP) | Panel - SIP >100mm | Panel - SIP >100mm | Panel - SIP >100mm, , Equitilt® 0.7mm steel – 250mm (Bondor) | Panel_SIP_more100 | Panel_SIP_more100 | 2023-05-15 | 2028-05-15 | Australia | S-P-08462 | Version 1 | EPD Australasia | https://epd-australasia.com/wp-content/uploads/2023/05/SP08462-Bondor-EPD_EPS-FR_May23.pdf | m² |  | 14.9 |  |  | 55.4 | 56.3 | -0.865 | 0 | 0 | 56.3 | 0 | 3.7181 | 3.7785 | -0.058054 | 0 | 0 | 3.7785 | 0 | Version 1.0
Structural Insulated Panel (SIP) | Panel - SIP >100mm | Panel - SIP >100mm | Panel - SIP >100mm, , Equitilt® 0.6mm steel – 250mm (Bondor) | Panel_SIP_more100 | Panel_SIP_more100 | 2023-05-15 | 2028-05-15 | Australia | S-P-08462 | Version 1 | EPD Australasia | https://epd-australasia.com/wp-content/uploads/2023/05/SP08462-Bondor-EPD_EPS-FR_May23.pdf | m² |  | 14.9 |  |  | 51.7 | 52.5 | -0.865 | 0 | 0 | 52.5 | 0 | 3.4698 | 3.5235 | -0.058054 | 0 | 0 | 3.5235 | 0 | Version 1.0
Structural Insulated Panel (SIP) | Panel - SIP >100mm | Panel - SIP >100mm | Panel - SIP >100mm, , BondorPanel® 0.4mm steel – 250mm (Bondor) | Panel_SIP_more100 | Panel_SIP_more100 | 2023-05-15 | 2028-05-15 | Australia | S-P-08462 | Version 1 | EPD Australasia | https://epd-australasia.com/wp-content/uploads/2023/05/SP08462-Bondor-EPD_EPS-FR_May23.pdf | m² |  | 17.4857 |  |  | 52.5 | 53.3 | -0.821 | 0 | 0 | 53.3 | 0 | 3.0025 | 3.0482 | -0.046953 | 0 | 0 | 3.0482 | 0 | Version 1.0
Structural Insulated Panel (SIP) | Panel - SIP >100mm | Panel - SIP >100mm | Panel - SIP >100mm, , Solaris Ridge® 0.5mm steel - 200mm (Bondor) | Panel_SIP_more100 | Panel_SIP_more100 | 2023-05-15 | 2028-05-15 | Australia | S-P-08462 | Version 1 | EPD Australasia | https://epd-australasia.com/wp-content/uploads/2023/05/SP08462-Bondor-EPD_EPS-FR_May23.pdf | m² |  | 20.0714 |  |  | 43.7 | 44.3 | -0.547 | 0 | 0 | 44.3 | 0 | 2.1772 | 2.2071 | -0.027253 | 0 | 0 | 2.2071 | 0 | Version 1.0
Structural Insulated Panel (SIP) | Panel - SIP >100mm | Panel - SIP >100mm | Panel - SIP >100mm, , Equideck® - 125mm (Bondor) | Panel_SIP_more100 | Panel_SIP_more100 | 2023-05-15 | 2028-05-15 | Australia | S-P-08462 | Version 1 | EPD Australasia | https://epd-australasia.com/wp-content/uploads/2023/05/SP08462-Bondor-EPD_EPS-FR_May23.pdf | m² |  | 12.3 |  |  | 44.2 | 44.8 | -0.596 | 0 | 0 | 44.8 | 0 | 3.5935 | 3.6423 | -0.048455 | 0 | 0 | 3.6423 | 0 | Version 1.0
Structural Insulated Panel (SIP) | Panel - SIP >100mm | Panel - SIP >100mm | Panel - SIP >100mm, , Solaris Ridge® 0.6mm steel - 200mm (Bondor) | Panel_SIP_more100 | Panel_SIP_more100 | 2023-05-15 | 2028-05-15 | Australia | S-P-08462 | Version 1 | EPD Australasia | https://epd-australasia.com/wp-content/uploads/2023/05/SP08462-Bondor-EPD_EPS-FR_May23.pdf | m² |  | 26.2286 |  |  | 40.1 | 40.6 | -0.545 | 0 | 0 | 40.6 | 0 | 1.5289 | 1.5479 | -0.020779 | 0 | 0 | 1.5479 | 0 | Version 1.0
Structural Insulated Panel (SIP) | Panel - SIP >100mm | Panel - SIP >100mm | Panel - SIP >100mm, , BondorPanel® 0.4mm steel – 200mm (Bondor) | Panel_SIP_more100 | Panel_SIP_more100 | 2023-05-15 | 2028-05-15 | Australia | S-P-08462 | Version 1 | EPD Australasia | https://epd-australasia.com/wp-content/uploads/2023/05/SP08462-Bondor-EPD_EPS-FR_May23.pdf | m² |  | 16.0571 |  |  | 49.7 | 50.3 | -0.646 | 0 | 0 | 50.3 | 0 | 3.0952 | 3.1326 | -0.040231 | 0 | 0 | 3.1326 | 0 | Version 1.0
Structural Insulated Panel (SIP) | Panel - SIP >100mm | Panel - SIP >100mm | Panel - SIP >100mm, , SolarSpan® - 200mm (Bondor) | Panel_SIP_more100 | Panel_SIP_more100 | 2023-05-15 | 2028-05-15 | Australia | S-P-08462 | Version 1 | EPD Australasia | https://epd-australasia.com/wp-content/uploads/2023/05/SP08462-Bondor-EPD_EPS-FR_May23.pdf | m² |  | 12.7 |  |  | 46.3 | 46.8 | -0.554 | 0 | 0 | 46.8 | 0 | 3.6457 | 3.685 | -0.043622 | 0 | 0 | 3.685 | 0 | Version 1.0
Structural Insulated Panel (SIP) | Panel - SIP >100mm | Panel - SIP >100mm | Panel - SIP >100mm, , Solaris Corro® 0.5mm steel - 200mm (Bondor) | Panel_SIP_more100 | Panel_SIP_more100 | 2023-05-15 | 2028-05-15 | Australia | S-P-08462 | Version 1 | EPD Australasia | https://epd-australasia.com/wp-content/uploads/2023/05/SP08462-Bondor-EPD_EPS-FR_May23.pdf | m² |  | 14 |  |  | 48.6 | 49.1 | -0.454 | 0 | 0 | 49.1 | 0 | 3.4714 | 3.5071 | -0.032429 | 0 | 0 | 3.5071 | 0 | Version 1.0
Structural Insulated Panel (SIP) | Panel - SIP >100mm | Panel - SIP >100mm | Panel - SIP >100mm, , Solaris Corro® 0.6mm steel - 125mm (Bondor) | Panel_SIP_more100 | Panel_SIP_more100 | 2023-05-15 | 2028-05-15 | Australia | S-P-08462 | Version 1 | EPD Australasia | https://epd-australasia.com/wp-content/uploads/2023/05/SP08462-Bondor-EPD_EPS-FR_May23.pdf | m² |  | 12.6 |  |  | 42.7 | 43.1 | -0.393 | 0 | 0 | 43.1 | 0 | 3.3889 | 3.4206 | -0.03119 | 0 | 0 | 3.4206 | 0 | Version 1.0
Structural Insulated Panel (SIP) | Panel - SIP >100mm | Panel - SIP >100mm | Panel - SIP >100mm, , Solaris Corro® 0.6mm steel - 200mm (Bondor) | Panel_SIP_more100 | Panel_SIP_more100 | 2023-05-15 | 2028-05-15 | Australia | S-P-08462 | Version 1 | EPD Australasia | https://epd-australasia.com/wp-content/uploads/2023/05/SP08462-Bondor-EPD_EPS-FR_May23.pdf | m² |  | 13.7 |  |  | 45 | 45.4 | -0.453 | 0 | 0 | 45.4 | 0 | 3.2847 | 3.3139 | -0.033066 | 0 | 0 | 3.3139 | 0 | Version 1.0
Structural Insulated Panel (SIP) | Panel - SIP >100mm | Panel - SIP >100mm | Panel - SIP >100mm, , InsulRoof® - 125mm (Bondor) | Panel_SIP_more100 | Panel_SIP_more100 | 2023-05-15 | 2028-05-15 | Australia | S-P-08462 | Version 1 | EPD Australasia | https://epd-australasia.com/wp-content/uploads/2023/05/SP08462-Bondor-EPD_EPS-FR_May23.pdf | m² |  | 12.6 |  |  | 46 | 46.4 | -0.394 | 0 | 0 | 46.4 | 0 | 3.6508 | 3.6825 | -0.03127 | 0 | 0 | 3.6825 | 0 | Version 1.0
Structural Insulated Panel (SIP) | Panel - SIP >100mm | Panel - SIP >100mm | Panel - SIP >100mm, , Solaris Corro® 0.5mm steel - 125mm (Bondor) | Panel_SIP_more100 | Panel_SIP_more100 | 2023-05-15 | 2028-05-15 | Australia | S-P-08462 | Version 1 | EPD Australasia | https://epd-australasia.com/wp-content/uploads/2023/05/SP08462-Bondor-EPD_EPS-FR_May23.pdf | m² |  | 12.3 |  |  | 46.5 | 46.9 | -0.394 | 0 | 0 | 46.9 | 0 | 3.7805 | 3.813 | -0.032033 | 0 | 0 | 3.813 | 0 | Version 1.0
Structural Insulated Panel (SIP) | Panel - SIP >100mm | Panel - SIP >100mm | Panel - SIP >100mm, , BondorPanel® 0.4mm steel – 150mm (Bondor) | Panel_SIP_more100 | Panel_SIP_more100 | 2023-05-15 | 2028-05-15 | Australia | S-P-08462 | Version 1 | EPD Australasia | https://epd-australasia.com/wp-content/uploads/2023/05/SP08462-Bondor-EPD_EPS-FR_May23.pdf | m² |  | 14.6286 |  |  | 46.9 | 47.3 | -0.442 | 0 | 0 | 47.3 | 0 | 3.2061 | 3.2334 | -0.030215 | 0 | 0 | 3.2334 | 0 | Version 1.0
Structural Insulated Panel (SIP) | Panel - SIP >100mm | Panel - SIP >100mm | Panel - SIP >100mm, , InsulRoof® - 200mm (Bondor) | Panel_SIP_more100 | Panel_SIP_more100 | 2023-05-15 | 2028-05-15 | Australia | S-P-08462 | Version 1 | EPD Australasia | https://epd-australasia.com/wp-content/uploads/2023/05/SP08462-Bondor-EPD_EPS-FR_May23.pdf | m² |  | 13.7 |  |  | 48.1 | 48.5 | -0.454 | 0 | 0 | 48.5 | 0 | 3.5109 | 3.5401 | -0.033139 | 0 | 0 | 3.5401 | 0 | Version 1.0
Structural Insulated Panel (SIP) | Panel - SIP >100mm | Panel - SIP >100mm | Panel - SIP >100mm, , BondorPanel® 0.6mm steel – 125mm (Bondor) | Panel_SIP_more100 | Panel_SIP_more100 | 2023-05-15 | 2028-05-15 | Australia | S-P-08462 | Version 1 | EPD Australasia | https://epd-australasia.com/wp-content/uploads/2023/05/SP08462-Bondor-EPD_EPS-FR_May23.pdf | m² |  | 13.2 |  |  | 36.2 | 36.5 | -0.326 | 0 | 0 | 36.5 | 0 | 2.7424 | 2.7652 | -0.024697 | 0 | 0 | 2.7652 | 0 | Version 1.0
Structural Insulated Panel (SIP) | Panel - SIP >100mm | Panel - SIP >100mm | Panel - SIP >100mm, , Equitilt® 0.7mm steel – 125mm (Bondor) | Panel_SIP_more100 | Panel_SIP_more100 | 2023-05-15 | 2028-05-15 | Australia | S-P-08462 | Version 1 | EPD Australasia | https://epd-australasia.com/wp-content/uploads/2023/05/SP08462-Bondor-EPD_EPS-FR_May23.pdf | m² |  | 13.2 |  |  | 48.4 | 48.8 | -0.372 | 0 | 0 | 48.8 | 0 | 3.6667 | 3.697 | -0.028182 | 0 | 0 | 3.697 | 0 | Version 1.0
Structural Insulated Panel (SIP) | Panel - SIP >100mm | Panel - SIP >100mm | Panel - SIP >100mm, , Solaris Ridge® 0.6mm steel - 125mm (Bondor) | Panel_SIP_more100 | Panel_SIP_more100 | 2023-05-15 | 2028-05-15 | Australia | S-P-08462 | Version 1 | EPD Australasia | https://epd-australasia.com/wp-content/uploads/2023/05/SP08462-Bondor-EPD_EPS-FR_May23.pdf | m² |  | 11.3143 |  |  | 37.5 | 37.8 | -0.249 | 0 | 0 | 37.8 | 0 | 3.3144 | 3.3409 | -0.022008 | 0 | 0 | 3.3409 | 0 | Version 1.0
Structural Insulated Panel (SIP) | Panel - SIP >100mm | Panel - SIP >100mm | Panel - SIP >100mm, , Equitilt FlameGuard® 0.6mm steel - 150mm (Bondor) | Panel_SIP_more100 | Panel_SIP_more100 | 2023-05-15 | 2028-05-15 | Australia | S-P-08463 | Version 1 | EPD Australasia | https://epd-australasia.com/wp-content/uploads/2023/05/SP08463-Bondor-EPD-MW-Core_May23.pdf | m² |  | 21.9429 |  |  | 65.4 | 65.9 | -0.527 | 0 | 0 | 65.9 | 0 | 2.9805 | 3.0033 | -0.024017 | 0 | 0 | 3.0033 | 0 | Version 1.0
Structural Insulated Panel (SIP) | Panel - SIP >100mm | Panel - SIP >100mm | Panel - SIP >100mm, , Solaris Ridge® 0.5mm steel - 125mm (Bondor) | Panel_SIP_more100 | Panel_SIP_more100 | 2023-05-15 | 2028-05-15 | Australia | S-P-08462 | Version 1 | EPD Australasia | https://epd-australasia.com/wp-content/uploads/2023/05/SP08462-Bondor-EPD_EPS-FR_May23.pdf | m² |  | 9.4286 |  |  | 41.3 | 41.6 | -0.25 | 0 | 0 | 41.6 | 0 | 4.3803 | 4.4121 | -0.026515 | 0 | 0 | 4.4121 | 0 | Version 1.0
Structural Insulated Panel (SIP) | Panel - SIP >100mm | Panel - SIP >100mm | Panel - SIP >100mm, , Equitilt FlameGuard® 0.7mm steel - 150mm (Bondor) | Panel_SIP_more100 | Panel_SIP_more100 | 2023-05-15 | 2028-05-15 | Australia | S-P-08463 | Version 1 | EPD Australasia | https://epd-australasia.com/wp-content/uploads/2023/05/SP08463-Bondor-EPD-MW-Core_May23.pdf | m² |  | 25.6 |  |  | 69.2 | 69.7 | -0.528 | 0 | 0 | 69.7 | 0 | 2.7031 | 2.7227 | -0.020625 | 0 | 0 | 2.7227 | 0 | Version 1.0
Structural Insulated Panel (SIP) | Panel - SIP >100mm | Panel - SIP >100mm | Panel - SIP >100mm, , Equitilt® 0.6mm steel – 125mm (Bondor) | Panel_SIP_more100 | Panel_SIP_more100 | 2023-05-15 | 2028-05-15 | Australia | S-P-08462 | Version 1 | EPD Australasia | https://epd-australasia.com/wp-content/uploads/2023/05/SP08462-Bondor-EPD_EPS-FR_May23.pdf | m² |  | 13.2 |  |  | 44.7 | 45 | -0.371 | 0 | 0 | 45 | 0 | 3.3864 | 3.4091 | -0.028106 | 0 | 0 | 3.4091 | 0 | Version 1.0
Structural Insulated Panel (SIP) | Panel - SIP >100mm | Panel - SIP >100mm | Panel - SIP >100mm, , BondorPanel® 0.4mm steel – 125mm (Bondor) | Panel_SIP_more100 | Panel_SIP_more100 | 2023-05-15 | 2028-05-15 | Australia | S-P-08462 | Version 1 | EPD Australasia | https://epd-australasia.com/wp-content/uploads/2023/05/SP08462-Bondor-EPD_EPS-FR_May23.pdf | m² |  | 13.2 |  |  | 45.5 | 45.8 | -0.327 | 0 | 0 | 45.8 | 0 | 3.447 | 3.4697 | -0.024773 | 0 | 0 | 3.4697 | 0 | Version 1.0
Structural Insulated Panel (SIP) | Panel - SIP >100mm | Panel - SIP >100mm | Panel - SIP >100mm, , SolarSpan® - 125mm (Bondor) | Panel_SIP_more100 | Panel_SIP_more100 | 2023-05-15 | 2028-05-15 | Australia | S-P-08462 | Version 1 | EPD Australasia | https://epd-australasia.com/wp-content/uploads/2023/05/SP08462-Bondor-EPD_EPS-FR_May23.pdf | m² |  | 11.6 |  |  | 42.1 | 42.3 | -0.258 | 0 | 0 | 42.3 | 0 | 3.6293 | 3.6466 | -0.022241 | 0 | 0 | 3.6466 | 0 | Version 1.0
Structural Insulated Panel (SIP) | Panel - SIP >100mm | Panel - SIP >100mm | Panel - SIP >100mm, , KS1000RW Trapezoidal Wall Panel, 120mm thick (Kingspan) | Panel_SIP_more100 | Panel_SIP_more100 | 2020-10-26 | 2027-10-26 | Asia Pacific (Australia, New Zealand, South-East Asia) | S-P-05482 | Version 1 | EPD Australasia | https://epd-australasia.com/wp-content/uploads/2022/11/SP05482-Kingspan-EPD-wallpanelOct22.pdf | m² |  | 13.1 |  |  | 55.6 | 55.8 | -0.167 | 0 | 0 | 55.8 | 0 | 4.2443 | 4.2595 | -0.012748 | 0 | 0 | 4.2595 | 0 | Version 1.0
Structural Insulated Panel (SIP) | Panel - SIP >100mm | Panel - SIP >100mm | Panel - SIP >100mm, , KS1000RW Trapezoidal Roof Panel, 120mm thick (Kingspan) | Panel_SIP_more100 | Panel_SIP_more100 | 2022-10-26 | 2027-10-26 | Asia Pacific (Australia, New Zealand, South-East Asia) | S-P-00846 | Version 2 | EPD Australasia | https://epd-australasia.com/wp-content/uploads/2018/04/SP00846-Kingspan-EPD-roof-panel_Oct22v2.pdf | m² |  | 13.1 |  |  | 55.6 | 55.8 | -0.167 | 0 | 0 | 55.8 | 0 | 4.2443 | 4.2595 | -0.012748 | 0 | 0 | 4.2595 | 0 | Version 1.0
Structural Insulated Panel (SIP) | Panel - SIP >100mm | Panel - SIP >100mm | Panel - SIP >100mm, , KS1100/1200CS Coldstore Panel, 125mm thick (Kingspan) | Panel_SIP_more100 | Panel_SIP_more100 | 2022-10-26 | 2027-10-26 | Asia Pacific (Australia, New Zealand, South-East Asia) | S-P-00845 | Version 2 | EPD Australasia | https://epd-australasia.com/wp-content/uploads/2018/04/SP00845-Kingspan-EPD-coldstore-panel_Oct22v2.pdf | m² |  | 14.7 |  |  | 61.7 | 61.8 | -0.118 | 0 | 0 | 61.8 | 0 | 4.1973 | 4.2041 | -0.0080272 | 0 | 0 | 4.2041 | 0 | Version 1.0
Structural Insulated Panel (SIP) | Panel - SIP >100mm | Panel - SIP >100mm | Panel - SIP >100mm, , KS1100KP Karrier Wall Panel, 125mm thick (Kingspan) | Panel_SIP_more100 | Panel_SIP_more100 | 2022-10-26 | 2027-10-26 | Asia Pacific (Australia, New Zealand, South-East Asia) | S-P-05483 | Version 1 | EPD Australasia | https://epd-australasia.com/wp-content/uploads/2022/11/SP05483-Kingspan-EPD-karrier-wall-panel_Oct22.pdf | m² |  | 14.7 |  |  | 62.3 | 62.4 | -0.141 | 0 | 0 | 62.4 | 0 | 4.2381 | 4.2449 | -0.0095918 | 0 | 0 | 4.2449 | 0 | Version 1.0
Structural Insulated Panel (SIP) | Panel - SIP >100mm | Panel - SIP >100mm | Panel - SIP >100mm, , KS1100/1200RL Roofliner Panel, 125mm thick (Kingspan) | Panel_SIP_more100 | Panel_SIP_more100 | 2022-10-26 | 2027-10-26 | Asia Pacific (Australia, New Zealand, South-East Asia) | S-P-05484 | Version 1 | EPD Australasia | https://epd-australasia.com/wp-content/uploads/2022/11/SP05484-Kingspan-EPD-roofliner-panel_Oct22.pdf | m² |  | 14.7 |  |  | 62.4 | 62.5 | -0.141 | 0 | 0 | 62.5 | 0 | 4.2449 | 4.2517 | -0.0095918 | 0 | 0 | 4.2517 | 0 | Version 1.0
Structural Insulated Panel (SIP) | Panel - SIP >100mm | Panel - SIP >100mm | Panel - SIP >100mm, , Architectural Wall Panell, 140mm thick (Kingspan) | Panel_SIP_more100 | Panel_SIP_more100 | 2022-10-26 | 2027-10-26 | Asia Pacific (Australia, New Zealand, South-East Asia) | S-P-00847 | Version 2 | EPD Australasia | https://epd-australasia.com/wp-content/uploads/2018/04/SP00847-Kingspan-EPD-architectural-wall-panel_Oct22v2.pdf | m² |  | 13.9 |  |  | 63.6 | 63.7 | -0.143 | 0 | 0 | 63.7 | 0 | 4.5755 | 4.5827 | -0.010288 | 0 | 0 | 4.5827 | 0 | Version 1.0
Structural Insulated Panel (SIP) | Panel - SIP >100mm | Panel - SIP >100mm | Panel - SIP >100mm, , Evolution Panelised Facade, 140mm thick (Kingspan) | Panel_SIP_more100 | Panel_SIP_more100 | 2022-10-26 | 2027-10-26 | Asia Pacific (Australia, New Zealand, South-East Asia) | S-P-05481 | Version 1 | EPD Australasia | https://epd-australasia.com/wp-content/uploads/2022/11/SP005481-Kingspan-EPD-evolution-panelised-facade_Oct22.pdf | m² |  | 13.9 |  |  | 66.2 | 66.3 | -0.143 | 0 | 0 | 66.3 | 0 | 4.7626 | 4.7698 | -0.010288 | 0 | 0 | 4.7698 | 0 | Version 1.0
Structural Insulated Panel (SIP) | Panel - SIP >100mm | Panel - SIP >100mm | Panel - SIP >100mm, , KS1100KP Karrier Wall Panel, 150mm thick (Kingspan) | Panel_SIP_more100 | Panel_SIP_more100 | 2022-10-26 | 2027-10-26 | Asia Pacific (Australia, New Zealand, South-East Asia) | S-P-05483 | Version 1 | EPD Australasia | https://epd-australasia.com/wp-content/uploads/2022/11/SP05483-Kingspan-EPD-karrier-wall-panel_Oct22.pdf | m² |  | 15.5 |  |  | 69.2 | 69.3 | -0.108 | 0 | 0 | 69.3 | 0 | 4.4645 | 4.471 | -0.0069677 | 0 | 0 | 4.471 | 0 | Version 1.0
Structural Insulated Panel (SIP) | Panel - SIP >100mm | Panel - SIP >100mm | Panel - SIP >100mm, , KS1100/1200RL Roofliner Panel, 150mm thick (Kingspan) | Panel_SIP_more100 | Panel_SIP_more100 | 2022-10-26 | 2027-10-26 | Asia Pacific (Australia, New Zealand, South-East Asia) | S-P-05484 | Version 1 | EPD Australasia | https://epd-australasia.com/wp-content/uploads/2022/11/SP05484-Kingspan-EPD-roofliner-panel_Oct22.pdf | m² |  | 15.5 |  |  | 69.4 | 69.4 | -0.108 | 0 | 0 | 69.4 | 0 | 4.4774 | 4.4774 | -0.0069677 | 0 | 0 | 4.4774 | 0 | Version 1.0
Structural Insulated Panel (SIP) | Panel - SIP >100mm | Panel - SIP >100mm | Panel - SIP >100mm, , KS1100/1200RL Roofliner Panel, 200mm thick (Kingspan) | Panel_SIP_more100 | Panel_SIP_more100 | 2022-10-26 | 2027-10-26 | Asia Pacific (Australia, New Zealand, South-East Asia) | S-P-05484 | Version 1 | EPD Australasia | https://epd-australasia.com/wp-content/uploads/2022/11/SP05484-Kingspan-EPD-roofliner-panel_Oct22.pdf | m² |  | 17.4 |  |  | 82.6 | 82.6 | -0.0451 | 0 | 0 | 82.6 | 0 | 4.7471 | 4.7471 | -0.002592 | 0 | 0 | 4.7471 | 0 | Version 1.0
Structural Insulated Panel (SIP) | Panel - SIP >100mm | Panel - SIP >100mm | Panel - SIP >100mm, , KS1100KP Karrier Wall Panel, 200mm thick (Kingspan) | Panel_SIP_more100 | Panel_SIP_more100 | 2022-10-26 | 2027-10-26 | Asia Pacific (Australia, New Zealand, South-East Asia) | S-P-05483 | Version 1 | EPD Australasia | https://epd-australasia.com/wp-content/uploads/2022/11/SP05483-Kingspan-EPD-karrier-wall-panel_Oct22.pdf | m² |  | 17.4 |  |  | 82.5 | 82.5 | -0.045 | 0 | 0 | 82.5 | 0 | 4.7414 | 4.7414 | -0.0025862 | 0 | 0 | 4.7414 | 0 | Version 1.0
Structural Insulated Panel (SIP) | Panel - SIP >100mm | Panel - SIP >100mm | Panel - SIP >100mm, , KS1100/1200CS Coldstore Panel, 150mm thick (Kingspan) | Panel_SIP_more100 | Panel_SIP_more100 | 2022-10-26 | 2027-10-26 | Asia Pacific (Australia, New Zealand, South-East Asia) | S-P-00845 | Version 2 | EPD Australasia | https://epd-australasia.com/wp-content/uploads/2018/04/SP00845-Kingspan-EPD-coldstore-panel_Oct22v2.pdf | m² |  | 15.5 |  |  | 68.4 | 68.4 | -0.0869 | 0 | 0 | 68.4 | 0 | 4.4129 | 4.4129 | -0.0056065 | 0 | 0 | 4.4129 | 0 | Version 1.0
Structural Insulated Panel (SIP) | Panel - SIP >100mm | Panel - SIP >100mm | Panel - SIP >100mm, , MetecnoPanel® 200mm (Metecno Pty Ltd t/a MetecnoPIR) | Panel_SIP_more100 | Panel_SIP_more100 | 2023-05-15 | 2028-05-15 | Australia | S-P-08464 | Version 1 | EPD Australasia | https://epd-australasia.com/wp-content/uploads/2023/05/SP08464-Bondor-EPD_PIR_May23.pdf | m² |  | 17.4 |  |  | 84.8 | 84.7 | 0.0534 | 0 | 0 | 84.7534 | 0 | 4.8736 | 4.8678 | 0.003069 | 0 | 0 | 4.8709 | 0 | Version 1.0
Structural Insulated Panel (SIP) | Panel - SIP >100mm | Panel - SIP >100mm | Panel - SIP >100mm, , MetecnoPanel® 150mm (Metecno Pty Ltd t/a MetecnoPIR) | Panel_SIP_more100 | Panel_SIP_more100 | 2023-05-15 | 2028-05-15 | Australia | S-P-08464 | Version 1 | EPD Australasia | https://epd-australasia.com/wp-content/uploads/2023/05/SP08464-Bondor-EPD_PIR_May23.pdf | m² |  | 15.5 |  |  | 70.7 | 70.6 | 0.0405 | 0 | 0 | 70.6405 | 0 | 4.5613 | 4.5548 | 0.0026129 | 0 | 0 | 4.5575 | 0 | Version 1.0
Structural Insulated Panel (SIP) | Panel - SIP >100mm | Panel - SIP >100mm | Panel - SIP >100mm, , MetecnoPanel® 125mm (Metecno Pty Ltd t/a MetecnoPIR) | Panel_SIP_more100 | Panel_SIP_more100 | 2023-05-15 | 2028-05-15 | Australia | S-P-08464 | Version 1 | EPD Australasia | https://epd-australasia.com/wp-content/uploads/2023/05/SP08464-Bondor-EPD_PIR_May23.pdf | m² |  | 14.7 |  |  | 63 | 62.9 | 0.0339 | 0 | 0 | 62.9339 | 0 | 4.2857 | 4.2789 | 0.0023061 | 0 | 0 | 4.2812 | 0 | Version 1.0
Structural Insulated Panel (SIP) | Panel - SIP >100mm | Panel - SIP >100mm | Panel - SIP >100mm, , KS1100/1200CS Coldstore Panel, 200mm thick (Kingspan) | Panel_SIP_more100 | Panel_SIP_more100 | 2022-10-26 | 2027-10-26 | Asia Pacific (Australia, New Zealand, South-East Asia) | S-P-00845 | Version 2 | EPD Australasia | https://epd-australasia.com/wp-content/uploads/2018/04/SP00845-Kingspan-EPD-coldstore-panel_Oct22v2.pdf | m² |  | 17.4 |  |  | 81.7 | 81.6 | -0.024 | 0 | 0 | 81.6 | 0 | 4.6954 | 4.6897 | -0.0013793 | 0 | 0 | 4.6897 | 0 | Version 1.0
Structural Insulated Panel (SIP) | Panel - SIP ≤100mm | Panel - SIP ≤100mm | Panel - SIP ≤100mm, , InsulWall® - 90mm (Bondor) | Panel_SIP_less_equal_100 | Panel_SIP_less_equal_100 | 2023-05-15 | 2028-05-15 | Australia | S-P-08462 | Version 1 | EPD Australasia | https://epd-australasia.com/wp-content/uploads/2023/05/SP08462-Bondor-EPD_EPS-FR_May23.pdf | m² |  | 11.8 |  |  | 39.7 | 43.9 | -0.308 | 0 | 0 | 43.9 | 0 | 3.3644 | 3.7203 | -0.026102 | 0 | 0 | 3.7203 | 0 | Version 1.0
Structural Insulated Panel (SIP) | Panel - SIP ≤100mm | Panel - SIP ≤100mm | Panel - SIP ≤100mm, , LuxeWall FlameGuard® 0.7mm steel - 50mm (Bondor) | Panel_SIP_less_equal_100 | Panel_SIP_less_equal_100 | 2023-05-15 | 2028-05-15 | Australia | S-P-08463 | Version 1 | EPD Australasia | https://epd-australasia.com/wp-content/uploads/2023/05/SP08463-Bondor-EPD-MW-Core_May23.pdf | m² |  | 15.6 |  |  | 52.6 | 52.9 | 0.261 | 0 | 0 | 53.161 | 0 | 3.3718 | 3.391 | 0.016731 | 0 | 0 | 3.4078 | 0 | Version 1.0
Structural Insulated Panel (SIP) | Panel - SIP ≤100mm | Panel - SIP ≤100mm | Panel - SIP ≤100mm, , KS1100/1200RL Roofliner Panel, 50mm thick (Kingspan) | Panel_SIP_less_equal_100 | Panel_SIP_less_equal_100 | 2022-10-26 | 2027-10-26 | Asia Pacific (Australia, New Zealand, South-East Asia) | S-P-05484 | Version 1 | EPD Australasia | https://epd-australasia.com/wp-content/uploads/2022/11/SP05484-Kingspan-EPD-roofliner-panel_Oct22.pdf | m² |  | 12 |  |  | 42.7 | 42.9 | 0.235 | 0 | 0 | 43.135 | 0 | 3.5583 | 3.575 | 0.019583 | 0 | 0 | 3.5946 | 0 | Version 1.0
Structural Insulated Panel (SIP) | Panel - SIP ≤100mm | Panel - SIP ≤100mm | Panel - SIP ≤100mm, , K-Dek Roof Panel with TPO membrane, 70mm thick (Kingspan) | Panel_SIP_less_equal_100 | Panel_SIP_less_equal_100 | 2022-10-26 | 2027-10-26 | Asia Pacific (Australia, New Zealand, South-East Asia) | S-P-00848 | Version 2 | EPD Australasia | https://epd-australasia.com/wp-content/uploads/2018/04/SP00848-Kingspan-EPD-k-dek-roof-panel_Oct22v2.pdf | m² |  | 10 |  |  | 39.7 | 40.1 | -0.351 | 0 | 0 | 40.1 | 0 | 3.97 | 4.01 | -0.0351 | 0 | 0 | 4.01 | 0 | Version 1.0
Structural Insulated Panel (SIP) | Panel - SIP ≤100mm | Panel - SIP ≤100mm | Panel - SIP ≤100mm, , Equitilt FlameGuard® 0.6mm steel - 75mm (Bondor) | Panel_SIP_less_equal_100 | Panel_SIP_less_equal_100 | 2023-05-15 | 2028-05-15 | Australia | S-P-08463 | Version 1 | EPD Australasia | https://epd-australasia.com/wp-content/uploads/2023/05/SP08463-Bondor-EPD-MW-Core_May23.pdf | m² |  | 15.5143 |  |  | 51.7 | 52 | 0.21 | 0 | 0 | 52.21 | 0 | 3.3324 | 3.3517 | 0.013536 | 0 | 0 | 3.3653 | 0 | Version 1.0
Structural Insulated Panel (SIP) | Panel - SIP ≤100mm | Panel - SIP ≤100mm | Panel - SIP ≤100mm, , CoolRoof® - 75mm (Bondor) | Panel_SIP_less_equal_100 | Panel_SIP_less_equal_100 | 2023-05-15 | 2028-05-15 | Australia | S-P-08462 | Version 1 | EPD Australasia | https://epd-australasia.com/wp-content/uploads/2023/05/SP08462-Bondor-EPD_EPS-FR_May23.pdf | m² |  | 18.1 |  |  | 41.4 | 41.8 | -0.328 | 0 | 0 | 41.8 | 0 | 2.2873 | 2.3094 | -0.018122 | 0 | 0 | 2.3094 | 0 | Version 1.0
Structural Insulated Panel (SIP) | Panel - SIP ≤100mm | Panel - SIP ≤100mm | Panel - SIP ≤100mm, , KS1000RW Trapezoidal Wall Panel, 40mm thick (Kingspan) | Panel_SIP_less_equal_100 | Panel_SIP_less_equal_100 | 2020-10-26 | 2027-10-26 | Asia Pacific (Australia, New Zealand, South-East Asia) | S-P-05482 | Version 1 | EPD Australasia | https://epd-australasia.com/wp-content/uploads/2022/11/SP05482-Kingspan-EPD-wallpanelOct22.pdf | m² |  | 10.3 |  |  | 34.6 | 34.9 | -0.267 | 0 | 0 | 34.9 | 0 | 3.3592 | 3.3883 | -0.025922 | 0 | 0 | 3.3883 | 0 | Version 1.0
Structural Insulated Panel (SIP) | Panel - SIP ≤100mm | Panel - SIP ≤100mm | Panel - SIP ≤100mm, , KS1000RW Trapezoidal Roof Panel, 40mm thick (Kingspan) | Panel_SIP_less_equal_100 | Panel_SIP_less_equal_100 | 2022-10-26 | 2027-10-26 | Asia Pacific (Australia, New Zealand, South-East Asia) | S-P-00846 | Version 2 | EPD Australasia | https://epd-australasia.com/wp-content/uploads/2018/04/SP00846-Kingspan-EPD-roof-panel_Oct22v2.pdf | m² |  | 10.3 |  |  | 34.6 | 34.9 | -0.267 | 0 | 0 | 34.9 | 0 | 3.3592 | 3.3883 | -0.025922 | 0 | 0 | 3.3883 | 0 | Version 1.0
Structural Insulated Panel (SIP) | Panel - SIP ≤100mm | Panel - SIP ≤100mm | Panel - SIP ≤100mm, , Architectural Wall Panel, 50mm thick (Kingspan) | Panel_SIP_less_equal_100 | Panel_SIP_less_equal_100 | 2022-10-26 | 2027-10-26 | Asia Pacific (Australia, New Zealand, South-East Asia) | S-P-00847 | Version 2 | EPD Australasia | https://epd-australasia.com/wp-content/uploads/2018/04/SP00847-Kingspan-EPD-architectural-wall-panel_Oct22v2.pdf | m² |  | 13.5 |  |  | 39.9 | 40.2 | -0.255 | 0 | 0 | 40.2 | 0 | 2.9556 | 2.9778 | -0.018889 | 0 | 0 | 2.9778 | 0 | Version 1.0
Structural Insulated Panel (SIP) | Panel - SIP ≤100mm | Panel - SIP ≤100mm | Panel - SIP ≤100mm, , Equideck® - 50mm (Bondor) | Panel_SIP_less_equal_100 | Panel_SIP_less_equal_100 | 2023-05-15 | 2028-05-15 | Australia | S-P-08462 | Version 1 | EPD Australasia | https://epd-australasia.com/wp-content/uploads/2023/05/SP08462-Bondor-EPD_EPS-FR_May23.pdf | m² |  | 11.3 |  |  | 40.1 | 40.4 | -0.368 | 0 | 0 | 40.4 | 0 | 3.5487 | 3.5752 | -0.032566 | 0 | 0 | 3.5752 | 0 | Version 1.0
Structural Insulated Panel (SIP) | Panel - SIP ≤100mm | Panel - SIP ≤100mm | Panel - SIP ≤100mm, , KS1100KP Karrier Wall Panel, 50mm thick (Kingspan) | Panel_SIP_less_equal_100 | Panel_SIP_less_equal_100 | 2022-10-26 | 2027-10-26 | Asia Pacific (Australia, New Zealand, South-East Asia) | S-P-05483 | Version 1 | EPD Australasia | https://epd-australasia.com/wp-content/uploads/2022/11/SP05483-Kingspan-EPD-karrier-wall-panel_Oct22.pdf | m² |  | 12 |  |  | 42.5 | 42.8 | -0.235 | 0 | 0 | 42.8 | 0 | 3.5417 | 3.5667 | -0.019583 | 0 | 0 | 3.5667 | 0 | Version 1.0
Structural Insulated Panel (SIP) | Panel - SIP ≤100mm | Panel - SIP ≤100mm | Panel - SIP ≤100mm, , Evolution Panelised Facade, 50mm thick (Kingspan) | Panel_SIP_less_equal_100 | Panel_SIP_less_equal_100 | 2022-10-26 | 2027-10-26 | Asia Pacific (Australia, New Zealand, South-East Asia) | S-P-05481 | Version 1 | EPD Australasia | https://epd-australasia.com/wp-content/uploads/2022/11/SP005481-Kingspan-EPD-evolution-panelised-facade_Oct22.pdf | m² |  | 10.7 |  |  | 42.5 | 42.8 | -0.255 | 0 | 0 | 42.8 | 0 | 3.972 | 4 | -0.023832 | 0 | 0 | 4 | 0 | Version 1.0
Structural Insulated Panel (SIP) | Panel - SIP ≤100mm | Panel - SIP ≤100mm | Panel - SIP ≤100mm, , K-Dek Roof Panel with PVC membrane, 70mm thick (Kingspan) | Panel_SIP_less_equal_100 | Panel_SIP_less_equal_100 | 2022-10-26 | 2027-10-26 | Asia Pacific (Australia, New Zealand, South-East Asia) | S-P-00848 | Version 2 | EPD Australasia | https://epd-australasia.com/wp-content/uploads/2018/04/SP00848-Kingspan-EPD-k-dek-roof-panel_Oct22v2.pdf | m² |  | 10 |  |  | 43 | 43.3 | -0.285 | 0 | 0 | 43.3 | 0 | 4.3 | 4.33 | -0.0285 | 0 | 0 | 4.33 | 0 | Version 1.0
Structural Insulated Panel (SIP) | Panel - SIP ≤100mm | Panel - SIP ≤100mm | Panel - SIP ≤100mm, , BondorPanel® 0.4mm steel - 100mm (Bondor) | Panel_SIP_less_equal_100 | Panel_SIP_less_equal_100 | 2023-05-15 | 2028-05-15 | Australia | S-P-08462 | Version 1 | EPD Australasia | https://epd-australasia.com/wp-content/uploads/2023/05/SP08462-Bondor-EPD_EPS-FR_May23.pdf | m² |  | 11.7714 |  |  | 44.1 | 44.4 | -0.259 | 0 | 0 | 44.4 | 0 | 3.7464 | 3.7718 | -0.022002 | 0 | 0 | 3.7718 | 0 | Version 1.0
Structural Insulated Panel (SIP) | Panel - SIP ≤100mm | Panel - SIP ≤100mm | Panel - SIP ≤100mm, , Equitilt FlameGuard® 0.7mm steel - 100mm (Bondor) | Panel_SIP_less_equal_100 | Panel_SIP_less_equal_100 | 2023-05-15 | 2028-05-15 | Australia | S-P-08463 | Version 1 | EPD Australasia | https://epd-australasia.com/wp-content/uploads/2023/05/SP08463-Bondor-EPD-MW-Core_May23.pdf | m² |  | 20.6 |  |  | 60.1 | 60.5 | -0.323 | 0 | 0 | 60.5 | 0 | 2.9175 | 2.9369 | -0.01568 | 0 | 0 | 2.9369 | 0 | Version 1.0
Structural Insulated Panel (SIP) | Panel - SIP ≤100mm | Panel - SIP ≤100mm | Panel - SIP ≤100mm, , K-Dek Roof Panel with TPO membrane, 100mm thick (Kingspan) | Panel_SIP_less_equal_100 | Panel_SIP_less_equal_100 | 2022-10-26 | 2027-10-26 | Asia Pacific (Australia, New Zealand, South-East Asia) | S-P-00848 | Version 2 | EPD Australasia | https://epd-australasia.com/wp-content/uploads/2018/04/SP00848-Kingspan-EPD-k-dek-roof-panel_Oct22v2.pdf | m² |  | 11.2 |  |  | 47.7 | 48 | -0.314 | 0 | 0 | 48 | 0 | 4.2589 | 4.2857 | -0.028036 | 0 | 0 | 4.2857 | 0 | Version 1.0
Structural Insulated Panel (SIP) | Panel - SIP ≤100mm | Panel - SIP ≤100mm | Panel - SIP ≤100mm, , LuxeWall FlameGuard® 0.6mm steel - 50mm (Bondor) | Panel_SIP_less_equal_100 | Panel_SIP_less_equal_100 | 2023-05-15 | 2028-05-15 | Australia | S-P-08463 | Version 1 | EPD Australasia | https://epd-australasia.com/wp-content/uploads/2023/05/SP08463-Bondor-EPD-MW-Core_May23.pdf | m² |  | 13.3714 |  |  | 48 | 48.3 | -0.263 | 0 | 0 | 48.3 | 0 | 3.5897 | 3.6122 | -0.019669 | 0 | 0 | 3.6122 | 0 | Version 1.0
Structural Insulated Panel (SIP) | Panel - SIP ≤100mm | Panel - SIP ≤100mm | Panel - SIP ≤100mm, , LuxeWall FlameGuard® 0.6mm steel - 75mm (Bondor) | Panel_SIP_less_equal_100 | Panel_SIP_less_equal_100 | 2023-05-15 | 2028-05-15 | Australia | S-P-08463 | Version 1 | EPD Australasia | https://epd-australasia.com/wp-content/uploads/2023/05/SP08463-Bondor-EPD-MW-Core_May23.pdf | m² |  | 15.5143 |  |  | 51.8 | 52.1 | -0.26 | 0 | 0 | 52.1 | 0 | 3.3389 | 3.3582 | -0.016759 | 0 | 0 | 3.3582 | 0 | Version 1.0
Structural Insulated Panel (SIP) | Panel - SIP ≤100mm | Panel - SIP ≤100mm | Panel - SIP ≤100mm, , Equitilt FlameGuard® 0.7mm steel - 75mm (Bondor) | Panel_SIP_less_equal_100 | Panel_SIP_less_equal_100 | 2023-05-15 | 2028-05-15 | Australia | S-P-08463 | Version 1 | EPD Australasia | https://epd-australasia.com/wp-content/uploads/2023/05/SP08463-Bondor-EPD-MW-Core_May23.pdf | m² |  | 18.1 |  |  | 55.5 | 55.8 | -0.211 | 0 | 0 | 55.8 | 0 | 3.0663 | 3.0829 | -0.011657 | 0 | 0 | 3.0829 | 0 | Version 1.0
Structural Insulated Panel (SIP) | Panel - SIP ≤100mm | Panel - SIP ≤100mm | Panel - SIP ≤100mm, , Solaris Ridge® 0.5mm steel - 50mm (Bondor) | Panel_SIP_less_equal_100 | Panel_SIP_less_equal_100 | 2023-05-15 | 2028-05-15 | Australia | S-P-08462 | Version 1 | EPD Australasia | https://epd-australasia.com/wp-content/uploads/2023/05/SP08462-Bondor-EPD_EPS-FR_May23.pdf | m² |  | 8.5714 |  |  | 37.3 | 37.5 | -0.147 | 0 | 0 | 37.5 | 0 | 4.3517 | 4.375 | -0.01715 | 0 | 0 | 4.375 | 0 | Version 1.0
Structural Insulated Panel (SIP) | Panel - SIP ≤100mm | Panel - SIP ≤100mm | Panel - SIP ≤100mm, , Equitilt FlameGuard® 0.6mm steel - 100mm (Bondor) | Panel_SIP_less_equal_100 | Panel_SIP_less_equal_100 | 2023-05-15 | 2028-05-15 | Australia | S-P-08463 | Version 1 | EPD Australasia | https://epd-australasia.com/wp-content/uploads/2023/05/SP08463-Bondor-EPD-MW-Core_May23.pdf | m² |  | 17.6571 |  |  | 56.3 | 56.6 | -0.322 | 0 | 0 | 56.6 | 0 | 3.1885 | 3.2055 | -0.018236 | 0 | 0 | 3.2055 | 0 | Version 1.0
Structural Insulated Panel (SIP) | Panel - SIP ≤100mm | Panel - SIP ≤100mm | Panel - SIP ≤100mm, , LuxeWall FlameGuard® 0.7mm steel - 75mm (Bondor) | Panel_SIP_less_equal_100 | Panel_SIP_less_equal_100 | 2023-05-15 | 2028-05-15 | Australia | S-P-08463 | Version 1 | EPD Australasia | https://epd-australasia.com/wp-content/uploads/2023/05/SP08463-Bondor-EPD-MW-Core_May23.pdf | m² |  | 18.1 |  |  | 56.4 | 56.7 | -0.258 | 0 | 0 | 56.7 | 0 | 3.116 | 3.1326 | -0.014254 | 0 | 0 | 3.1326 | 0 | Version 1.0
Structural Insulated Panel (SIP) | Panel - SIP ≤100mm | Panel - SIP ≤100mm | Panel - SIP ≤100mm, , Solaris Corro® 0.6mm steel - 50mm (Bondor) | Panel_SIP_less_equal_100 | Panel_SIP_less_equal_100 | 2023-05-15 | 2028-05-15 | Australia | S-P-08462 | Version 1 | EPD Australasia | https://epd-australasia.com/wp-content/uploads/2023/05/SP08462-Bondor-EPD_EPS-FR_May23.pdf | m² |  | 11.6 |  |  | 38.5 | 38.7 | -0.145 | 0 | 0 | 38.7 | 0 | 3.319 | 3.3362 | -0.0125 | 0 | 0 | 3.3362 | 0 | Version 1.0
Structural Insulated Panel (SIP) | Panel - SIP ≤100mm | Panel - SIP ≤100mm | Panel - SIP ≤100mm, , DesignerWall® - 50mm (Bondor) | Panel_SIP_less_equal_100 | Panel_SIP_less_equal_100 | 2023-05-15 | 2028-05-15 | Australia | S-P-08462 | Version 1 | EPD Australasia | https://epd-australasia.com/wp-content/uploads/2023/05/SP08462-Bondor-EPD_EPS-FR_May23.pdf | m² |  | 15.6 |  |  | 39.8 | 40 | -0.147 | 0 | 0 | 40 | 0 | 2.5513 | 2.5641 | -0.0094231 | 0 | 0 | 2.5641 | 0 | Version 1.0
Structural Insulated Panel (SIP) | Panel - SIP ≤100mm | Panel - SIP ≤100mm | Panel - SIP ≤100mm, , KS1000RW Trapezoidal Wall Panel, 60mm thick (Kingspan) | Panel_SIP_less_equal_100 | Panel_SIP_less_equal_100 | 2020-10-26 | 2027-10-26 | Asia Pacific (Australia, New Zealand, South-East Asia) | S-P-05482 | Version 1 | EPD Australasia | https://epd-australasia.com/wp-content/uploads/2022/11/SP05482-Kingspan-EPD-wallpanelOct22.pdf | m² |  | 10.7 |  |  | 39.9 | 40.1 | -0.242 | 0 | 0 | 40.1 | 0 | 3.729 | 3.7477 | -0.022617 | 0 | 0 | 3.7477 | 0 | Version 1.0
Structural Insulated Panel (SIP) | Panel - SIP ≤100mm | Panel - SIP ≤100mm | Panel - SIP ≤100mm, , KS1000RW Trapezoidal Roof Panel, 60mm thick (Kingspan) | Panel_SIP_less_equal_100 | Panel_SIP_less_equal_100 | 2022-10-26 | 2027-10-26 | Asia Pacific (Australia, New Zealand, South-East Asia) | S-P-00846 | Version 2 | EPD Australasia | https://epd-australasia.com/wp-content/uploads/2018/04/SP00846-Kingspan-EPD-roof-panel_Oct22v2.pdf | m² |  | 10.7 |  |  | 39.9 | 40.1 | -0.242 | 0 | 0 | 40.1 | 0 | 3.729 | 3.7477 | -0.022617 | 0 | 0 | 3.7477 | 0 | Version 1.0
Structural Insulated Panel (SIP) | Panel - SIP ≤100mm | Panel - SIP ≤100mm | Panel - SIP ≤100mm, , DesignerWall® - 75mm (Bondor) | Panel_SIP_less_equal_100 | Panel_SIP_less_equal_100 | 2023-05-15 | 2028-05-15 | Australia | S-P-08462 | Version 1 | EPD Australasia | https://epd-australasia.com/wp-content/uploads/2023/05/SP08462-Bondor-EPD_EPS-FR_May23.pdf | m² |  | 18.1 |  |  | 40.2 | 40.4 | -0.202 | 0 | 0 | 40.4 | 0 | 2.221 | 2.232 | -0.01116 | 0 | 0 | 2.232 | 0 | Version 1.0
Structural Insulated Panel (SIP) | Panel - SIP ≤100mm | Panel - SIP ≤100mm | Panel - SIP ≤100mm, , Equitilt® 0.6mm steel – 50mm (Bondor) | Panel_SIP_less_equal_100 | Panel_SIP_less_equal_100 | 2023-05-15 | 2028-05-15 | Australia | S-P-08462 | Version 1 | EPD Australasia | https://epd-australasia.com/wp-content/uploads/2023/05/SP08462-Bondor-EPD_EPS-FR_May23.pdf | m² |  | 12 |  |  | 40.5 | 40.7 | -0.146 | 0 | 0 | 40.7 | 0 | 3.375 | 3.3917 | -0.012167 | 0 | 0 | 3.3917 | 0 | Version 1.0
Structural Insulated Panel (SIP) | Panel - SIP ≤100mm | Panel - SIP ≤100mm | Panel - SIP ≤100mm, , LuxeWall® - 75mm (Bondor) | Panel_SIP_less_equal_100 | Panel_SIP_less_equal_100 | 2023-05-15 | 2028-05-15 | Australia | S-P-08462 | Version 1 | EPD Australasia | https://epd-australasia.com/wp-content/uploads/2023/05/SP08462-Bondor-EPD_EPS-FR_May23.pdf | m² |  | 18.1 |  |  | 41 | 41.2 | -0.202 | 0 | 0 | 41.2 | 0 | 2.2652 | 2.2762 | -0.01116 | 0 | 0 | 2.2762 | 0 | Version 1.0
Structural Insulated Panel (SIP) | Panel - SIP ≤100mm | Panel - SIP ≤100mm | Panel - SIP ≤100mm, , KS1100/1200CS Coldstore Panel, 50mm thick (Kingspan) | Panel_SIP_less_equal_100 | Panel_SIP_less_equal_100 | 2022-10-26 | 2027-10-26 | Asia Pacific (Australia, New Zealand, South-East Asia) | S-P-00845 | Version 2 | EPD Australasia | https://epd-australasia.com/wp-content/uploads/2018/04/SP00845-Kingspan-EPD-coldstore-panel_Oct22v2.pdf | m² |  | 12 |  |  | 41.8 | 42 | -0.213 | 0 | 0 | 42 | 0 | 3.4833 | 3.5 | -0.01775 | 0 | 0 | 3.5 | 0 | Version 1.0
Structural Insulated Panel (SIP) | Panel - SIP ≤100mm | Panel - SIP ≤100mm | Panel - SIP ≤100mm, , Equitilt FlameGuard® 0.7mm steel - 50mm (Bondor) | Panel_SIP_less_equal_100 | Panel_SIP_less_equal_100 | 2023-05-15 | 2028-05-15 | Australia | S-P-08463 | Version 1 | EPD Australasia | https://epd-australasia.com/wp-content/uploads/2023/05/SP08463-Bondor-EPD-MW-Core_May23.pdf | m² |  | 15.6 |  |  | 51.7 | 51.8 | 0.144 | 0 | 0 | 51.944 | 0 | 3.3141 | 3.3205 | 0.0092308 | 0 | 0 | 3.3297 | 0 | Version 1.0
Structural Insulated Panel (SIP) | Panel - SIP ≤100mm | Panel - SIP ≤100mm | Panel - SIP ≤100mm, , KS1000RW Trapezoidal Wall Panel, 70mm thick (Kingspan) | Panel_SIP_less_equal_100 | Panel_SIP_less_equal_100 | 2020-10-26 | 2027-10-26 | Asia Pacific (Australia, New Zealand, South-East Asia) | S-P-05482 | Version 1 | EPD Australasia | https://epd-australasia.com/wp-content/uploads/2022/11/SP05482-Kingspan-EPD-wallpanelOct22.pdf | m² |  | 11.1 |  |  | 42.7 | 42.9 | -0.229 | 0 | 0 | 42.9 | 0 | 3.8468 | 3.8649 | -0.020631 | 0 | 0 | 3.8649 | 0 | Version 1.0
Structural Insulated Panel (SIP) | Panel - SIP ≤100mm | Panel - SIP ≤100mm | Panel - SIP ≤100mm, , KS1000RW Trapezoidal Roof Panel, 70mm thick (Kingspan) | Panel_SIP_less_equal_100 | Panel_SIP_less_equal_100 | 2022-10-26 | 2027-10-26 | Asia Pacific (Australia, New Zealand, South-East Asia) | S-P-00846 | Version 2 | EPD Australasia | https://epd-australasia.com/wp-content/uploads/2018/04/SP00846-Kingspan-EPD-roof-panel_Oct22v2.pdf | m² |  | 11.1 |  |  | 42.7 | 42.9 | -0.229 | 0 | 0 | 42.9 | 0 | 3.8468 | 3.8649 | -0.020631 | 0 | 0 | 3.8649 | 0 | Version 1.0
Structural Insulated Panel (SIP) | Panel - SIP ≤100mm | Panel - SIP ≤100mm | Panel - SIP ≤100mm, , Architectural Wall Panel, 80mm thick (Kingspan) | Panel_SIP_less_equal_100 | Panel_SIP_less_equal_100 | 2022-10-26 | 2027-10-26 | Asia Pacific (Australia, New Zealand, South-East Asia) | S-P-00847 | Version 2 | EPD Australasia | https://epd-australasia.com/wp-content/uploads/2018/04/SP00847-Kingspan-EPD-architectural-wall-panel_Oct22v2.pdf | m² |  | 11.9 |  |  | 46.4 | 46.6 | -0.216 | 0 | 0 | 46.6 | 0 | 3.8992 | 3.916 | -0.018151 | 0 | 0 | 3.916 | 0 | Version 1.0
Structural Insulated Panel (SIP) | Panel - SIP ≤100mm | Panel - SIP ≤100mm | Panel - SIP ≤100mm, , Equitilt FlameGuard® 0.6mm steel - 50mm (Bondor) | Panel_SIP_less_equal_100 | Panel_SIP_less_equal_100 | 2023-05-15 | 2028-05-15 | Australia | S-P-08463 | Version 1 | EPD Australasia | https://epd-australasia.com/wp-content/uploads/2023/05/SP08463-Bondor-EPD-MW-Core_May23.pdf | m² |  | 13.3714 |  |  | 47.8 | 48 | -0.143 | 0 | 0 | 48 | 0 | 3.5748 | 3.5897 | -0.010694 | 0 | 0 | 3.5897 | 0 | Version 1.0
Structural Insulated Panel (SIP) | Panel - SIP ≤100mm | Panel - SIP ≤100mm | Panel - SIP ≤100mm, , KS1100KP Karrier Wall Panel, 75mm thick (Kingspan) | Panel_SIP_less_equal_100 | Panel_SIP_less_equal_100 | 2022-10-26 | 2027-10-26 | Asia Pacific (Australia, New Zealand, South-East Asia) | S-P-05483 | Version 1 | EPD Australasia | https://epd-australasia.com/wp-content/uploads/2022/11/SP05483-Kingspan-EPD-karrier-wall-panel_Oct22.pdf | m² |  | 13 |  |  | 49.3 | 49.5 | -0.202 | 0 | 0 | 49.5 | 0 | 3.7923 | 3.8077 | -0.015538 | 0 | 0 | 3.8077 | 0 | Version 1.0
Structural Insulated Panel (SIP) | Panel - SIP ≤100mm | Panel - SIP ≤100mm | Panel - SIP ≤100mm, , KS1100/1200RL Roofliner Panel, 75mm thick (Kingspan) | Panel_SIP_less_equal_100 | Panel_SIP_less_equal_100 | 2022-10-26 | 2027-10-26 | Asia Pacific (Australia, New Zealand, South-East Asia) | S-P-05484 | Version 1 | EPD Australasia | https://epd-australasia.com/wp-content/uploads/2022/11/SP05484-Kingspan-EPD-roofliner-panel_Oct22.pdf | m² |  | 13 |  |  | 49.5 | 49.7 | -0.202 | 0 | 0 | 49.7 | 0 | 3.8077 | 3.8231 | -0.015538 | 0 | 0 | 3.8231 | 0 | Version 1.0
Structural Insulated Panel (SIP) | Panel - SIP ≤100mm | Panel - SIP ≤100mm | Panel - SIP ≤100mm, , KS1000RW Trapezoidal Wall Panel, 100mm thick (Kingspan) | Panel_SIP_less_equal_100 | Panel_SIP_less_equal_100 | 2020-10-26 | 2027-10-26 | Asia Pacific (Australia, New Zealand, South-East Asia) | S-P-05482 | Version 1 | EPD Australasia | https://epd-australasia.com/wp-content/uploads/2022/11/SP05482-Kingspan-EPD-wallpanelOct22.pdf | m² |  | 12.3 |  |  | 50.4 | 50.6 | -0.192 | 0 | 0 | 50.6 | 0 | 4.0976 | 4.1138 | -0.01561 | 0 | 0 | 4.1138 | 0 | Version 1.0
Structural Insulated Panel (SIP) | Panel - SIP ≤100mm | Panel - SIP ≤100mm | Panel - SIP ≤100mm, , KS1000RW Trapezoidal Roof Panel, 100mm thick (Kingspan) | Panel_SIP_less_equal_100 | Panel_SIP_less_equal_100 | 2022-10-26 | 2027-10-26 | Asia Pacific (Australia, New Zealand, South-East Asia) | S-P-00846 | Version 2 | EPD Australasia | https://epd-australasia.com/wp-content/uploads/2018/04/SP00846-Kingspan-EPD-roof-panel_Oct22v2.pdf | m² |  | 12.3 |  |  | 50.4 | 50.6 | -0.192 | 0 | 0 | 50.6 | 0 | 4.0976 | 4.1138 | -0.01561 | 0 | 0 | 4.1138 | 0 | Version 1.0
Structural Insulated Panel (SIP) | Panel - SIP ≤100mm | Panel - SIP ≤100mm | Panel - SIP ≤100mm, , Evolution Panelised Facade, 80mm thick (Kingspan) | Panel_SIP_less_equal_100 | Panel_SIP_less_equal_100 | 2022-10-26 | 2027-10-26 | Asia Pacific (Australia, New Zealand, South-East Asia) | S-P-05481 | Version 1 | EPD Australasia | https://epd-australasia.com/wp-content/uploads/2022/11/SP005481-Kingspan-EPD-evolution-panelised-facade_Oct22.pdf | m² |  | 11.5 |  |  | 50.6 | 50.8 | -0.217 | 0 | 0 | 50.8 | 0 | 4.4 | 4.4174 | -0.01887 | 0 | 0 | 4.4174 | 0 | Version 1.0
Structural Insulated Panel (SIP) | Panel - SIP ≤100mm | Panel - SIP ≤100mm | Panel - SIP ≤100mm, , K-Dek Roof Panel with PVC membrane, 100mm thick (Kingspan) | Panel_SIP_less_equal_100 | Panel_SIP_less_equal_100 | 2022-10-26 | 2027-10-26 | Asia Pacific (Australia, New Zealand, South-East Asia) | S-P-00848 | Version 2 | EPD Australasia | https://epd-australasia.com/wp-content/uploads/2018/04/SP00848-Kingspan-EPD-k-dek-roof-panel_Oct22v2.pdf | m² |  | 11.2 |  |  | 51 | 51.2 | -0.248 | 0 | 0 | 51.2 | 0 | 4.5536 | 4.5714 | -0.022143 | 0 | 0 | 4.5714 | 0 | Version 1.0
Structural Insulated Panel (SIP) | Panel - SIP ≤100mm | Panel - SIP ≤100mm | Panel - SIP ≤100mm, , KS1100/1200RL Roofliner Panel, 100mm thick (Kingspan) | Panel_SIP_less_equal_100 | Panel_SIP_less_equal_100 | 2022-10-26 | 2027-10-26 | Asia Pacific (Australia, New Zealand, South-East Asia) | S-P-05484 | Version 1 | EPD Australasia | https://epd-australasia.com/wp-content/uploads/2022/11/SP05484-Kingspan-EPD-roofliner-panel_Oct22.pdf | m² |  | 14 |  |  | 55.8 | 56 | -0.172 | 0 | 0 | 56 | 0 | 3.9857 | 4 | -0.012286 | 0 | 0 | 4 | 0 | Version 1.0
Structural Insulated Panel (SIP) | Panel - SIP ≤100mm | Panel - SIP ≤100mm | Panel - SIP ≤100mm, , BondorPanel® 0.6mm steel – 50mm (Bondor) | Panel_SIP_less_equal_100 | Panel_SIP_less_equal_100 | 2023-05-15 | 2028-05-15 | Australia | S-P-08462 | Version 1 | EPD Australasia | https://epd-australasia.com/wp-content/uploads/2023/05/SP08462-Bondor-EPD_EPS-FR_May23.pdf | m² |  | 12 |  |  | 32.1 | 32.2 | -0.101 | 0 | 0 | 32.2 | 0 | 2.675 | 2.6833 | -0.0084167 | 0 | 0 | 2.6833 | 0 | Version 1.0
Structural Insulated Panel (SIP) | Panel - SIP ≤100mm | Panel - SIP ≤100mm | Panel - SIP ≤100mm, , Solaris Ridge® 0.6mm steel - 50mm (Bondor) | Panel_SIP_less_equal_100 | Panel_SIP_less_equal_100 | 2023-05-15 | 2028-05-15 | Australia | S-P-08462 | Version 1 | EPD Australasia | https://epd-australasia.com/wp-content/uploads/2023/05/SP08462-Bondor-EPD_EPS-FR_May23.pdf | m² |  | 10.2857 |  |  | 33.5 | 33.6 | -0.146 | 0 | 0 | 33.6 | 0 | 3.2569 | 3.2667 | -0.014194 | 0 | 0 | 3.2667 | 0 | Version 1.0
Structural Insulated Panel (SIP) | Panel - SIP ≤100mm | Panel - SIP ≤100mm | Panel - SIP ≤100mm, , SolarSpan® - 50mm (Bondor) | Panel_SIP_less_equal_100 | Panel_SIP_less_equal_100 | 2023-05-15 | 2028-05-15 | Australia | S-P-08462 | Version 1 | EPD Australasia | https://epd-australasia.com/wp-content/uploads/2023/05/SP08462-Bondor-EPD_EPS-FR_May23.pdf | m² |  | 10.6 |  |  | 38.1 | 38.2 | -0.155 | 0 | 0 | 38.2 | 0 | 3.5943 | 3.6038 | -0.014623 | 0 | 0 | 3.6038 | 0 | Version 1.0
Structural Insulated Panel (SIP) | Panel - SIP ≤100mm | Panel - SIP ≤100mm | Panel - SIP ≤100mm, , LuxeWall® - 50mm (Bondor) | Panel_SIP_less_equal_100 | Panel_SIP_less_equal_100 | 2023-05-15 | 2028-05-15 | Australia | S-P-08462 | Version 1 | EPD Australasia | https://epd-australasia.com/wp-content/uploads/2023/05/SP08462-Bondor-EPD_EPS-FR_May23.pdf | m² |  | 15.6 |  |  | 39.7 | 39.8 | -0.147 | 0 | 0 | 39.8 | 0 | 2.5449 | 2.5513 | -0.0094231 | 0 | 0 | 2.5513 | 0 | Version 1.0
Structural Insulated Panel (SIP) | Panel - SIP ≤100mm | Panel - SIP ≤100mm | Panel - SIP ≤100mm, , CoolRoof® - 50mm (Bondor) | Panel_SIP_less_equal_100 | Panel_SIP_less_equal_100 | 2023-05-15 | 2028-05-15 | Australia | S-P-08462 | Version 1 | EPD Australasia | https://epd-australasia.com/wp-content/uploads/2023/05/SP08462-Bondor-EPD_EPS-FR_May23.pdf | m² |  | 15.6 |  |  | 40 | 40.1 | -0.179 | 0 | 0 | 40.1 | 0 | 2.5641 | 2.5705 | -0.011474 | 0 | 0 | 2.5705 | 0 | Version 1.0
Structural Insulated Panel (SIP) | Panel - SIP ≤100mm | Panel - SIP ≤100mm | Panel - SIP ≤100mm, , BondorPanel® 0.4mm steel - 50mm (Bondor) | Panel_SIP_less_equal_100 | Panel_SIP_less_equal_100 | 2023-05-15 | 2028-05-15 | Australia | S-P-08462 | Version 1 | EPD Australasia | https://epd-australasia.com/wp-content/uploads/2023/05/SP08462-Bondor-EPD_EPS-FR_May23.pdf | m² |  | 8.9143 |  |  | 41.3 | 41.4 | -0.103 | 0 | 0 | 41.4 | 0 | 4.633 | 4.6442 | -0.011554 | 0 | 0 | 4.6442 | 0 | Version 1.0
Structural Insulated Panel (SIP) | Panel - SIP ≤100mm | Panel - SIP ≤100mm | Panel - SIP ≤100mm, , InsulRoof® - 50mm (Bondor) | Panel_SIP_less_equal_100 | Panel_SIP_less_equal_100 | 2023-05-15 | 2028-05-15 | Australia | S-P-08462 | Version 1 | EPD Australasia | https://epd-australasia.com/wp-content/uploads/2023/05/SP08462-Bondor-EPD_EPS-FR_May23.pdf | m² |  | 11.6 |  |  | 41.8 | 41.9 | -0.146 | 0 | 0 | 41.9 | 0 | 3.6034 | 3.6121 | -0.012586 | 0 | 0 | 3.6121 | 0 | Version 1.0
Structural Insulated Panel (SIP) | Panel - SIP ≤100mm | Panel - SIP ≤100mm | Panel - SIP ≤100mm, , Solaris Corro® 0.5mm steel - 50mm (Bondor) | Panel_SIP_less_equal_100 | Panel_SIP_less_equal_100 | 2023-05-15 | 2028-05-15 | Australia | S-P-08462 | Version 1 | EPD Australasia | https://epd-australasia.com/wp-content/uploads/2023/05/SP08462-Bondor-EPD_EPS-FR_May23.pdf | m² |  | 11.3 |  |  | 42.4 | 42.5 | -0.146 | 0 | 0 | 42.5 | 0 | 3.7522 | 3.7611 | -0.01292 | 0 | 0 | 3.7611 | 0 | Version 1.0
Structural Insulated Panel (SIP) | Panel - SIP ≤100mm | Panel - SIP ≤100mm | Panel - SIP ≤100mm, , BondorPanel® 0.4mm steel - 75mm (Bondor) | Panel_SIP_less_equal_100 | Panel_SIP_less_equal_100 | 2023-05-15 | 2028-05-15 | Australia | S-P-08462 | Version 1 | EPD Australasia | https://epd-australasia.com/wp-content/uploads/2023/05/SP08462-Bondor-EPD_EPS-FR_May23.pdf | m² |  | 10.3429 |  |  | 42.7 | 42.8 | -0.158 | 0 | 0 | 42.8 | 0 | 4.1285 | 4.1381 | -0.015276 | 0 | 0 | 4.1381 | 0 | Version 1.0
Structural Insulated Panel (SIP) | Panel - SIP ≤100mm | Panel - SIP ≤100mm | Panel - SIP ≤100mm, , Equitilt® 0.7mm steel – 50mm (Bondor) | Panel_SIP_less_equal_100 | Panel_SIP_less_equal_100 | 2023-05-15 | 2028-05-15 | Australia | S-P-08462 | Version 1 | EPD Australasia | https://epd-australasia.com/wp-content/uploads/2023/05/SP08462-Bondor-EPD_EPS-FR_May23.pdf | m² |  | 12 |  |  | 44.3 | 44.4 | -0.147 | 0 | 0 | 44.4 | 0 | 3.6917 | 3.7 | -0.01225 | 0 | 0 | 3.7 | 0 | Version 1.0
Structural Insulated Panel (SIP) | Panel - SIP ≤100mm | Panel - SIP ≤100mm | Panel - SIP ≤100mm, , r KS1100/1200CS Coldstore Panel, 75mm thick (Kingspan) | Panel_SIP_less_equal_100 | Panel_SIP_less_equal_100 | 2022-10-26 | 2027-10-26 | Asia Pacific (Australia, New Zealand, South-East Asia) | S-P-00845 | Version 2 | EPD Australasia | https://epd-australasia.com/wp-content/uploads/2018/04/SP00845-Kingspan-EPD-coldstore-panel_Oct22v2.pdf | m² |  | 13 |  |  | 48.5 | 48.6 | -0.181 | 0 | 0 | 48.6 | 0 | 3.7308 | 3.7385 | -0.013923 | 0 | 0 | 3.7385 | 0 | Version 1.0
Structural Insulated Panel (SIP) | Panel - SIP ≤100mm | Panel - SIP ≤100mm | Panel - SIP ≤100mm, , Architectural Wall Panel, 100mm thick (Kingspan) | Panel_SIP_less_equal_100 | Panel_SIP_less_equal_100 | 2022-10-26 | 2027-10-26 | Asia Pacific (Australia, New Zealand, South-East Asia) | S-P-00847 | Version 2 | EPD Australasia | https://epd-australasia.com/wp-content/uploads/2018/04/SP00847-Kingspan-EPD-architectural-wall-panel_Oct22v2.pdf | m² |  | 12.3 |  |  | 53.1 | 53.2 | -0.193 | 0 | 0 | 53.2 | 0 | 4.3171 | 4.3252 | -0.015691 | 0 | 0 | 4.3252 | 0 | Version 1.0
Structural Insulated Panel (SIP) | Panel - SIP ≤100mm | Panel - SIP ≤100mm | Panel - SIP ≤100mm, , KS1100/1200CS Coldstore Panel, 100mm thick (Kingspan) | Panel_SIP_less_equal_100 | Panel_SIP_less_equal_100 | 2022-10-26 | 2027-10-26 | Asia Pacific (Australia, New Zealand, South-East Asia) | S-P-00845 | Version 2 | EPD Australasia | https://epd-australasia.com/wp-content/uploads/2018/04/SP00845-Kingspan-EPD-coldstore-panel_Oct22v2.pdf | m² |  | 14 |  |  | 55.1 | 55.2 | -0.15 | 0 | 0 | 55.2 | 0 | 3.9357 | 3.9429 | -0.010714 | 0 | 0 | 3.9429 | 0 | Version 1.0
Structural Insulated Panel (SIP) | Panel - SIP ≤100mm | Panel - SIP ≤100mm | Panel - SIP ≤100mm, , KS1100KP Karrier Wall Panel, 100mm thick (Kingspan) | Panel_SIP_less_equal_100 | Panel_SIP_less_equal_100 | 2022-10-26 | 2027-10-26 | Asia Pacific (Australia, New Zealand, South-East Asia) | S-P-05483 | Version 1 | EPD Australasia | https://epd-australasia.com/wp-content/uploads/2022/11/SP05483-Kingspan-EPD-karrier-wall-panel_Oct22.pdf | m² |  | 14 |  |  | 55.7 | 55.8 | -0.172 | 0 | 0 | 55.8 | 0 | 3.9786 | 3.9857 | -0.012286 | 0 | 0 | 3.9857 | 0 | Version 1.0
Structural Insulated Panel (SIP) | Panel - SIP ≤100mm | Panel - SIP ≤100mm | Panel - SIP ≤100mm, , Evolution Panelised Facade, 100mm thick (Kingspan) | Panel_SIP_less_equal_100 | Panel_SIP_less_equal_100 | 2022-10-26 | 2027-10-26 | Asia Pacific (Australia, New Zealand, South-East Asia) | S-P-05481 | Version 1 | EPD Australasia | https://epd-australasia.com/wp-content/uploads/2022/11/SP005481-Kingspan-EPD-evolution-panelised-facade_Oct22.pdf | m² |  | 12.3 |  |  | 55.7 | 55.8 | -0.193 | 0 | 0 | 55.8 | 0 | 4.5285 | 4.5366 | -0.015691 | 0 | 0 | 4.5366 | 0 | Version 1.0
Structural Insulated Panel (SIP) | Panel - SIP ≤100mm | Panel - SIP ≤100mm | Panel - SIP ≤100mm, , EconoClad® 25mm (Metecno Pty Ltd t/a MetecnoPIR) | Panel_SIP_less_equal_100 | Panel_SIP_less_equal_100 | 2023-05-15 | 2028-05-15 | Australia | S-P-08464 | Version 1 | EPD Australasia | https://epd-australasia.com/wp-content/uploads/2023/05/SP08464-Bondor-EPD_PIR_May23.pdf | m² |  | 5.6 |  |  | 27.5 | 27.5 | 0.0328 | 0 | 0 | 27.5328 | 0 | 4.9107 | 4.9107 | 0.0058571 | 0 | 0 | 4.9166 | 0 | Version 1.0
Structural Insulated Panel (SIP) | Panel - SIP ≤100mm | Panel - SIP ≤100mm | Panel - SIP ≤100mm, , EconoClad® 40mm (Metecno Pty Ltd t/a MetecnoPIR) | Panel_SIP_less_equal_100 | Panel_SIP_less_equal_100 | 2023-05-15 | 2028-05-15 | Australia | S-P-08464 | Version 1 | EPD Australasia | https://epd-australasia.com/wp-content/uploads/2023/05/SP08464-Bondor-EPD_PIR_May23.pdf | m² |  | 6.3 |  |  | 30.7 | 30.7 | 0.0352 | 0 | 0 | 30.7352 | 0 | 4.873 | 4.873 | 0.0055873 | 0 | 0 | 4.8786 | 0 | Version 1.0
Structural Insulated Panel (SIP) | Panel - SIP ≤100mm | Panel - SIP ≤100mm | Panel - SIP ≤100mm, , EconoClad® 60mm (Metecno Pty Ltd t/a MetecnoPIR) | Panel_SIP_less_equal_100 | Panel_SIP_less_equal_100 | 2023-05-15 | 2028-05-15 | Australia | S-P-08464 | Version 1 | EPD Australasia | https://epd-australasia.com/wp-content/uploads/2023/05/SP08464-Bondor-EPD_PIR_May23.pdf | m² |  | 7.1 |  |  | 34.7 | 34.7 | 0.038 | 0 | 0 | 34.738 | 0 | 4.8873 | 4.8873 | 0.0053521 | 0 | 0 | 4.8927 | 0 | Version 1.0
Structural Insulated Panel (SIP) | Panel - SIP ≤100mm | Panel - SIP ≤100mm | Panel - SIP ≤100mm, , EconoClad® 80mm (Metecno Pty Ltd t/a MetecnoPIR) | Panel_SIP_less_equal_100 | Panel_SIP_less_equal_100 | 2023-05-15 | 2028-05-15 | Australia | S-P-08464 | Version 1 | EPD Australasia | https://epd-australasia.com/wp-content/uploads/2023/05/SP08464-Bondor-EPD_PIR_May23.pdf | m² |  | 7.9 |  |  | 38.7 | 38.7 | 0.0408 | 0 | 0 | 38.7408 | 0 | 4.8987 | 4.8987 | 0.0051646 | 0 | 0 | 4.9039 | 0 | Version 1.0
Structural Insulated Panel (SIP) | Panel - SIP ≤100mm | Panel - SIP ≤100mm | Panel - SIP ≤100mm, , EconoClad® 100mm (Metecno Pty Ltd t/a MetecnoPIR) | Panel_SIP_less_equal_100 | Panel_SIP_less_equal_100 | 2023-05-15 | 2028-05-15 | Australia | S-P-08464 | Version 1 | EPD Australasia | https://epd-australasia.com/wp-content/uploads/2023/05/SP08464-Bondor-EPD_PIR_May23.pdf | m² |  | 8.7 |  |  | 42.7 | 42.7 | 0.0436 | 0 | 0 | 42.7436 | 0 | 4.908 | 4.908 | 0.0050115 | 0 | 0 | 4.9131 | 0 | Version 1.0
Structural Insulated Panel (SIP) | Panel - SIP ≤100mm | Panel - SIP ≤100mm | Steel, Insulation panel, COLORBOND® steel for insulated panels in 0.40mm base metal thickness (BMT) (Bluescope) | Panel_SIP_less_equal_100 | Panel_SIP_less_equal_100 | 2023-07-31 | 2028-07-31 | Australia | S-P-09345 | Version 1 | EPD Australasia | https://epd-australasia.com/wp-content/uploads/2023/08/SP09345-Bluescope-EPD-COLORBOND-Insulated-Panels_Jul23.pdf | m² |  | 3.48 |  |  | 12.1938 | 12.2 | -0.00615 | 0 | 0 | 12.2 | 0 | 3.504 | 3.5057 | -0.0017672 | 0 | 0 | 3.5057 | 0 | Version 1.0
Structural Insulated Panel (SIP) | Panel - SIP ≤100mm | Panel - SIP ≤100mm | Panel - SIP ≤100mm, , MetecnoPanel® 75mm (Metecno Pty Ltd t/a MetecnoPIR) | Panel_SIP_less_equal_100 | Panel_SIP_less_equal_100 | 2023-05-15 | 2028-05-15 | Australia | S-P-08464 | Version 1 | EPD Australasia | https://epd-australasia.com/wp-content/uploads/2023/05/SP08464-Bondor-EPD_PIR_May23.pdf | m² |  | 13 |  |  | 55.1 | 55.1 | 0.0255 | 0 | 0 | 55.1255 | 0 | 4.2385 | 4.2385 | 0.0019615 | 0 | 0 | 4.2404 | 0 | Version 1.0
Structural Insulated Panel (SIP) | Panel - SIP ≤100mm | Panel - SIP ≤100mm | Panel - SIP ≤100mm, , MetecnoPanel® 50mm (Metecno Pty Ltd t/a MetecnoPIR) | Panel_SIP_less_equal_100 | Panel_SIP_less_equal_100 | 2023-05-15 | 2028-05-15 | Australia | S-P-08464 | Version 1 | EPD Australasia | https://epd-australasia.com/wp-content/uploads/2023/05/SP08464-Bondor-EPD_PIR_May23.pdf | m² |  | 12 |  |  | 49.9 | 49.9 | 0.0211 | 0 | 0 | 49.9211 | 0 | 4.1583 | 4.1583 | 0.0017583 | 0 | 0 | 4.1601 | 0 | Version 1.0
Structural Insulated Panel (SIP) | Cold room panel | Panel - SIP ≤100mm | Steel, Cold room panels, COLORBOND® Intramax® steel in 0.40mm base metal thickness (BMT) (Bluescope) | Panel_SIP_less_equal_100 | Panel_SIP_less_equal_100 | 2023-07-31 | 2028-07-31 | Australia | S-P-09346 | Version 1 | EPD Australasia | https://epd-australasia.com/wp-content/uploads/2023/08/SP09346-Bluescope-EPD-COLORBOND-Intramax_Jul23.pdf | m² |  | 3.48 |  |  | 12.195 | 12.2 | -0.00498 | 0 | 0 | 12.2 | 0 | 3.5043 | 3.5057 | -0.001431 | 0 | 0 | 3.5057 | 0 | Version 1.0
Structural Insulated Panel (SIP) | Panel - SIP ≤100mm | Panel - SIP ≤100mm | Panel - SIP ≤100mm, , MetecnoInspire® 60mm (Metecno Pty Ltd t/a MetecnoPIR) | Panel_SIP_less_equal_100 | Panel_SIP_less_equal_100 | 2023-05-15 | 2028-05-15 | Australia | S-P-08464 | Version 1 | EPD Australasia | https://epd-australasia.com/wp-content/uploads/2023/05/SP08464-Bondor-EPD_PIR_May23.pdf | m² |  | 14.3 |  |  | 55.5 | 55.5 | 0.0226 | 0 | 0 | 55.5226 | 0 | 3.8811 | 3.8811 | 0.0015804 | 0 | 0 | 3.8827 | 0 | Version 1.0
Structural Insulated Panel (SIP) | Panel - SIP ≤100mm | Panel - SIP ≤100mm | Steel, Insulation panel, COLORBOND® steel for insulated panels in 0.50mm base metal thickness (BMT) (Bluescope) | Panel_SIP_less_equal_100 | Panel_SIP_less_equal_100 | 2023-07-31 | 2028-07-31 | Australia | S-P-09345 | Version 1 | EPD Australasia | https://epd-australasia.com/wp-content/uploads/2023/08/SP09345-Bluescope-EPD-COLORBOND-Insulated-Panels_Jul23.pdf | m² |  | 4.26 |  |  | 14.1945 | 14.2 | -0.00553 | 0 | 0 | 14.2 | 0 | 3.332 | 3.3333 | -0.0012981 | 0 | 0 | 3.3333 | 0 | Version 1.0
Structural Insulated Panel (SIP) | Panel - SIP ≤100mm | Panel - SIP ≤100mm | Panel - SIP ≤100mm, , MetecnoInspire® 50mm (Metecno Pty Ltd t/a MetecnoPIR) | Panel_SIP_less_equal_100 | Panel_SIP_less_equal_100 | 2023-05-15 | 2028-05-15 | Australia | S-P-08464 | Version 1 | EPD Australasia | https://epd-australasia.com/wp-content/uploads/2023/05/SP08464-Bondor-EPD_PIR_May23.pdf | m² |  | 13.9 |  |  | 53.8 | 53.8 | 0.0202 | 0 | 0 | 53.8202 | 0 | 3.8705 | 3.8705 | 0.0014532 | 0 | 0 | 3.872 | 0 | Version 1.0
Structural Insulated Panel (SIP) | Cold room panel | Panel - SIP ≤100mm | Steel, Cold room panels, COLORBOND® Intramax® steel in 0.45mm base metal thickness (BMT) (Bluescope) | Panel_SIP_less_equal_100 | Panel_SIP_less_equal_100 | 2023-07-31 | 2028-07-31 | Australia | S-P-09346 | Version 1 | EPD Australasia | https://epd-australasia.com/wp-content/uploads/2023/08/SP09346-Bluescope-EPD-COLORBOND-Intramax_Jul23.pdf | m² |  | 3.87 |  |  | 13.1953 | 13.2 | -0.00467 | 0 | 0 | 13.2 | 0 | 3.4096 | 3.4109 | -0.0012067 | 0 | 0 | 3.4109 | 0 | Version 1.0
Structural Insulated Panel (SIP) | Cold room panel | Panel - SIP ≤100mm | Steel, Cold room panels, COLORBOND® Intramax® steel in 0.50mm base metal thickness (BMT) (Bluescope) | Panel_SIP_less_equal_100 | Panel_SIP_less_equal_100 | 2023-07-31 | 2028-07-31 | Australia | S-P-09346 | Version 1 | EPD Australasia | https://epd-australasia.com/wp-content/uploads/2023/08/SP09346-Bluescope-EPD-COLORBOND-Intramax_Jul23.pdf | m² |  | 4.26 |  |  | 14.1956 | 14.2 | -0.00436 | 0 | 0 | 14.2 | 0 | 3.3323 | 3.3333 | -0.0010235 | 0 | 0 | 3.3333 | 0 | Version 1.0
Structural Insulated Panel (SIP) | Panel - SIP ≤100mm | Panel - SIP ≤100mm | Steel, Insulation panel, COLORBOND® steel for insulated panels in 0.60mm base metal thickness (BMT) (Bluescope) | Panel_SIP_less_equal_100 | Panel_SIP_less_equal_100 | 2023-07-31 | 2028-07-31 | Australia | S-P-09345 | Version 1 | EPD Australasia | https://epd-australasia.com/wp-content/uploads/2023/08/SP09345-Bluescope-EPD-COLORBOND-Insulated-Panels_Jul23.pdf | m² |  | 5.05 |  |  | 16.2951 | 16.3 | -0.0049 | 0 | 0 | 16.3 | 0 | 3.2268 | 3.2277 | -0.0009703 | 0 | 0 | 3.2277 | 0 | Version 1.0
Structural Insulated Panel (SIP) | Cold room panel | Panel - SIP ≤100mm | Steel, Cold room panels, COLORBOND® Intramax® steel in 0.60mm base metal thickness (BMT) (Bluescope) | Panel_SIP_less_equal_100 | Panel_SIP_less_equal_100 | 2023-07-31 | 2028-07-31 | Australia | S-P-09346 | Version 1 | EPD Australasia | https://epd-australasia.com/wp-content/uploads/2023/08/SP09346-Bluescope-EPD-COLORBOND-Intramax_Jul23.pdf | m² |  | 5.05 |  |  | 16.2963 | 16.3 | -0.00373 | 0 | 0 | 16.3 | 0 | 3.227 | 3.2277 | -0.00073861 | 0 | 0 | 3.2277 | 0 | Version 1.0
Structural Insulated Panel (SIP) | Panel - SIP ≤100mm | Panel - SIP ≤100mm | Panel - SIP ≤100mm, K17 100 mm, (Kingspan) | Panel_SIP_less_equal_100 | Panel_SIP_less_equal_100 | 2023-03-23 | 2028-03-23 | Asia Pacific (Australia, New Zealand, South-East Asia) | S-P-07446 | Version 1 | EPD Australasia | #N/A | m² |  | 11.7714 |  |  | 16.2 | 16.1 | 0.102 | 0 | 0 | 16.202 | 0 | 1.3762 | 1.3677 | 0.008665 | 0 | 0 | 1.3764 | 0 | Version 1.0
Structural Insulated Panel (SIP) | Panel - SIP ≤100mm | Panel - SIP ≤100mm | Panel - SIP ≤100mm, K17 50 mm, (Kingspan) | Panel_SIP_less_equal_100 | Panel_SIP_less_equal_100 | 2023-03-23 | 2028-03-23 | Asia Pacific (Australia, New Zealand, South-East Asia) | S-P-07446 | Version 1 | EPD Australasia | #N/A | m² |  | 8.9143 |  |  | 9.79 | 9.69 | 0.0944 | 0 | 0 | 9.7844 | 0 | 1.0982 | 1.087 | 0.01059 | 0 | 0 | 1.0976 | 0 | Version 1.0
Structural Insulated Panel (SIP) | Panel - SIP ≤100mm | Panel - SIP ≤100mm | Panel - SIP ≤100mm, , MetecnoSpan® 100mm (Metecno Pty Ltd t/a MetecnoPIR) | Panel_SIP_less_equal_100 | Panel_SIP_less_equal_100 | 2023-05-15 | 2028-05-15 | Australia | S-P-08464 | Version 1 | EPD Australasia | https://epd-australasia.com/wp-content/uploads/2023/05/SP08464-Bondor-EPD_PIR_May23.pdf | m² |  | 13.2 |  |  | 58.8 | 58.7 | 0.039 | 0 | 0 | 58.739 | 0 | 4.4545 | 4.447 | 0.0029545 | 0 | 0 | 4.4499 | 0 | Version 1.0
Structural Insulated Panel (SIP) | Panel - SIP ≤100mm | Panel - SIP ≤100mm | Panel - SIP ≤100mm, , MetecnoInspire® 100mm (Metecno Pty Ltd t/a MetecnoPIR) | Panel_SIP_less_equal_100 | Panel_SIP_less_equal_100 | 2023-05-15 | 2028-05-15 | Australia | S-P-08464 | Version 1 | EPD Australasia | https://epd-australasia.com/wp-content/uploads/2023/05/SP08464-Bondor-EPD_PIR_May23.pdf | m² |  | 16 |  |  | 64.1 | 64 | 0.0285 | 0 | 0 | 64.0285 | 0 | 4.0062 | 4 | 0.0017813 | 0 | 0 | 4.0018 | 0 | Version 1.0
Structural Insulated Panel (SIP) | Panel - SIP ≤100mm | Panel - SIP ≤100mm | Panel - SIP ≤100mm, , MetecnoSpan® 80mm (Metecno Pty Ltd t/a MetecnoPIR) | Panel_SIP_less_equal_100 | Panel_SIP_less_equal_100 | 2023-05-15 | 2028-05-15 | Australia | S-P-08464 | Version 1 | EPD Australasia | https://epd-australasia.com/wp-content/uploads/2023/05/SP08464-Bondor-EPD_PIR_May23.pdf | m² |  | 12.7 |  |  | 54.8 | 54.7 | 0.0361 | 0 | 0 | 54.7361 | 0 | 4.315 | 4.3071 | 0.0028425 | 0 | 0 | 4.3099 | 0 | Version 1.0
Structural Insulated Panel (SIP) | Panel - SIP ≤100mm | Panel - SIP ≤100mm | Panel - SIP ≤100mm, , MetecnoPanel® 100mm (Metecno Pty Ltd t/a MetecnoPIR) | Panel_SIP_less_equal_100 | Panel_SIP_less_equal_100 | 2023-05-15 | 2028-05-15 | Australia | S-P-08464 | Version 1 | EPD Australasia | https://epd-australasia.com/wp-content/uploads/2023/05/SP08464-Bondor-EPD_PIR_May23.pdf | m² |  | 14 |  |  | 60.2 | 60.1 | 0.0294 | 0 | 0 | 60.1294 | 0 | 4.3 | 4.2929 | 0.0021 | 0 | 0 | 4.295 | 0 | Version 1.0
Structural Insulated Panel (SIP) | Panel - SIP ≤100mm | Panel - SIP ≤100mm | Panel - SIP ≤100mm, K17 25 mm, (Kingspan) | Panel_SIP_less_equal_100 | Panel_SIP_less_equal_100 | 2023-03-23 | 2028-03-23 | Asia Pacific (Australia, New Zealand, South-East Asia) | S-P-07446 | Version 1 | EPD Australasia | #N/A | m² |  | 6.0571 |  |  | 7.16 | 7.06 | 0.0912 | 0 | 0 | 7.1512 | 0 | 1.1821 | 1.1656 | 0.015057 | 0 | 0 | 1.1806 | 0 | Version 1.0
Structural Insulated Panel (SIP) | Panel - SIP ≤100mm | Panel - SIP ≤100mm | Panel - SIP ≤100mm, , MetecnoInspire® 80mm (Metecno Pty Ltd t/a MetecnoPIR) | Panel_SIP_less_equal_100 | Panel_SIP_less_equal_100 | 2023-05-15 | 2028-05-15 | Australia | S-P-08464 | Version 1 | EPD Australasia | https://epd-australasia.com/wp-content/uploads/2023/05/SP08464-Bondor-EPD_PIR_May23.pdf | m² |  | 15.1 |  |  | 60.1 | 60 | 0.0257 | 0 | 0 | 60.0257 | 0 | 3.9801 | 3.9735 | 0.001702 | 0 | 0 | 3.9752 | 0 | Version 1.0
Structural Insulated Panel (SIP) | Panel - SIP ≤100mm | Panel - SIP ≤100mm | Panel - SIP ≤100mm, , MetecnoSpan® 60mm (Metecno Pty Ltd t/a MetecnoPIR) | Panel_SIP_less_equal_100 | Panel_SIP_less_equal_100 | 2023-05-15 | 2028-05-15 | Australia | S-P-08464 | Version 1 | EPD Australasia | https://epd-australasia.com/wp-content/uploads/2023/05/SP08464-Bondor-EPD_PIR_May23.pdf | m² |  | 11.6 |  |  | 50.8 | 50.7 | 0.0333 | 0 | 0 | 50.7333 | 0 | 4.3793 | 4.3707 | 0.0028707 | 0 | 0 | 4.3736 | 0 | Version 1.0
Structural Insulated Panel (SIP) | Panel - SIP ≤100mm | Panel - SIP ≤100mm | Panel - SIP ≤100mm, , MetecnoSpan® 40mm (Metecno Pty Ltd t/a MetecnoPIR) | Panel_SIP_less_equal_100 | Panel_SIP_less_equal_100 | 2023-05-15 | 2028-05-15 | Australia | S-P-08464 | Version 1 | EPD Australasia | https://epd-australasia.com/wp-content/uploads/2023/05/SP08464-Bondor-EPD_PIR_May23.pdf | m² |  | 10.7 |  |  | 46.7 | 46.6 | 0.0297 | 0 | 0 | 46.6297 | 0 | 4.3645 | 4.3551 | 0.0027757 | 0 | 0 | 4.3579 | 0 | Version 1.0
Timber & engineered woods | Particleboard | Particleboard | Particleboard, 22 mm flooring, Wood solutions, FWPA, Australia | Eng_Timber_Particleboard | Eng_Timber_Particleboard | 2017-12-08 | 2022-12-08 | Australia | S-P-00562 | Version 1.2 | EPD Australasia | https://epd-australasia.com/wp-content/uploads/2018/04/EDP-3-Particleboard-Dec-2020-1.pdf | m³ | 722.7273 |  |  |  | -417.2727 | 622.7273 | -1040.9091 | 0 | 1205.75 | 787.5682 | 1205.75 | -0.57736 | 0.86164 | -1.4403 | 0 | 1.6683 | 1.0897 | 1.6683 | Version 1.0 | Expired
Timber & engineered woods | Particleboard | Particleboard | Particleboard, 25 mm flooring, Wood solutions, FWPA, Australia | Eng_Timber_Particleboard | Eng_Timber_Particleboard | 2017-12-08 | 2022-12-08 | Australia | S-P-00562 | Version 1.2 | EPD Australasia | https://epd-australasia.com/wp-content/uploads/2018/04/EDP-3-Particleboard-Dec-2020-1.pdf | m³ | 732 |  |  |  | -420 | 628 | -1048 | 0 | 1221.22 | 801.22 | 1221.22 | -0.57377 | 0.85792 | -1.4317 | 0 | 1.6683 | 1.0946 | 1.6683 | Version 1.0 | Expired
Timber & engineered woods | Particleboard | Particleboard | Max variation of 19mm flooring particleboard FWPA, Australia | Eng_Timber_Particleboard | Eng_Timber_Particleboard | 2017-12-08 | 2022-12-08 | Australia | S-P-00562 | Version 1.2 | EPD Australasia | https://epd-australasia.com/wp-content/uploads/2018/04/EDP-3-Particleboard-Dec-2020-1.pdf | m³ | 715.7895 |  |  |  | -342.6474 | 673.1421 | -1015.7895 | 0 | 1181.0526 | 838.4053 | 1181.0526 | -0.4787 | 0.94042 | -1.4191 | 0 | 1.65 | 1.1713 | 1.65 | Version 1.0 | Expired
Timber & engineered woods | Particleboard | Particleboard | Particleboard, Min variation 19mm particleboard (FWPA) (Australia) | Eng_Timber_Particleboard | Eng_Timber_Particleboard | 2017-12-08 | 2022-12-08 | Australia | S-P-00562 |  | EPD Australasia | https://epd-australasia.com/wp-content/uploads/2018/04/EDP-3-Particleboard-Dec-2020-1.pdf | m³ | 715.7895 |  |  |  | -440.0842 | 575.7053 | -1015.7895 | 0 | 1181.052 | 740.9678 | 1181.052 | -0.61482 | 0.80429 | -1.4191 | 0 | 1.65 | 1.0352 | 1.65 | Version 1.0 | Expired
Timber & engineered woods | Particleboard | Particleboard | Particleboard, 19 mm flooring, Wood solutions, FWPA, Australia | Eng_Timber_Particleboard | Eng_Timber_Particleboard | 2017-12-08 | 2022-12-08 | Australia | S-P-00562 | Version 1.2 | EPD Australasia | https://epd-australasia.com/wp-content/uploads/2018/04/EDP-3-Particleboard-Dec-2020-1.pdf | m³ | 715.7895 |  |  |  | -380.5263 | 636.8421 | -1015.7895 | 0 | 1181.0526 | 802.1053 | 1181.0526 | -0.53162 | 0.88971 | -1.4191 | 0 | 1.65 | 1.1206 | 1.65 | Version 1.0 | Expired
Timber & engineered woods | Particleboard | Particleboard | Particleboard, Global, Particleboard 660 kg/m3 (Norbord Europe Ltd) (Global) | Eng_Timber_Particleboard | Eng_Timber_Particleboard | 2020-03-20 | 2028-06-11 | Global | S-P-01856 |  | EPD (International) | https://api.environdec.com/api/v1/EPDLibrary/Files/c594ad8b-2072-40a8-ad7b-08dbbea226bc/Data | m³ | 660 |  |  |  | 687 | 320 | -1010 | 0.232 | 1012 | 322.232 | 1012 | 1.0409 | 0.48485 | -1.5303 | 0.00035152 | 1.5333 | 0.48823 | 1.5333 | Version 1.0
Tile | Ceramic tiles | Ceramic paver/tile | Ceramic tiles, Ceramic Facade Tile Products (Xiamen Togen Building Products Co.,Ltd) (Global) | Pavers_ceramic | Pavers_ceramic | 2023-09-27 | 2028-09-27 | Global | S-P-10800 |  | EPD (International) | https://api.environdec.com/api/v1/EPDLibrary/Files/78cb0e72-3625-4e9f-acd5-08dbbea226bc/Data | kg | 2250 |  |  |  | 0.236 | 0.308 | -0.0723 | 0.000247 | 0 | 0.30825 | 0 | 0.236 | 0.308 | -0.0723 | 0.000247 | 0 | 0.30825 | 0 | Version 1.0
Tile | Ceramic tiles | Ceramic paver/tile | Ceramic tiles, Ceramic tiles for exterior and interior floor and wall coverings (Exa) (Global) | Pavers_ceramic | Pavers_ceramic | 2023-01-04 | 2028-01-04 | Global | S-P-08006 |  | EPD (International) | https://api.environdec.com/api/v1/EPDLibrary/Files/9435e4ac-691f-4b28-2314-08daedae32be/Data | kg |  | 24.5 |  |  | 0.82041 | 0.81633 | 0.0034286 | 0.0001551 | 0 | 0.81991 | 0 | 0.82041 | 0.81633 | 0.0034286 | 0.0001551 | 0 | 0.81991 | 0 | Version 1.0
Tile | Ceramic tiles | Ceramic paver/tile | Ceramic tiles, Porcelain Stone ware tiles (Saloni) (Global) | Pavers_ceramic | Pavers_ceramic | 2022-03-17 | 2027-03-16 | Global | S-P-01155 |  | EPD (International) | https://api.environdec.com/api/v1/EPDLibrary/Files/08e8581b-33e7-4738-566c-08da12da9675/Data | kg |  | 22.1 |  |  | 0.46154 | 0.45701 | 0.0021448 | 0.00022805 | 0 | 0.45939 | 0 | 0.46154 | 0.45701 | 0.0021448 | 0.00022805 | 0 | 0.45939 | 0 | Version 1.0
Tile | Ceramic tiles | Ceramic paver/tile | Ceramic tiles, Spanish Ceramic Tiles (Ascer Spanish Ceramic Tile Manufacturers' Association) (Global) | Pavers_ceramic | Pavers_ceramic | 2019-03-18 | 2024-03-17 | Global | 002-042 | Not applicable | GlobalEPD |  | kg |  | 20.7 |  |  | 0.60386 | 0 | 0 | 0 | 0 | 0.60386 | 0 | 0.60386 | 0 | 0 | 0 | 0 | 0.60386 | 0 | Version 2025.1 | Expired
Plasterboard | Plasterboard | Plasterboard | Plasterboard, Opal 10 mm, (Siniat) | Plasterboard | Plasterboard | 2023-05-16 | 2028-05-16 | Australia | S-P-07445 | Version 1 | EPD Australasia | https://epd-australasia.com/wp-content/uploads/2023/06/SP07445-Etex-Siniat-Plasterboard-280623.pdf | m² | 840 | 8.4 |  |  | 1.8 | 2.69 | -0.829 | 0.00305 | 0.869 | 2.733 | 0.869 | 0.21429 | 0.32024 | -0.09869 | 0.0003631 | 0.10345 | 0.32536 | 0.10345 | Version 1.0
Plasterboard | Plasterboard | Plasterboard | Plasterboard, trurock 13 mm, (Siniat) | Plasterboard | Plasterboard | 2023-05-16 | 2028-05-16 | Australia | S-P-07445 | Version 1 | EPD Australasia | https://epd-australasia.com/wp-content/uploads/2023/06/SP07445-Etex-Siniat-Plasterboard-280623.pdf | m² | 953.8462 | 12.4 |  |  | 3.22 | 4.14 | -0.923 | 0.00302 | 0.891 | 4.143 | 0.891 | 0.25968 | 0.33387 | -0.074435 | 0.00024355 | 0.071855 | 0.33411 | 0.071855 | Version 1.0
Plasterboard | Plasterboard | Plasterboard | Plasterboard, fireshield 13 mm, (Siniat) | Plasterboard | Plasterboard | 2023-05-16 | 2028-05-16 | Australia | S-P-07445 | Version 1 | EPD Australasia | https://epd-australasia.com/wp-content/uploads/2023/06/SP07445-Etex-Siniat-Plasterboard-280623.pdf | m² | 823.0769 | 10.7 |  |  | 2.61 | 3.35 | -0.744 | 0.00368 | 0.69667 | 3.3537 | 0.69667 | 0.24393 | 0.31308 | -0.069533 | 0.00034393 | 0.065109 | 0.31343 | 0.065109 | Version 1.0
Plasterboard | Plasterboard | Plasterboard | Plasterboard, soundshield 13 mm, (Siniat) | Plasterboard | Plasterboard | 2023-05-16 | 2028-05-16 | Australia | S-P-07445 | Version 1 | EPD Australasia | https://epd-australasia.com/wp-content/uploads/2023/06/SP07445-Etex-Siniat-Plasterboard-280623.pdf | m² | 946.1538 | 12.3 |  |  | 2.95 | 3.75 | -0.793 | 0.00336 | 0.74067 | 3.7534 | 0.74067 | 0.23984 | 0.30488 | -0.064472 | 0.00027317 | 0.060217 | 0.30515 | 0.060217 | Version 1.0
Plasterboard | Plasterboard | Plasterboard | Plasterboard, fireshield H 13 mm, (Siniat) | Plasterboard | Plasterboard | 2023-05-16 | 2028-05-16 | Australia | S-P-07445 | Version 1 | EPD Australasia | https://epd-australasia.com/wp-content/uploads/2023/06/SP07445-Etex-Siniat-Plasterboard-280623.pdf | m² | 923.0769 | 12 |  |  | 2.88 | 3.62 | -0.736 | 0.00339 | 0.682 | 3.6234 | 0.682 | 0.24 | 0.30167 | -0.061333 | 0.0002825 | 0.056833 | 0.30195 | 0.056833 | Version 1.0
Plasterboard | Plasterboard | Plasterboard | Plasterboard, fireshield 16 mm, (Siniat) | Plasterboard | Plasterboard | 2023-05-16 | 2028-05-16 | Australia | S-P-07445 | Version 1 | EPD Australasia | https://epd-australasia.com/wp-content/uploads/2023/06/SP07445-Etex-Siniat-Plasterboard-280623.pdf | m² | 818.75 | 13.1 |  |  | 3.29 | 4.05 | -0.76 | 0.00425 | 0.70033 | 4.0542 | 0.70033 | 0.25115 | 0.30916 | -0.058015 | 0.00032443 | 0.053461 | 0.30948 | 0.053461 | Version 1.0
Plasterboard | Plasterboard | Plasterboard | Plasterboard, Regular Plasterboard (Knauf Orbond) (Israel) | Plasterboard | Plasterboard | 2023-06-29 | 2028-06-29 | Israel | S-P-09656 |  | EPD (International) | https://api.environdec.com/api/v1/EPDLibrary/Files/43c64dfc-1b96-4881-8e10-08db7203e99c/Data | m² |  | 8 |  |  | 1.32 | 1.49 | -0.184 | 0 | 0 | 1.49 | 0 | 0.165 | 0.18625 | -0.023 | 0 | 0 | 0.18625 | 0 | Version 1.0
Plasterboard | Plasterboard | Plasterboard | Plasterboard, Fire Plus+2.0 (Knauf Orbond) (Israel) | Plasterboard | Plasterboard | 2023-06-29 | 2028-06-29 | Israel | S-P-09659 |  | EPD (International) | https://api.environdec.com/api/v1/EPDLibrary/Files/ca4f7e40-3cc3-4d80-8df2-08db7203e99c/Data | m² |  | 17 |  |  | 2.7 | 3.02 | -0.338 | 0 | 0 | 3.02 | 0 | 0.15882 | 0.17765 | -0.019882 | 0 | 0 | 0.17765 | 0 | Version 1.0
Plasterboard | Plasterboard | Plasterboard | Plasterboard, Piano HD Board (Knauf Orbond) (Israel) | Plasterboard | Plasterboard | 2023-06-29 | 2028-06-29 | Israel | S-P-09657 |  | EPD (International) | https://api.environdec.com/api/v1/EPDLibrary/Files/86e1a6f9-6e9e-40ce-8df4-08db7203e99c/Data | m² |  | 12.5 |  |  | 1.96 | 2.19 | -0.25 | 0 | 0 | 2.19 | 0 | 0.1568 | 0.1752 | -0.02 | 0 | 0 | 0.1752 | 0 | Version 1.0
Plasterboard | Plasterboard | Plasterboard | Plasterboard, Blue EX Board (Knauf Orbond) (Israel) | Plasterboard | Plasterboard | 2023-06-29 | 2028-06-29 | Israel | S-P-09658 |  | EPD (International) | https://api.environdec.com/api/v1/EPDLibrary/Files/2e7e5134-fc8f-449e-8df3-08db7203e99c/Data | m² |  | 12 |  |  | 2.01 | 2.24 | -0.24 | 0 | 0 | 2.24 | 0 | 0.1675 | 0.18667 | -0.02 | 0 | 0 | 0.18667 | 0 | Version 1.0
Plasterboard | Plasterboard | Plasterboard | Plasterboard, Fire-Resistant Board - Knauf Orbond (Knauf Orbond) (Israel) | Plasterboard | Plasterboard | 2023-06-29 | 2028-06-29 | Israel | S-P-09128 |  | EPD (International) | https://api.environdec.com/api/v1/EPDLibrary/Files/c68012f9-c42c-4734-8e11-08db7203e99c/Data | m² |  | 9.5 |  |  | 1.51 | 1.68 | -0.187 | 0 | 0 | 1.68 | 0 | 0.15895 | 0.17684 | -0.019684 | 0 | 0 | 0.17684 | 0 | Version 1.0
Plasterboard | Plasterboard | Plasterboard | Plasterboard, Water-Resistant Board - Knauf Orbond (Knauf Orbond) (Israel) | Plasterboard | Plasterboard | 2023-06-29 | 2028-06-29 | Israel | S-P-09491 |  | EPD (International) | https://api.environdec.com/api/v1/EPDLibrary/Files/c68012f9-c42c-4734-8e11-08db7203e99c/Data | m² |  | 9.2 |  |  | 1.51 | 1.68 | -0.187 | 0 | 0 | 1.68 | 0 | 0.16413 | 0.18261 | -0.020326 | 0 | 0 | 0.18261 | 0 | Version 1.0
Plasterboard | Plasterboard | Plasterboard | Plasterboard, curveshield 6.5 mm, (Siniat) | Plasterboard | Plasterboard | 2023-05-16 | 2028-05-16 | Australia | S-P-07445 | Version 1 | EPD Australasia | https://epd-australasia.com/wp-content/uploads/2023/06/SP07445-Etex-Siniat-Plasterboard-280623.pdf | m² | 738.4615 | 4.8 |  |  | 0.859 | 1.89 | -1.03 | 0 | 0.979 | 1.89 | 0.979 | 0.17896 | 0.39375 | -0.21458 | 0 | 0.20396 | 0.39375 | 0.20396 | Version 1.0
Plasterboard | Plasterboard | Plasterboard | Plasterboard, shaftliner/ intershield 25 mm, (Siniat) | Plasterboard | Plasterboard | 2023-05-16 | 2028-05-16 | Australia | S-P-07445 | Version 1 | EPD Australasia | https://epd-australasia.com/wp-content/uploads/2023/06/SP07445-Etex-Siniat-Plasterboard-280623.pdf | m² | 832 | 20.8 |  |  | 5.58 | 6.79 | -1.21 | 0 | 1.067 | 6.79 | 1.067 | 0.26827 | 0.32644 | -0.058173 | 0 | 0.051298 | 0.32644 | 0.051298 | Version 1.0
Plasterboard | Plasterboard | Plasterboard | Plasterboard, watershield 10 mm, (Siniat) | Plasterboard | Plasterboard | 2023-05-16 | 2028-05-16 | Australia | S-P-07445 | Version 1 | EPD Australasia | https://epd-australasia.com/wp-content/uploads/2023/06/SP07445-Etex-Siniat-Plasterboard-280623.pdf | m² | 760 | 7.6 |  |  | 2.11 | 2.82 | -0.706 | 0 | 0.66733 | 2.82 | 0.66733 | 0.27763 | 0.37105 | -0.092895 | 0 | 0.087807 | 0.37105 | 0.087807 | Version 1.0
Plasterboard | Plasterboard | Plasterboard | Plasterboard, watershield 13 mm, (Siniat) | Plasterboard | Plasterboard | 2023-05-16 | 2028-05-16 | Australia | S-P-07445 | Version 1 | EPD Australasia | https://epd-australasia.com/wp-content/uploads/2023/06/SP07445-Etex-Siniat-Plasterboard-280623.pdf | m² | 730.7692 | 9.5 |  |  | 2.66 | 3.4 | -0.741 | 0 | 0.68933 | 3.4 | 0.68933 | 0.28 | 0.35789 | -0.078 | 0 | 0.072561 | 0.35789 | 0.072561 | Version 1.0
Plasterboard | Plasterboard | Plasterboard | Plasterboard, multishield 13 mm, (Siniat) | Plasterboard | Plasterboard | 2023-05-16 | 2028-05-16 | Australia | S-P-07445 | Version 1 | EPD Australasia | https://epd-australasia.com/wp-content/uploads/2023/06/SP07445-Etex-Siniat-Plasterboard-280623.pdf | m² | 830.7692 | 10.8 |  |  | 3.17 | 3.96 | -0.796 | 0 | 0.72967 | 3.96 | 0.72967 | 0.29352 | 0.36667 | -0.073704 | 0 | 0.067562 | 0.36667 | 0.067562 | Version 1.0
Plasterboard | Plasterboard | Plasterboard | Plasterboard, multishield 16 mm, (Siniat) | Plasterboard | Plasterboard | 2023-05-16 | 2028-05-16 | Australia | S-P-07445 | Version 1 | EPD Australasia | https://epd-australasia.com/wp-content/uploads/2023/04/SP07446-Kingspan-EPD_Kooltherm_Mar23.pdf | m² | 818.75 | 13.1 |  |  | 3.64 | 4.4 | -0.763 | 0 | 0.69667 | 4.4 | 0.69667 | 0.27786 | 0.33588 | -0.058244 | 0 | 0.053181 | 0.33588 | 0.053181 | Version 1.0
Plasterboard | Plasterboard | Plasterboard | Plasterboard, spanshield 10 mm, (Siniat) | Plasterboard | Plasterboard | 2023-05-16 | 2028-05-16 | Australia | S-P-07445 | Version 1 | EPD Australasia | https://epd-australasia.com/wp-content/uploads/2023/06/SP07445-Etex-Siniat-Plasterboard-280623.pdf | m² | 660 | 6.6 |  |  | 1.42 | 2.1 | -0.677 | 0 | 0.66 | 2.1 | 0.66 | 0.21515 | 0.31818 | -0.10258 | 0 | 0.1 | 0.31818 | 0.1 | Version 1.0
Plasterboard | Plasterboard | Plasterboard | Plasterboard, trurock HD 13 mm, (Siniat) | Plasterboard | Plasterboard | 2023-05-16 | 2028-05-16 | Australia | S-P-07445 | Version 1 | EPD Australasia | https://epd-australasia.com/wp-content/uploads/2023/06/SP07445-Etex-Siniat-Plasterboard-280623.pdf | m² | 953.8462 | 12.4 |  |  | 3.42 | 4.35 | -0.924 | 0 | 0.88733 | 4.35 | 0.88733 | 0.27581 | 0.35081 | -0.074516 | 0 | 0.071559 | 0.35081 | 0.071559 | Version 1.0
Plasterboard | Plasterboard | Plasterboard | Plasterboard, mastashield 13 mm, (Siniat) | Plasterboard | Plasterboard | 2023-05-16 | 2028-05-16 | Australia | S-P-07445 | Version 1 | EPD Australasia | https://epd-australasia.com/wp-content/uploads/2023/06/SP07445-Etex-Siniat-Plasterboard-280623.pdf | m² | 638.4615 | 8.3 |  |  | 1.92 | 2.64 | -0.727 | 0 | 0.69667 | 2.64 | 0.69667 | 0.23133 | 0.31807 | -0.08759 | 0 | 0.083936 | 0.31807 | 0.083936 | Version 1.0
Plasterboard | Plasterboard | Plasterboard | Plasterboard, trurock 16 mm*, (Siniat) | Plasterboard | Plasterboard | 2023-05-16 | 2028-05-16 | Australia | S-P-07445 | Version 1 | EPD Australasia | https://epd-australasia.com/wp-content/uploads/2023/06/SP07445-Etex-Siniat-Plasterboard-280623.pdf | m² | 925 | 14.8 |  |  | 4.12 | 5.08 | -0.968 | 0 | 0.91667 | 5.08 | 0.91667 | 0.27838 | 0.34324 | -0.065405 | 0 | 0.061937 | 0.34324 | 0.061937 | Version 1.0
Plasterboard | Plasterboard | Plasterboard | Plasterboard, trurock HD 16 mm, (Siniat) | Plasterboard | Plasterboard | 2023-05-16 | 2028-05-16 | Australia | S-P-07445 | Version 1 | EPD Australasia | https://epd-australasia.com/wp-content/uploads/2023/06/SP07445-Etex-Siniat-Plasterboard-280623.pdf | m² | 925 | 14.8 |  |  | 3.71 | 4.75 | -1.04 | 0 | 1.001 | 4.75 | 1.001 | 0.25068 | 0.32095 | -0.07027 | 0 | 0.067635 | 0.32095 | 0.067635 | Version 1.0
Plasterboard | Plasterboard | Plasterboard | Plasterboard, mastashield 10 mm, (Siniat) | Plasterboard | Plasterboard | 2023-05-16 | 2028-05-16 | Australia | S-P-07445 | Version 1 | EPD Australasia | https://epd-australasia.com/wp-content/uploads/2023/06/SP07445-Etex-Siniat-Plasterboard-280623.pdf | m² | 620 | 6.2 |  |  | 1.4 | 2.05 | -0.657 | 0 | 0.638 | 2.05 | 0.638 | 0.22581 | 0.33065 | -0.10597 | 0 | 0.1029 | 0.33065 | 0.1029 | Version 1.0
Plasterboard | Plasterboard | Plasterboard | Plasterboard, soundshield 10 mm*, (Siniat) | Plasterboard | Plasterboard | 2023-05-16 | 2028-05-16 | Australia | S-P-07445 | Version 1 | EPD Australasia | https://epd-australasia.com/wp-content/uploads/2023/06/SP07445-Etex-Siniat-Plasterboard-280623.pdf | m² | 850 | 8.5 |  |  | 2.23 | 2.96 | -0.731 | 0 | 0.71133 | 2.96 | 0.71133 | 0.26235 | 0.34824 | -0.086 | 0 | 0.083686 | 0.34824 | 0.083686 | Version 1.0
Plasterboard | Plasterboard | Plasterboard | Plasterboard, Sheetrock HD (13 mm) (Knauf Gypsum Pty Ltd) (Australia) | Plasterboard | Plasterboard | 2024-08-30 | 2029-08-30 | Australia | EPD-IES-0014138:001 | Not applicable | EPD Australasia | https://epd-australasia.com/?s=0014138:001&post_type=epd | m² | 654 | 8.5 |  |  | 1.83 | 2.42 | -0.593 | 0.00111 | 0 | 2.4211 | 0 | 0.21529 | 0.28471 | -0.069765 | 0.00013059 | 0 | 0.28484 | 0 | Version 2025.1
Plasterboard | Plasterboard | Plasterboard | Plasterboard, Firestop (13 mm) (Knauf Gypsum Pty Ltd) (Australia) | Plasterboard | Plasterboard | 2024-08-30 | 2029-08-30 | Australia | EPD-IES-0014135:001 | Not applicable | EPD Australasia | https://epd-australasia.com/?s=0014135:001&post_type=epd | m² | 838 | 10.9 |  |  | 2.93 | 3.56 | -0.632 | 0.00161 | 0 | 3.5616 | 0 | 0.26881 | 0.32661 | -0.057982 | 0.00014771 | 0 | 0.32675 | 0 | Version 2025.1
Plasterboard | Plasterboard | Plasterboard | Plasterboard, Sheetrock ONE (10 mm) (Knauf Gypsum Pty Ltd) (Australia) | Plasterboard | Plasterboard | 2024-08-30 | 2029-08-30 | Australia | EPD-IES-0014139:001 | Not applicable | EPD Australasia | https://epd-australasia.com/?s=0014139:001&post_type=epd | m² | 590 | 5.9 |  |  | 1.14 | 1.77 | -0.626 | 0.00139 | 0 | 1.7714 | 0 | 0.19322 | 0.3 | -0.1061 | 0.00023559 | 0 | 0.30024 | 0 | Version 2025.1
Plasterboard | Plasterboard | Plasterboard | Plasterboard, Wetstop (13 mm) (Knauf Gypsum Pty Ltd) (Australia) | Plasterboard | Plasterboard | 2024-08-30 | 2029-08-30 | Australia | EPD-IES-0014136:001 | Not applicable | EPD Australasia | https://epd-australasia.com/?s=0014136:001&post_type=epd | m² | 708 | 9.2 |  |  | 2.24 | 2.88 | -0.639 | 0.00157 | 0 | 2.8816 | 0 | 0.24348 | 0.31304 | -0.069457 | 0.00017065 | 0 | 0.31321 | 0 | Version 2025.1
Plasterboard | Plasterboard | Plasterboard | Plasterboard, Wetstop (10 mm) (Knauf Gypsum Pty Ltd) (Australia) | Plasterboard | Plasterboard | 2024-08-30 | 2029-08-30 | Australia | EPD-IES-0014137:001 | Not applicable | EPD Australasia | https://epd-australasia.com/?s=0014137:001&post_type=epd | m² | 720 | 7.2 |  |  | 1.76 | 2.4 | -0.635 | 0.00159 | 0 | 2.4016 | 0 | 0.24444 | 0.33333 | -0.088194 | 0.00022083 | 0 | 0.33355 | 0 | Version 2025.1
Plasterboard | Plasterboard | Plasterboard | Plasterboard, Fire Wetstop (13 mm) (Knauf Gypsum Pty Ltd) (Australia) | Plasterboard | Plasterboard | 2024-08-30 | 2029-08-30 | Australia | EPD-IES-0014133:001 | Not applicable | EPD Australasia | https://epd-australasia.com/?s=0014133:001&post_type=epd | m² | 838 | 10.9 |  |  | 3.23 | 3.9 | -0.672 | 0.00197 | 0 | 3.902 | 0 | 0.29633 | 0.3578 | -0.061651 | 0.00018073 | 0 | 0.35798 | 0 | Version 2025.1
Plasterboard | Plasterboard | Plasterboard | Plasterboard, Soundstop (10 mm) (Knauf Gypsum Pty Ltd) (Australia) | Plasterboard | Plasterboard | 2024-08-30 | 2029-08-30 | Australia | EPD-IES-0014131:001 | Not applicable | EPD Australasia | https://epd-australasia.com/?s=0014131:001&post_type=epd | m² | 900 | 9 |  |  | 1.87 | 2.54 | -0.675 | 0.00108 | 0 | 2.5411 | 0 | 0.20778 | 0.28222 | -0.075 | 0.00012 | 0 | 0.28234 | 0 | Version 2025.1
Plasterboard | Plasterboard | Plasterboard | Plasterboard, Soundstop (13 mm) (Knauf Gypsum Pty Ltd) (Australia) | Plasterboard | Plasterboard | 2024-08-30 | 2029-08-30 | Australia | EPD-IES-0014130:001 | Not applicable | EPD Australasia | https://epd-australasia.com/?s=0014130:001&post_type=epd | m² | 908 | 11.8 |  |  | 2.4 | 3.07 | -0.675 | 0.0011 | 0 | 3.0711 | 0 | 0.20339 | 0.26017 | -0.057203 | 9.322e-05 | 0 | 0.26026 | 0 | Version 2025.1
Plasterboard | Plasterboard | Plasterboard | Plasterboard, Fire Wetstop (16 mm) (Knauf Gypsum Pty Ltd) (Australia) | Plasterboard | Plasterboard | 2024-08-30 | 2029-08-30 | Australia | EPD-IES-0014132:001 | Not applicable | EPD Australasia | https://epd-australasia.com/?s=0014132:001&post_type=epd | m² | 838 | 13.4 |  |  | 3.71 | 4.39 | -0.684 | 0.00217 | 0 | 4.3922 | 0 | 0.27687 | 0.32761 | -0.051045 | 0.00016194 | 0 | 0.32777 | 0 | Version 2025.1
Plasterboard | Plasterboard | Plasterboard | Plasterboard, Firestop (16 mm) (Knauf Gypsum Pty Ltd) (Australia) | Plasterboard | Plasterboard | 2024-08-30 | 2029-08-30 | Australia | EPD-IES-0014134:001 | Not applicable | EPD Australasia | https://epd-australasia.com/?s=0014134:001&post_type=epd | m² | 838 | 13.4 |  |  | 3.72 | 4.4 | -0.686 | 0.00219 | 0 | 4.4022 | 0 | 0.27761 | 0.32836 | -0.051194 | 0.00016343 | 0 | 0.32852 | 0 | Version 2025.1
Plasterboard | Plasterboard | Plasterboard | Plasterboard, Multistop (16mm) (Knauf Gypsum Pty Ltd) (Australia) | Plasterboard | Plasterboard | 2024-08-30 | 2029-08-30 | Australia | EPD-IES-0014128:001 | Not applicable | EPD Australasia | https://epd-australasia.com/?s=0014128:001&post_type=epd | m² | 913 | 14.6 |  |  | 3.94 | 4.71 | -0.777 | 0.00207 | 0 | 4.7121 | 0 | 0.26986 | 0.3226 | -0.053219 | 0.00014178 | 0 | 0.32274 | 0 | Version 2025.1
Plasterboard | Plasterboard | Plasterboard | Plasterboard, Multistop (13mm) (Knauf Gypsum Pty Ltd) (Australia) | Plasterboard | Plasterboard | 2024-08-30 | 2029-08-30 | Australia | EPD-IES-0014127:001 | Not applicable | EPD Australasia | https://epd-australasia.com/?s=0014127:001&post_type=epd | m² | 923 | 12 |  |  | 3.25 | 4.05 | -0.799 | 0.00215 | 0 | 4.0522 | 0 | 0.27083 | 0.3375 | -0.066583 | 0.00017917 | 0 | 0.33768 | 0 | Version 2025.1
Plasterboard | Plasterboard | Plasterboard | Plasterboard, Shaftliner (25 mm) (Knauf Gypsum Pty Ltd) (Australia) | Plasterboard | Plasterboard | 2024-08-30 | 2029-08-30 | Australia | EPD-IES-0014129:001 | Not applicable | EPD Australasia | https://epd-australasia.com/?s=0014129:001&post_type=epd | m² | 820 | 20.5 |  |  | 5.98 | 6.83 | -0.85 | 0.00274 | 0 | 6.8327 | 0 | 0.29171 | 0.33317 | -0.041463 | 0.00013366 | 0 | 0.3333 | 0 | Version 2025.1
Plastic sheeting |  | Plastic sheeting | Plastic sheeting, Transparent plastic sheets PMMA Clear H150 (NUDEC) (Global) | Plastic_sheeting | Plastic_sheeting | 2022-04-28 | 2027-04-26 | Global | S-P-05918 |  | EPD International | https://api.environdec.com/api/v1/EPDLibrary/Files/27bd3772-ee58-4947-ef19-08da28305142/Data | m³ | 1170 |  |  |  | 7420 | 7390 | 26.7 | 2.63 | 0 | 7419.33 | 0 | 6.3419 | 6.3162 | 0.022821 | 0.0022479 | 0 | 6.3413 | 0 | Version 2025.1
Plastic sheeting |  | Plastic sheeting | Plastic sheeting, Transparent plastic sheets PC Clear 211 UV (NUDEC) (Global) | Plastic_sheeting | Plastic_sheeting | 2022-04-28 | 2027-04-26 | Global | S-P-05906 |  | EPD International | https://api.environdec.com/api/v1/EPDLibrary/Files/f8f1831a-adbf-4f81-ef1f-08da28305142/Data | m³ | 1200 |  |  |  | 10800 | 10800 | 26.3 | 2.17 | 0 | 10828.47 | 0 | 9 | 9 | 0.021917 | 0.0018083 | 0 | 9.0237 | 0 | Version 2025.1
Plastic sheeting |  | Plastic sheeting | Plastic sheeting, Transparent plastic sheets PC Opal 4963 (NUDEC) (Global) | Plastic_sheeting | Plastic_sheeting | 2022-04-28 | 2027-04-26 | Global | S-P-05906 |  | EPD International | https://api.environdec.com/api/v1/EPDLibrary/Files/9cedc838-bbd6-4a86-ef1e-08da28305142/Data | m³ | 1200 |  |  |  | 11500 | 11500 | 26.6 | 2.18 | 0 | 11528.78 | 0 | 9.5833 | 9.5833 | 0.022167 | 0.0018167 | 0 | 9.6073 | 0 | Version 2025.1
Plastic sheeting |  | Plastic sheeting | Plastic sheeting, 100% Recycled plastic panels (Polygood) (Global) | Plastic_sheeting | Plastic_sheeting | 2023-06-29 | 2028-06-28 | Global | S-P-09636 |  | EPD International | https://api.environdec.com/api/v1/EPDLibrary/Files/4acdcc32-178b-4d0f-605c-08db94c6ebcd/Data | m³ | 1100 |  |  |  | 487 | 479 | 3.53 | 2.65 | 0 | 485.18 | 0 | 0.44273 | 0.43545 | 0.0032091 | 0.0024091 | 0 | 0.44107 | 0 | Version 2025.1
Add on aluminium billet - extrusion + anodising |  | plus_alum_extru_anod | plus_alum_extru_anod, Add on if aluminium billet provided_covers prep, extusion, anodising (Calculated) () |  |  | 0 | 0 |  |  | Not applicable |  |  | kg |  |  |  |  | 3.3413 | 0 | 0 | 0 | 0 | 3.3413 | 0 | 3.3413 | 0 | 0 | 0 | 0 | 3.3413 | 0 | Version 1.0 | Expired
Add on aluminium billet - extrusion + powder coating |  | plus_alum_extru_powder | plus_alum_extru_powder, Add on if aluminium billet provided_covers prep, extusion, powder coating (Calculated) () |  |  | 0 | 0 |  |  | Not applicable |  |  | kg |  |  |  |  | 2.2713 | 0 | 0 | 0 | 0 | 2.2713 | 0 | 2.2713 | 0 | 0 | 0 | 0 | 2.2713 | 0 | Version 1.0 | Expired
Flooring | Plywood | Plywood (all) | plywood flooring, tongue and groove, A-bond, 25 mm (commercial), FWPA | Eng_Timber_Plywood | Eng_Timber_Plywood | 2017-12-08 | 2022-12-08 | Australia | S-P-00564 | Version 1.2 | EPD Australasia | https://epd-australasia.com/epd/plywood/ | m³ | 492 |  |  |  | -336.4 | 432 | -772 | 0 | 829.84 | 489.84 | 829.84 | -0.68374 | 0.87805 | -1.5691 | 0 | 1.6867 | 0.99561 | 1.6867 | Version 1.0 | Expired
Flooring | Plywood | Plywood (all) | plywood flooring, tongue and groove, A-bond, 15 mm (residential), FWPA | Eng_Timber_Plywood | Eng_Timber_Plywood | 2017-12-08 | 2022-12-08 | Australia | S-P-00564 | Version 1.2 | EPD Australasia | https://epd-australasia.com/epd/plywood/ | m³ | 493.3333 |  |  |  | -363.3333 | 410.6667 | -773.3333 | 0 | 832.0889 | 469.4222 | 832.0889 | -0.73649 | 0.83243 | -1.5676 | 0 | 1.6867 | 0.95153 | 1.6867 | Version 1.0 | Expired
Timber & engineered woods | Plywood | Plywood (all) | Plywood, Global, SELEX Plywood products (CMPC) (Chile) | Eng_Timber_Plywood | Eng_Timber_Plywood | 2022-10-20 | 2027-12-19 | Chile | S-P-02010 |  | EPD (International) | https://api.environdec.com/api/v1/EPDLibrary/Files/4ab1ebc5-aa39-4993-a589-08dae89fe9e4/Data | m³ | 515 |  |  |  | -454 | 320 | -841 | 0.107 | 849.75 | 328.857 | 849.75 | -0.88155 | 0.62136 | -1.633 | 0.00020777 | 1.65 | 0.63856 | 1.65 | Version 1.0
Timber & engineered woods | Plywood | Plywood (all) | Plywood, Global, SELEX Plywood 9mm (CMPC) (Chile) | Eng_Timber_Plywood | Eng_Timber_Plywood | 2022-10-20 | 2027-12-19 | Chile | S-P-02011 |  | EPD (International) | https://api.environdec.com/api/v1/EPDLibrary/Files/55b09d26-2c80-4a6d-a58f-08dae89fe9e4/Data | m³ | 515 |  |  |  | -512 | 262 | -841 | 0.105 | 849.75 | 270.855 | 849.75 | -0.99417 | 0.50874 | -1.633 | 0.00020388 | 1.65 | 0.52593 | 1.65 | Version 1.0
Timber & engineered woods | Plywood | Plywood (all) | Plywood, Global, Plywood CHH Ply (Carter Holt Harvey) (New Zealand) | Eng_Timber_Plywood | Eng_Timber_Plywood | 2023-04-12 | 2028-04-12 | New Zealand | S-P-05513 |  | EPD (International) | https://api.environdec.com/api/v1/EPDLibrary/Files/7a0c4ed1-3747-44a2-0e84-08db3c2e10fb/Data | m³ | 593 |  |  |  | -737 | 215 | -952 | 0.0577 | 971.6667 | 234.7244 | 971.6667 | -1.2428 | 0.36256 | -1.6054 | 9.7302e-05 | 1.6386 | 0.39583 | 1.6386 | Version 1.0
Timber & engineered woods | Plywood | Plywood (all) | Plywood, Global, Grupo Garnica Plywood (MADERAS) (Spain) | Eng_Timber_Plywood | Eng_Timber_Plywood | 2023-10-05 | 2028-02-01 | Spain | S-P-00531 |  | EPD (International) | https://api.environdec.com/api/v1/EPDLibrary/Files/967dee7b-efeb-472f-8729-08dbc3e797a5/Data | m³ | 550 |  |  |  | -514 | 363 | -883 | 5.17 | 810.3333 | 368.17 | 810.3333 | -0.93455 | 0.66 | -1.6055 | 0.0094 | 1.4733 | 0.6694 | 1.4733 | Version 1.0
Timber & engineered woods | Plywood | Plywood (all) | Plywood, Global, Plywood C1D (Panguaneta) (Italy) | Eng_Timber_Plywood | Eng_Timber_Plywood | 2023-05-23 | 2028-01-17 | Italy | S-P-09388 |  | EPD (International) | https://api.environdec.com/api/v1/EPDLibrary/Files/a3537711-c006-4118-ed97-08db605618f8/Data | m³ | 410 |  |  |  | -126 | 448 | -563 | 1.5 | 522.7 | 449.5 | 522.7 | -0.30732 | 1.0927 | -1.3732 | 0.0036585 | 1.2749 | 1.0963 | 1.2749 | Version 1.0
Timber & engineered woods | Plywood | Plywood (all) | Plywood, A-bond 17 mm (formwork),FWPA | Eng_Timber_Plywood | Eng_Timber_Plywood | 2017-12-08 | 2022-12-08 | Australia | S-P-00564 | Version 1.2 | EPD Australasia | https://epd-australasia.com/epd/plywood/ | m³ | 514.7059 |  |  |  | -248.2353 | 526.4706 | -776.4706 | 0 | 868.1373 | 618.1373 | 868.1373 | -0.48229 | 1.0229 | -1.5086 | 0 | 1.6867 | 1.201 | 1.6867 | Version 1.0 | Expired
Timber & engineered woods | Plywood | Plywood (all) | Plywood, A-bond, 7 mm (bracing), FWPA | Eng_Timber_Plywood | Eng_Timber_Plywood | 2017-12-08 | 2022-12-08 | Australia | S-P-00564 | Version 1.2 | EPD Australasia | https://epd-australasia.com/epd/plywood/ | m³ | 492.8571 |  |  |  | -331.4286 | 440 | -771.4286 | 0 | 831.2857 | 499.8571 | 831.2857 | -0.67246 | 0.89275 | -1.5652 | 0 | 1.6867 | 1.0142 | 1.6867 | Version 1.0 | Expired
Timber & engineered woods | Plywood | Plywood (all) | Plywood, A-bond, 9 mm (structural), FWPA | Eng_Timber_Plywood | Eng_Timber_Plywood | 2017-12-08 | 2022-12-08 | Australia | S-P-00564 | Version 1.2 | EPD Australasia | https://epd-australasia.com/epd/plywood/ | m³ | 493.3333 |  |  |  | -353.3333 | 422.2222 | -775.5556 | 0 | 832.0889 | 478.7556 | 832.0889 | -0.71622 | 0.85586 | -1.5721 | 0 | 1.6867 | 0.97045 | 1.6867 | Version 1.0 | Expired
Timber & engineered woods | Plywood | Plywood (all) | Max variation of Formply A-bond 17mm FWPA, Australia | Eng_Timber_Plywood | Eng_Timber_Plywood | 2017-12-08 | 2022-12-08 | Australia | S-P-00564 | Version 1.2 | EPD Australasia | https://epd-australasia.com/epd/plywood/ | m³ | 545.8824 |  |  |  | 1.6529 | 778.1235 | -776.4706 | 0 | 920.7216 | 922.3745 | 920.7216 | 0.003028 | 1.4254 | -1.4224 | 0 | 1.6867 | 1.6897 | 1.6867 | Version 1.0 | Expired
Timber & engineered woods | Plywood | Plywood (all) | Plywood, Min variation of Formply A-bond 15mm FWPA, Australia (FWPA) (Australia) | Eng_Timber_Plywood | Eng_Timber_Plywood | 2017-12-08 | 2022-12-08 | Australia | S-P-00564 | Version 1.2 | EPD Australasia | https://epd-australasia.com/wp-content/uploads/2018/04/EDP-5-Plywood-Dec-2020-2.pdf | m³ | 493.3333 |  |  |  | -364.7197 | 408.6137 | -773.3333 | 0 | 832.0889 | 467.3692 | 832.0889 | -0.7393 | 0.82827 | -1.5676 | 0 | 1.6867 | 0.94737 | 1.6867 | Version 1.0 | Expired
Timber & engineered woods | Plywood | Plywood (all) | Plywood, formply, B-bond, 17 mm (formwork) FWPA | Eng_Timber_Plywood | Eng_Timber_Plywood | 2017-12-08 | 2022-12-08 | Australia | S-P-00564 | Version 1.2 | EPD Australasia | https://epd-australasia.com/epd/plywood/ | m³ | 545.8824 |  |  |  | -297.6471 | 499.4118 | -794.1176 | 0 | 920.7216 | 626.0157 | 920.7216 | -0.54526 | 0.91487 | -1.4547 | 0 | 1.6867 | 1.1468 | 1.6867 | Version 1.0 | Expired
Concrete precast | Precast concrete panel (inc. reinforcing) | Prefabricated concrete | Prefabricated concrete, Prefabricated concrete balcony with connector (AF Prefab) (Sweden) | Concrete_precast_panel | Concrete_precast_panel | 2023-04-06 | 2028-04-06 | Sweden | S-P-08665 |  | EPD (International) | https://api.environdec.com/api/v1/EPDLibrary/Files/74466ed9-877e-4bbf-ce82-08db351f0eff/Data | tonne |  |  |  |  | 214 | 211 | 3.3 | 0.693 | 0 | 214.993 | 0 | 0.214 | 0.211 | 0.0033 | 0.000693 | 0 | 0.21499 | 0 | Version 1.0
Concrete precast | Precast concrete panel (inc. reinforcing) | Prefabricated concrete | Prefabricated concrete, Prefabricated massive concrete slab for building (AF Prefab) (Sweden) | Concrete_precast_panel | Concrete_precast_panel | 2023-04-06 | 2028-04-06 | Sweden | S-P-08664 |  | EPD (International) | https://api.environdec.com/api/v1/EPDLibrary/Files/131903ec-0fe2-4bea-ce80-08db351f0eff/Data | tonne |  |  |  |  | 183 | 180 | 2.43 | 0.664 | 0 | 183.094 | 0 | 0.183 | 0.18 | 0.00243 | 0.000664 | 0 | 0.18309 | 0 | Version 1.0
Concrete precast | Precast concrete panel (inc. reinforcing) | Prefabricated concrete | Prefabricated concrete, Prefabricated massive balcony - Australia average-case (Calculated) (Australia) | Concrete_precast_panel | Concrete_precast_panel | 0 | 0 | Australia |  | Not applicable | Calculated | See Other_conc. tab | tonne | 2400 |  |  |  | 217.8547 | 0 | 0 | 0 | 0 | 217.8547 | 0 | 0.21785 | 0 | 0 | 0 | 0 | 0.21785 | 0 | Version 1.0 | Expired
Concrete precast | Precast concrete panel (inc. reinforcing) | Prefabricated concrete | Prefabricated concrete, Prefabricated concrete massive concrete slab for buildin - Australia average case (Calculated) (Australia) | Concrete_precast_panel | Concrete_precast_panel | 0 | 0 | Australia |  | Not applicable | Calculated | See Other_conc. tab | tonne | 2400 |  |  |  | 214.7494 | 0 | 0 | 0 | 0 | 214.7494 | 0 | 0.21475 | 0 | 0 | 0 | 0 | 0.21475 | 0 | Version 1.0 | Expired
Aggregate | Recycled aggregate | Recycled fill material | Recycled aggregate, Recycled Aggregate (ECORR) (Australia) | Recovered_aggregate | Recovered_aggregate | 2024-05-24 | 2029-05-24 | Australia | S-P-10944 |  | EPD Australasia | https://epd-australasia.com/wp-content/uploads/2024/06/SP10944-ECCOR-EPD_Recycled-Aggregate_May24.pdf | tonne |  |  |  |  | 0.612 | 0.612 | 0.000383 | 1.44e-05 | 0 | 0.6124 | 0 | 0.000612 | 0.000612 | 3.83e-07 | 1.44e-08 | 0 | 0.0006124 | 0 | Version 2025.1
Aggregate | Recycled aggregate | Recycled fill material | Recycled aggregate, Recycled densley graded aggregate (ECORR) (Australia) | Recovered_aggregate | Recovered_aggregate | 2024-05-24 | 2029-05-24 | Australia | S-P-10942 |  | EPD Australasia | https://epd-australasia.com/wp-content/uploads/2024/06/SP10942-ECCOR-EPD_Recycled-Densely-Graded-Roadbase-Subbase_May24.pdf | tonne |  |  |  |  | 0.492 | 0.492 | 0.0003 | 1.16e-05 | 0 | 0.49231 | 0 | 0.000492 | 0.000492 | 3e-07 | 1.16e-08 | 0 | 0.00049231 | 0 | Version 2025.1
Aggregate | Recycled aggregate | Recycled fill material | Recycled aggregate, Recycled glass sand (ResourceCo) (Australia) | Recovered_aggregate | Recovered_aggregate | 2024-10-01 | 2029-10-01 | Australia | EPD-IES-0016608:001 | Not applicable | EPD Australasia | https://epd-australasia.com/wp-content/uploads/2024/10/EPD-IES-0016608-ResourceCo_Wingfield-Product-Recycled-Glass-Sand_2024-10-01.pdf | tonne |  |  |  |  | 3.08 | 3.08 | 0.00073 | 5.91e-05 | 0 | 3.0808 | 0 | 0.00308 | 0.00308 | 7.3e-07 | 5.91e-08 | 0 | 0.0030808 | 0 | Version 2025.1
Aggregate | Recycled aggregate | Recycled fill material | Recycled aggregate, Recycled crushed concrete aggregate (Greenvision) (New Zealand) | Recovered_aggregate | Recovered_aggregate | 2022-08-01 | 2027-08-01 | New Zealand | S-P-05490 |  | EPD Australasia | https://api.environdec.com/api/v1/EPDLibrary/Files/9a6c2d12-0544-4811-ad18-08da599e304a/Data | tonne |  |  |  |  | 0.827 | 0.793 | 0.0343 | 8.45e-05 | 0 | 0.82738 | 0 | 0.000827 | 0.000793 | 3.43e-05 | 8.45e-08 | 0 | 0.00082738 | 0 | Version 2025.1
Aggregate | Recycled aggregate | Recycled fill material | Aggregate, Recycled, 10/20 MM DRAINAGE AGGREGATES (ResourceCo) (Australia) | Recovered_aggregate | Recovered_aggregate | 2024-01-01 | 2029-01-01 | Australia | EPD-IES-0013394:001 (S-P-13394) | Not applicable | EPD Australasia | https://epd-australasia.com/?s=0013394:001&post_type=epd | tonne | 1800 |  |  |  | 9.55 | 9.53 | 0.00287 | 0.0178 | 0 | 9.5507 | 0 | 0.00955 | 0.00953 | 2.87e-06 | 1.78e-05 | 0 | 0.0095507 | 0 | Version 2025.1
Aggregate | Recycled aggregate | Recycled fill material | Aggregate, Recycled, 10/20 MM DRAINAGE AGGREGATES (ResourceCo) (Australia) | Recovered_aggregate | Recovered_aggregate | 2024-01-01 | 2029-01-01 | Australia | EPD-IES-0013387:001 (S-P-13387) | Not applicable | EPD Australasia | https://epd-australasia.com/?s=0013387:001&post_type=epd | tonne | 1800 |  |  |  | 8.14 | 8.12 | 0.0104 | 0.00486 | 0 | 8.1353 | 0 | 0.00814 | 0.00812 | 1.04e-05 | 4.86e-06 | 0 | 0.0081353 | 0 | Version 2025.1
Aggregate | Recycled aggregate | Recycled fill material | Aggregate, Recycled, PM1/20RM - BASE COURSE (ResourceCo) (Australia) | Recovered_aggregate | Recovered_aggregate | 2024-01-01 | 2029-01-01 | Australia | EPD-IES-0013391:001 (S-P-13391) | Not applicable | EPD Australasia | https://epd-australasia.com/?s=0013391:001&post_type=epd | tonne | 1800 |  |  |  | 5.32 | 5.3 | 0.0016 | 0.00991 | 0 | 5.3115 | 0 | 0.00532 | 0.0053 | 1.6e-06 | 9.91e-06 | 0 | 0.0053115 | 0 | Version 2025.1
Aggregate | Recycled aggregate | Recycled fill material | Aggregate, Recycled, -7 MM RECYCLED SAND (ResourceCo) (Australia) | Recovered_aggregate | Recovered_aggregate | 2024-01-01 | 2029-01-01 | Australia | EPD-IES-0013389:001 (S-P-13389) | Not applicable | EPD Australasia | https://epd-australasia.com/?s=0013389:001&post_type=epd | tonne | 1800 |  |  |  | 2.64 | 2.63 | 0.00337 | 0.00157 | 0 | 2.6349 | 0 | 0.00264 | 0.00263 | 3.37e-06 | 1.57e-06 | 0 | 0.0026349 | 0 | Version 2025.1
Aggregate | Recycled aggregate | Recycled fill material | Aggregate, Recycled, 20 MM CLASS 2 RUBBLE –SUB BASE (ResourceCo) (Australia) | Recovered_aggregate | Recovered_aggregate | 2024-01-01 | 2029-01-01 | Australia | EPD-IES-0013392:001 (S-P-13392) | Not applicable | EPD Australasia | https://epd-australasia.com/?s=0013392:001&post_type=epd | tonne | 1800 |  |  |  | 2.64 | 2.63 | 0.00337 | 0.00157 | 0 | 2.6349 | 0 | 0.00264 | 0.00263 | 3.37e-06 | 1.57e-06 | 0 | 0.0026349 | 0 | Version 2025.1
Aggregate | Recycled aggregate | Recycled fill material | Aggregate, Recycled, 40 MM CLASS 2 RUBBLE – SUBBASE (ResourceCo) (Australia) | Recovered_aggregate | Recovered_aggregate | 2024-01-01 | 2029-01-01 | Australia | EPD-IES-0013386:001 (S-P-13386) | Not applicable | EPD Australasia | https://epd-australasia.com/?s=0013386:001&post_type=epd | tonne | 1800 |  |  |  | 3.49 | 3.48 | 0.00446 | 0.00208 | 0 | 3.4865 | 0 | 0.00349 | 0.00348 | 4.46e-06 | 2.08e-06 | 0 | 0.0034865 | 0 | Version 2025.1
Aggregate | Recycled aggregate | Recycled fill material | Aggregate, Recycled, 40 MM CLASS 2 RUBBLE –SUB BASE (ResourceCo) (Australia) | Recovered_aggregate | Recovered_aggregate | 2024-01-01 | 2029-01-01 | Australia | EPD-IES-0013393:001 (S-P-13393) | Not applicable | EPD Australasia | https://epd-australasia.com/?s=0013393:001&post_type=epd | tonne | 1800 |  |  |  | 4.59 | 4.58 | 0.00138 | 0.00855 | 0 | 4.5899 | 0 | 0.00459 | 0.00458 | 1.38e-06 | 8.55e-06 | 0 | 0.0045899 | 0 | Version 2025.1
Aggregate | Recycled aggregate | Recycled fill material | Aggregate, Recycled, -7 MM RECYCLED SAND (ResourceCo) (Australia) | Recovered_aggregate | Recovered_aggregate | 2024-01-01 | 2029-01-01 | Australia | EPD-IES-0013389:001 (S-P-13389) | Not applicable | EPD Australasia | https://epd-australasia.com/?s=0013389:001&post_type=epd | tonne | 1800 |  |  |  | 2.64 | 2.63 | 0.00337 | 0.00157 | 0 | 2.6349 | 0 | 0.00264 | 0.00263 | 3.37e-06 | 1.57e-06 | 0 | 0.0026349 | 0 | Version 2025.1
Aggregate | Recycled aggregate | Recycled fill material | Aggregate, Recycled, 20 MM CLASS 1 RUBBLE– BASE COURSE (ResourceCo) (Australia) | Recovered_aggregate | Recovered_aggregate | 2024-01-01 | 2029-01-01 | Australia | EPD-IES-0013384:001 (S-P-13384) | Not applicable | EPD Australasia | https://epd-australasia.com/?s=0013384:001&post_type=epd | tonne | 1800 |  |  |  | 4.42 | 4.42 | 0.00566 | 0.00264 | 0 | 4.4283 | 0 | 0.00442 | 0.00442 | 5.66e-06 | 2.64e-06 | 0 | 0.0044283 | 0 | Version 2025.1
Aggregate | Recycled aggregate | Recycled fill material | Aggregate, Recycled, 20 MM CLASS 2 RUBBLE –SUB BASE (ResourceCo) (Australia) | Recovered_aggregate | Recovered_aggregate | 2024-01-01 | 2029-01-01 | Australia | EPD-IES-0013392:001 (S-P-13392) | Not applicable | EPD Australasia | https://epd-australasia.com/?s=0013392:001&post_type=epd | tonne | 1800 |  |  |  | 2.64 | 2.63 | 0.00337 | 0.00157 | 0 | 2.6349 | 0 | 0.00264 | 0.00263 | 3.37e-06 | 1.57e-06 | 0 | 0.0026349 | 0 | Version 2025.1
Door | Roller door | Roller doors | Roller doors, Sectional door 601 - full vision (Loading Systems) (Europe) | Roller_Door | Roller_Door | 2024-02-27 | 2029-02-26 | Europe | S-P-12890 |  | EPD (International) | https://api.environdec.com/api/v1/EPDLibrary/Files/1cdb805e-831a-4b4d-0d92-08dc5e07fd56/Data | m² |  | 23.294 |  |  | 110 | 0 | 0 | 0 | 0 | 110 | 0 | 4.7222 | 0 | 0 | 0 | 0 | 4.7222 | 0 | Version 1.0
Door | Roller door | Roller doors | Roller doors, Sectional door 601 (Loading Systems) (Europe) | Roller_Door | Roller_Door | 2024-02-27 | 2029-02-26 | Europe | S-P-12445 |  | EPD (International) | https://api.environdec.com/api/v1/EPDLibrary/Files/376c6a1e-9642-43a8-0d82-08dc5e07fd56/Data | m² |  | 29.694 |  |  | 96.7 | 0 | 0 | 0 | 0 | 96.7 | 0 | 3.2566 | 0 | 0 | 0 | 0 | 3.2566 | 0 | Version 1.0
Tile | Clay and terracotta roof tiles | Roof tiles - clay | Roof tiles - clay, Terracotta tiles (Sahtas) (Turkey) | Roof_Tiles_Clay | Roof_Tiles_Clay | 2022-01-07 | 2027-01-06 | Turkey | S-P-02240 |  | EPD (International) | https://api.environdec.com/api/v1/EPDLibrary/Files/8280064d-71bf-4f2e-abbc-08d9c4927501/Data | tonne |  | 60.02 |  |  | 521.4928 | 568.144 | -47.6508 | 0 | 0 | 568.144 | 0 | 0.52149 | 0.56814 | -0.047651 | 0 | 0 | 0.56814 | 0 | Version 1.0
Tile | Clay and terracotta roof tiles | Roof tiles - clay | Roof tiles - clay, Tile (Prayag Clay Products Limited (PCPL) (Global) | Roof_Tiles_Clay | Roof_Tiles_Clay | 2023-02-03 | 2028-02-02 | Global | S-P-06476 |  | EPD (International) | https://api.environdec.com/api/v1/EPDLibrary/Files/53ffd826-e11c-42dd-90ce-08db0d9b78e5/Data | tonne |  |  |  |  | 47.9 | 47.4 | 0.424 | 0.00809 | 0 | 47.8321 | 0 | 0.0479 | 0.0474 | 0.000424 | 8.09e-06 | 0 | 0.047832 | 0 | Version 1.0
Tile | Clay and terracotta roof tiles | Roof tiles - clay | Roof tiles - clay, Clay roofing tile (BMI Sverige AB) (Sweden) | Roof_Tiles_Clay | Roof_Tiles_Clay | 2023-04-02 | 2028-04-03 | Sweden | S-P-08975 |  | EPD (International) | https://api.environdec.com/api/v1/EPDLibrary/Files/0cbd0b42-8096-4ad3-74ff-08dba3f6d3f1/Data | tonne |  |  |  |  | 316.15 | 312.7514 | 2.0219 | 0 | 0 | 314.7733 | 0 | 0.31615 | 0.31275 | 0.0020219 | 0 | 0 | 0.31477 | 0 | Version 1.0
Flooring | Rubber floor | Rubber flooring | Rubber floor, FLEXXER Resilient rubber flooring 2cm thick (NAR Kauçuk ve Zemin Sistemleri SAN. TİC. A.Ş.) (Turkey) | Rubber_flooring | Rubber_flooring | 2023-08-12 | 2028-07-12 | Turkey | S-P-10630 |  | EPD (International) | https://api.environdec.com/api/v1/EPDLibrary/Files/d0c3f413-dcb4-4e22-2808-08dc176fe0d5/Data | m² |  | 1.9 |  |  | 15.7 | 16.1 | -0.533 | 0.119 | 0 | 16.219 | 0 | 8.2632 | 8.4737 | -0.28053 | 0.062632 | 0 | 8.5363 | 0 | Version 1.0
Flooring | Rubber floor | Rubber flooring | Rubbing Flooring, Granito Rubber Flooring Technology Resilient Floor Covering (Artigo) (US/Europe/Global) | Rubber_flooring | Rubber_flooring | 2020-01-04 | 2025-01-04 | US/Europe/Global | 4789196803.101.1 | Not applicable | UL Environment | https://polyflor.no/wp-content/uploads/2019/11/EPD-Artigo-Granito-PRO-2mm.pdf | m² |  | 3.3 |  |  | 9.462 | 0 | 0 | 0 | 0 | 9.462 | 0 | 2.8673 | 0 | 0 | 0 | 0 | 2.8673 | 0 | Version 2025.1 | Expired
Flooring | Rubber floor | Rubber flooring | Rubber Floor, REGUPOL rolls and sheets (REGUPOL BSW GmbH) (Global) | Rubber_flooring | Rubber_flooring | 2023-08-24 | 2028-08-23 | Global | EPD-REG-20230194-IBC1-EN |  | IBU | https://construction.regupol.com/fileadmin/user_upload/construction/Downloads/Certification/EN/EPD-Environmental-Product-Declaration.pdf | m² |  | 0.88 |  |  | 0.3727 | 0.3779 | -0.0055325 | 0.00044366 | 0 | 0.37834 | 0 | 0.42352 | 0.42943 | -0.006287 | 0.00050416 | 0 | 0.42994 | 0 | Version 2025.1
Timber & engineered woods | Hardwood | Sawn hardwood | Hardwood, rough sawn, kiln-dried H3 ACQ, Australia | Timber_hardwood | Timber_hardwood | 2017-12-08 | 2022-12-08 | Australia | S-P-00561 | Version 1.2 | EPD Australasia | https://epd-australasia.com/wp-content/uploads/2018/04/EDP-2-Hardwood-Dec-2020-2.pdf | m³ | 735 |  |  |  | -860.5 | 236.4 | -1099.879 | 0 | 1212.75 | 349.271 | 1212.75 | -1.1707 | 0.32163 | -1.4964 | 0 | 1.65 | 0.4752 | 1.65 | Version 1.0 | Expired
Timber & engineered woods | Hardwood | Sawn hardwood | Hardwood, rough sawn, kiln-dried H3 copper, Australia | Timber_hardwood | Timber_hardwood | 2017-12-08 | 2022-12-08 | Australia | S-P-00561 | Version 1.2 | EPD Australasia | https://epd-australasia.com/wp-content/uploads/2018/04/EDP-2-Hardwood-Dec-2020-2.pdf | m³ | 735 |  |  |  | -856.5 | 240.5 | -1099.9283 | 0 | 1212.75 | 353.3217 | 1212.75 | -1.1653 | 0.32721 | -1.4965 | 0 | 1.65 | 0.48071 | 1.65 | Version 1.0 | Expired
Timber & engineered woods | Hardwood | Sawn hardwood | Hardwood, rough sawn, kiln-dried H1, FWPA, Australia | Timber_hardwood | Timber_hardwood | 2017-12-08 | 2022-12-08 | Australia | S-P-00561 | Version 1.2 | EPD Australasia | https://epd-australasia.com/wp-content/uploads/2018/04/EDP-2-Hardwood-Dec-2020-2.pdf | m³ | 735 |  |  |  | -877.2 | 219.8 | -1099.9976 | 0 | 1212.75 | 332.5524 | 1212.75 | -1.1935 | 0.29905 | -1.4966 | 0 | 1.65 | 0.45245 | 1.65 | Version 1.0 | Expired
Timber & engineered woods | Hardwood | Sawn hardwood | Hardwood, rough-sawn, kiln-dried hardwood, Wood solutions, FWPA, Australia | Timber_hardwood | Timber_hardwood | 2017-12-08 | 2022-12-08 | Australia | S-P-00561 | Version 1.2 | EPD Australasia | https://epd-australasia.com/wp-content/uploads/2018/04/EDP-2-Hardwood-Dec-2020-2.pdf | m³ | 735 |  |  |  | -888 | 209 | -1100 | 0 | 1212.75 | 321.75 | 1212.75 | -1.2082 | 0.28435 | -1.4966 | 0 | 1.65 | 0.43776 | 1.65 | Version 1.0 | Expired
Timber & engineered woods | Hardwood | Sawn hardwood | Hardwood, dressed, kiln-dried H3 ACQ, Australia | Timber_hardwood | Timber_hardwood | 2017-12-08 | 2022-12-08 | Australia | S-P-00561 | Version 1.2 | EPD Australasia | https://epd-australasia.com/wp-content/uploads/2018/04/EDP-2-Hardwood-Dec-2020-2.pdf | m³ | 735 |  |  |  | -703.5 | 354.4 | -1059.879 | 0 | 1212.75 | 507.271 | 1212.75 | -0.95714 | 0.48218 | -1.442 | 0 | 1.65 | 0.69016 | 1.65 | Version 1.0 | Expired
Timber & engineered woods | Hardwood | Sawn hardwood | Hardwood, dressed, kiln-dried H1, Australia | Timber_hardwood | Timber_hardwood | 2017-12-08 | 2022-12-08 | Australia | S-P-00561 | Version 1.2 | EPD Australasia | https://epd-australasia.com/wp-content/uploads/2018/04/EDP-2-Hardwood-Dec-2020-2.pdf | m³ | 735 |  |  |  | -720.2 | 337.8 | -1059.9976 | 0 | 1212.75 | 490.5524 | 1212.75 | -0.97986 | 0.45959 | -1.4422 | 0 | 1.65 | 0.66742 | 1.65 | Version 1.0 | Expired
Timber & engineered woods | Hardwood | Sawn hardwood | Hardwood, dressed, kiln-dried hardwood, Wood solutions, FWPA, Australia | Timber_hardwood | Timber_hardwood | 2017-12-08 | 2022-12-08 | Australia | S-P-00561 | Version 1.2 | EPD Australasia | https://epd-australasia.com/wp-content/uploads/2018/04/EDP-2-Hardwood-Dec-2020-2.pdf | m³ | 735 |  |  |  | -731 | 327 | -1060 | 0 | 1212.75 | 479.75 | 1212.75 | -0.99456 | 0.4449 | -1.4422 | 0 | 1.65 | 0.65272 | 1.65 | Version 1.0 | Expired
Timber & engineered woods | Hardwood | Sawn hardwood | Hardwood, dressed, kiln-dried H3 copper, Australia | Timber_hardwood | Timber_hardwood | 2017-12-08 | 2022-12-08 | Australia | S-P-00561 | Version 1.2 | EPD Australasia | https://epd-australasia.com/wp-content/uploads/2018/04/EDP-2-Hardwood-Dec-2020-2.pdf | m³ | 735 |  |  |  | -709.5 | 348.5 | -1059.9283 | 0 | 1212.75 | 501.3217 | 1212.75 | -0.96531 | 0.47415 | -1.4421 | 0 | 1.65 | 0.68207 | 1.65 | Version 1.0 | Expired
Timber & engineered woods | Hardwood | Sawn hardwood | Max variation, hardwood, dressed, kiln-dried H3 ACQ FWPA, Australia | Timber_hardwood | Timber_hardwood | 2017-12-08 | 44903 | Australia | S-P-00561 | Version 1.2 | EPD Australasia | https://epd-australasia.com/wp-content/uploads/2018/04/EDP-2-Hardwood-Dec-2020-2.pdf | m³ | 735 |  |  |  | -650.2462 | 449.6328 | -1099.879 | 0 | 1212.75 | 562.5038 | 1212.75 | -0.88469 | 0.61175 | -1.4964 | 0 | 1.65 | 0.76531 | 1.65 | Version 1.0 | Expired
Timber & engineered woods | Hardwood | Sawn hardwood | Hardwood, rough-sawn, green hardwood, Wood solutions, FWPA, Australia | Timber_hardwood | Timber_hardwood | 2017-12-08 | 2022-12-08 | Australia | S-P-00561 | Version 1.2 | EPD Australasia | https://epd-australasia.com/wp-content/uploads/2018/04/EDP-2-Hardwood-Dec-2020-2.pdf | m³ | 768 |  |  |  | -851 | 151 | -1000 | 0 | 1041.92 | 192.92 | 1041.92 | -1.1081 | 0.19661 | -1.3021 | 0 | 1.3567 | 0.2512 | 1.3567 | Version 1.0 | Expired
Timber & engineered woods | Hardwood | Sawn hardwood | Hardwood, Min variation, hardwood, white cypress, roughsawn green (FWPA) (Australia) | Timber_hardwood | Timber_hardwood | 2017-12-08 | 2022-12-08 | Australia | S-P-00561 | Version 1.2 | EPD Australasia | https://epd-australasia.com/wp-content/uploads/2018/04/EDP-2-Hardwood-Dec-2020-2.pdf | m³ | 830 |  |  |  | -1095.74 | 104.26 | -1200 | 0 | 1065.1667 | 104.26 | 1065.1667 | -1.3202 | 0.12561 | -1.4458 | 0 | 1.2833 | 0.12561 | 1.2833 | Version 1.0 | Expired
Timber & engineered woods | Hardwood | Sawn hardwood | White Cypress, rough-sawn, green, FWPA | Timber_hardwood | Timber_hardwood | 2022-02-14 | 2027-02-14 | Australia | S-P-02327 | Version 1 | EPD Australasia | https://epd-australasia.com/epd/forest-and-wood-products-australia-australian-sawn-white-cypress-timber/ | m³ | 830 |  |  |  | -1070 | 130 | -1200 | 0 | 1065.1667 | 130 | 1065.1667 | -1.2892 | 0.15663 | -1.4458 | 0 | 1.2833 | 0.15663 | 1.2833 | Version 1.0
Timber & engineered woods | Hardwood | Sawn hardwood | White Cypress, dressed, green, FWPA | Timber_hardwood | Timber_hardwood | 2022-02-14 | 2027-02-14 | Australia | S-P-02327 | Version 1 | EPD Australasia | https://epd-australasia.com/epd/forest-and-wood-products-australia-australian-sawn-white-cypress-timber/ | m³ | 830 |  |  |  | -1010 | 184 | -1190 | 0 | 1065.1667 | 184 | 1065.1667 | -1.2169 | 0.22169 | -1.4337 | 0 | 1.2833 | 0.22169 | 1.2833 | Version 1.0
Timber & engineered woods | Softwood | Sawn softwood | Softwood (Radiata pine), roughsawn, kiln-dried, H3 Copper Azole treated, e.g. framing [majority from sustainable forest management practices] (FWPA) | Timber_softwood | Timber_softwood | 2022-02-14 | 2027-02-14 | Australia | S-P-00560 | Version 2.0 | EPD Australasia | https://epd-australasia.com/wp-content/uploads/2018/04/EPD-1_Softwood_Revised-14-Feb-2022.pdf | m³ | 551 |  |  |  | -749.1 | 131.8 | -880.9635 | 0 | 888.9467 | 139.7832 | 888.9467 | -1.3595 | 0.2392 | -1.5988 | 0 | 1.6133 | 0.25369 | 1.6133 | Version 1.0
Timber & engineered woods | Softwood | Sawn softwood | Softwood (Radiata pine), roughsawn, kiln-dried, untreated, e.g. framing [majority from sustainable forest management practices] (FWPA) | Timber_softwood | Timber_softwood | 2022-02-14 | 2027-02-14 | Australia | S-P-00560 | Version 2.0 | EPD Australasia | https://epd-australasia.com/wp-content/uploads/2018/04/EPD-1_Softwood_Revised-14-Feb-2022.pdf | m³ | 551 |  |  |  | -764 | 117 | -881 | 0 | 888.9467 | 124.9467 | 888.9467 | -1.3866 | 0.21234 | -1.5989 | 0 | 1.6133 | 0.22676 | 1.6133 | Version 1.0
Timber & engineered woods | Softwood | Sawn softwood | Softwood (Radiata pine), roughsawn, kiln-dried, H3 Copper+DDAX treated, e.g. framing [majority from sustainable forest management practices] (FWPA) | Timber_softwood | Timber_softwood | 2022-02-14 | 2027-02-14 | Australia | S-P-00560 | Version 2.0 | EPD Australasia | https://epd-australasia.com/wp-content/uploads/2018/04/EPD-1_Softwood_Revised-14-Feb-2022.pdf | m³ | 551 |  |  |  | -746.6 | 134.4 | -880.947 | 0 | 888.9467 | 142.3997 | 888.9467 | -1.355 | 0.24392 | -1.5988 | 0 | 1.6133 | 0.25844 | 1.6133 | Version 1.0
Timber & engineered woods | Softwood | Sawn softwood | Softwood (Radiata pine), roughsawn, kiln-dried, H4 CCA treated, e.g. framing [majority from sustainable forest management practices] (FWPA) | Timber_softwood | Timber_softwood | 2022-02-14 | 2027-02-14 | Australia | S-P-00560 | Version 2.0 | EPD Australasia | https://epd-australasia.com/wp-content/uploads/2018/04/EPD-1_Softwood_Revised-14-Feb-2022.pdf | m³ | 551 |  |  |  | -739.3 | 141.7 | -880.943 | 0 | 888.9467 | 149.7037 | 888.9467 | -1.3417 | 0.25717 | -1.5988 | 0 | 1.6133 | 0.27169 | 1.6133 | Version 1.0
Timber & engineered woods | Softwood | Sawn softwood | Softwood (Radiata pine), roughsawn, kiln-dried, H4 Copper Azole treated, e.g. framing [majority from sustainable forest management practices] (FWPA) | Timber_softwood | Timber_softwood | 2022-02-14 | 2027-02-14 | Australia | S-P-00560 | Version 2.0 | EPD Australasia | https://epd-australasia.com/wp-content/uploads/2018/04/EPD-1_Softwood_Revised-14-Feb-2022.pdf | m³ | 551 |  |  |  | -745.2 | 135.8 | -880.9379 | 0 | 888.9467 | 143.8088 | 888.9467 | -1.3525 | 0.24646 | -1.5988 | 0 | 1.6133 | 0.261 | 1.6133 | Version 1.0
Timber & engineered woods | Softwood | Sawn softwood | Softwood (Radiata pine), roughsawn, kiln-dried, H3 LOSP treated, e.g. framing [majority from sustainable forest management practices] (FWPA) | Timber_softwood | Timber_softwood | 2022-02-14 | 2027-02-14 | Australia | S-P-00560 | Version 2.0 | EPD Australasia | https://epd-australasia.com/wp-content/uploads/2018/04/EPD-1_Softwood_Revised-14-Feb-2022.pdf | m³ | 551 |  |  |  | -705.4 | 175.5 | -880.057 | 0 | 888.9467 | 184.3897 | 888.9467 | -1.2802 | 0.31851 | -1.5972 | 0 | 1.6133 | 0.33465 | 1.6133 | Version 1.0
Timber & engineered woods | Softwood | Sawn softwood | Softwood (Radiata pine), roughsawn, kiln-dried, H3 CCA treated, e.g. framing [majority from sustainable forest management practices] (FWPA) | Timber_softwood | Timber_softwood | 2022-02-14 | 2027-02-14 | Australia | S-P-00560 | Version 2.0 | EPD Australasia | https://epd-australasia.com/wp-content/uploads/2018/04/EPD-1_Softwood_Revised-14-Feb-2022.pdf | m³ | 551 |  |  |  | -731.8 | 207.6 | -880.9168 | 0 | 888.9467 | 215.6299 | 888.9467 | -1.3281 | 0.37677 | -1.5988 | 0 | 1.6133 | 0.39134 | 1.6133 | Version 1.0
Timber & engineered woods | Softwood | Sawn softwood, surfaced timber | Softwood (Radiata pine), surfaced, kiln-dried, H2 LOSP treated, [majority from sustainable forest management practices] (FWPA) | Timber_softwood | Timber_softwood | 2022-02-14 | 2027-02-14 | Australia | S-P-00560 | Version 2.0 | EPD Australasia | https://epd-australasia.com/wp-content/uploads/2018/04/EPD-1_Softwood_Revised-14-Feb-2022.pdf | m³ | 551 |  |  |  | -706.2 | 168.7 | -874.9835 | 0 | 888.9467 | 182.6632 | 888.9467 | -1.2817 | 0.30617 | -1.588 | 0 | 1.6133 | 0.33151 | 1.6133 | Version 1.0
Timber & engineered woods | Softwood | Sawn softwood, surfaced timber | Softwood (Radiata pine), surfaced, kiln-dried, H3 copper azole treated, [majority from sustainable forest management practices] (FWPA) | Timber_softwood | Timber_softwood | 2022-02-14 | 2027-02-14 | Australia | S-P-00560 | Version 2.0 | EPD Australasia | https://epd-australasia.com/wp-content/uploads/2018/04/EPD-1_Softwood_Revised-14-Feb-2022.pdf | m³ | 551 |  |  |  | -703.1 | 171.8 | -874.9635 | 0 | 888.9467 | 185.7832 | 888.9467 | -1.276 | 0.3118 | -1.588 | 0 | 1.6133 | 0.33717 | 1.6133 | Version 1.0
Timber & engineered woods | Softwood | Sawn softwood, surfaced timber | Maximum variaton, Softwood (Radiata pine),surfaced, dressed, kiln-dried, LOSP azole+permethrin), e.g. framing [majority from sustainable forest management practices] (FWPA) | Timber_softwood | Timber_softwood | 2022-02-14 | 2027-02-14 | Australia | S-P-00560 | Version 2.0 | EPD Australasia | https://epd-australasia.com/wp-content/uploads/2018/04/EPD-1_Softwood_Revised-14-Feb-2022.pdf | m³ | 551 |  |  |  | -556.841 | 317.216 | -874.057 | 0 | 888.9467 | 332.1057 | 888.9467 | -1.0106 | 0.57571 | -1.5863 | 0 | 1.6133 | 0.60273 | 1.6133 | Version 1.0
Timber & engineered woods | Softwood | Sawn softwood, surfaced timber | Softwood (Radiata pine), surfaced, kiln-dried, untreated [majority from sustainable forest management practices] (FWPA) | Timber_softwood | Timber_softwood | 2022-02-14 | 2027-02-14 | Australia | S-P-00560 | Version 2.0 | EPD Australasia | https://epd-australasia.com/wp-content/uploads/2018/04/EPD-1_Softwood_Revised-14-Feb-2022.pdf | m³ | 551 |  |  |  | -718 | 157 | -875 | 0 | 888.9467 | 170.9467 | 888.9467 | -1.3031 | 0.28494 | -1.588 | 0 | 1.6133 | 0.31025 | 1.6133 | Version 1.0
Timber & engineered woods | Softwood | Sawn softwood, surfaced timber | Softwood, Min variaton, Softwood (Radiata pine),surfaced, dressed, kiln-dried, LOSP azole+permethrin), e.g. framing [majority from sustainable forest management practices] (FWPA) (FWPA) (Australia) | Timber_softwood | Timber_softwood | 2022-02-14 | 2027-02-14 | Australia | S-P-00560 | Version 2.0 | EPD Australasia | https://epd-australasia.com/wp-content/uploads/2018/04/EPD-1_Softwood_Revised-14-Feb-2022.pdf | m³ | 551 |  |  |  | -776.22 | 97.837 | -874.057 | 0 | 888.9467 | 112.7267 | 888.9467 | -1.4087 | 0.17756 | -1.5863 | 0 | 1.6133 | 0.20459 | 1.6133 | Version 1.0
Timber & engineered woods | Softwood | Sawn softwood, surfaced timber | Softwood (Radiata pine), surfaced, kiln-dried, untreated, [from sustainable forest management practices] (Timberlink, Australia) | Timber_softwood | Timber_softwood | 2023-06-05 | 2028-06-05 | Australia | S-P-07431 | Version 1 | EPD Australasia | https://epd-australasia.com/epd/timberlink-structural-softwood-timber/ | m³ | 492 |  |  |  | -711 | 119 | -830 | 0.00992 | 865.3333 | 154.3433 | 865.3333 | -1.4451 | 0.24187 | -1.687 | 2.0163e-05 | 1.7588 | 0.31371 | 1.7588 | Version 1.0
Timber & engineered woods | Softwood | Sawn softwood, surfaced timber | Softwood (Radiata pine), surfaced, kiln-dried, H3, treated, eg outdoor use, not in contact with ground, non structural [from sustainable forest management practices] (Timberlink, Australia) | Timber_softwood | Timber_softwood | 2023-06-05 | 2028-06-05 | Australia | S-P-07431 | Version 1 | EPD Australasia | https://epd-australasia.com/epd/timberlink-structural-softwood-timber/ | m³ | 528 |  |  |  | -705 | 125 | -830 | 0.0101 | 865.3333 | 160.3434 | 865.3333 | -1.3352 | 0.23674 | -1.572 | 1.9129e-05 | 1.6389 | 0.30368 | 1.6389 | Version 1.0
Timber & engineered woods | Softwood | Sawn softwood, surfaced timber | Softwood (Radiata pine), surfaced, kiln-dried, H2F treated, eg framing [from sustainable forest management practices] (Timberlink, Australia) | Timber_softwood | Timber_softwood | 2023-06-05 | 2028-06-05 | Australia | S-P-07431 | Version 1 | EPD Australasia | https://epd-australasia.com/epd/timberlink-structural-softwood-timber/ | m³ | 526 |  |  |  | -670 | 148 | -818 | 0.0186 | 854.3333 | 184.3519 | 854.3333 | -1.2738 | 0.28137 | -1.5551 | 3.5361e-05 | 1.6242 | 0.35048 | 1.6242 | Version 1.0
Timber & engineered woods | Softwood | Sawn softwood, surfaced timber | Softwood (Radiata pine), surfaced, kiln-dried, H3 Copper+DDAX treated, [majority from sustainable forest management practices] (FWPA) | Timber_softwood | Timber_softwood | 2022-02-14 | 2027-02-14 | Australia | S-P-00560 | Version 2.0 | EPD Australasia | https://epd-australasia.com/wp-content/uploads/2018/04/EPD-1_Softwood_Revised-14-Feb-2022.pdf | m³ | 551 |  |  |  | -700.6 | 174.4 | -874.947 | 0 | 888.9467 | 188.3997 | 888.9467 | -1.2715 | 0.31652 | -1.5879 | 0 | 1.6133 | 0.34192 | 1.6133 | Version 1.0
Timber & engineered woods | Softwood | Sawn softwood, surfaced timber | Softwood (Radiata pine), surfaced, kiln-dried, H4 CCA treated, e.g. framing [majority from sustainable forest management practices] (FWPA) | Timber_softwood | Timber_softwood | 2022-02-14 | 2027-02-14 | Australia | S-P-00560 | Version 2.0 | EPD Australasia | https://epd-australasia.com/wp-content/uploads/2018/04/EPD-1_Softwood_Revised-14-Feb-2022.pdf | m³ | 551 |  |  |  | -693.3 | 181.7 | -874.943 | 0 | 888.9467 | 195.7037 | 888.9467 | -1.2583 | 0.32976 | -1.5879 | 0 | 1.6133 | 0.35518 | 1.6133 | Version 1.0
Timber & engineered woods | Softwood | Sawn softwood, surfaced timber | Softwood (Radiata pine), surfaced, kiln-dried, H4 Copper Azole treated, e.g. framing [majority from sustainable forest management practices] (FWPA) | Timber_softwood | Timber_softwood | 2022-02-14 | 2027-02-14 | Australia | S-P-00560 | Version 2.0 | EPD Australasia | https://epd-australasia.com/wp-content/uploads/2018/04/EPD-1_Softwood_Revised-14-Feb-2022.pdf | m³ | 551 |  |  |  | -699.2 | 175.8 | -874.9379 | 0 | 888.9467 | 189.8088 | 888.9467 | -1.269 | 0.31906 | -1.5879 | 0 | 1.6133 | 0.34448 | 1.6133 | Version 1.0
Timber & engineered woods | Softwood | Sawn softwood, surfaced timber | Softwood (Radiata pine), surfaced, kiln-dried, H3 LOSP treated, e.g. framing [majority from sustainable forest management practices] (FWPA) | Timber_softwood | Timber_softwood | 2022-02-14 | 2027-02-14 | Australia | S-P-00560 | Version 2.0 | EPD Australasia | https://epd-australasia.com/wp-content/uploads/2018/04/EPD-1_Softwood_Revised-14-Feb-2022.pdf | m³ | 551 |  |  |  | -659.4 | 215.5 | -874.057 | 0 | 888.9467 | 230.3897 | 888.9467 | -1.1967 | 0.39111 | -1.5863 | 0 | 1.6133 | 0.41813 | 1.6133 | Version 1.0
Timber & engineered woods | Softwood | Sawn softwood, surfaced timber | Sawn softwood (Abodo Wood Ltd) (New Zealand) | Timber_softwood | Timber_softwood | 2023-03-20 | 2025-08-12 | New Zealand | S-P-01543 | Version 1.3 | EPD (International) | https://epd-australasia.com/wp-content/uploads/2020/08/SP01543-AbodoWood-EPD-Mar2023.v1.3.pdf | m³ | 420 |  |  |  | -535 | 224 | -758 | 0 | 716.1 | 224 | 716.1 | -1.2738 | 0.53333 | -1.8048 | 0 | 1.705 | 0.53333 | 1.705 | Version 1.0 | Expired
Timber & engineered woods | Softwood | Sawn softwood, surfaced timber | Thermally Modified Timber, surfaced softwood (Abodo Wood Ltd) (New Zealand) | Timber_softwood | Timber_softwood | 2023-03-20 | 2025-08-12 | New Zealand | S-P-01543 | Version 1.3 | EPD (International) | https://epd-australasia.com/wp-content/uploads/2020/08/SP01543-AbodoWood-EPD-Mar2023.v1.3.pdf | m³ | 420 |  |  |  | -516 | 243 | -758 | 0 | 716.1 | 243 | 716.1 | -1.2286 | 0.57857 | -1.8048 | 0 | 1.705 | 0.57857 | 1.705 | Version 1.0 | Expired
Timber & engineered woods | Softwood | Sawn softwood, surfaced timber | Softwood (Radiata pine), surfaced, kiln-dried, H3 CCA treated, [majority from sustainable forest management practices] (FWPA) | Timber_softwood | Timber_softwood | 2022-02-14 | 2027-02-14 | Australia | S-P-00560 | Version 2.0 | EPD Australasia | https://epd-australasia.com/wp-content/uploads/2018/04/EPD-1_Softwood_Revised-14-Feb-2022.pdf | m³ | 551 |  |  |  | -685.8 | 247.6 | -874.9168 | 0 | 888.9467 | 261.6299 | 888.9467 | -1.2446 | 0.44936 | -1.5879 | 0 | 1.6133 | 0.47483 | 1.6133 | Version 1.0
Timber & engineered woods | Softwood | Sawn softwood, surfaced timber | Thermally Modified Timber, Finger-Jointed softwood (Abodo Wood Ltd) (New Zealand) | Timber_softwood | Timber_softwood | 2023-03-20 | 2025-08-12 | New Zealand | S-P-01543 | Version 1.3 | EPD (International) | https://epd-australasia.com/wp-content/uploads/2020/08/SP01543-AbodoWood-EPD-Mar2023.v1.3.pdf | m³ | 420 |  |  |  | -469 | 290 | -758 | 0 | 716.1 | 290 | 716.1 | -1.1167 | 0.69048 | -1.8048 | 0 | 1.705 | 0.69048 | 1.705 | Version 1.0 | Expired
Timber & engineered woods | Softwood | Sawn softwood, surfaced timber | Planed and painted softwood product (Latvia Timber International) (Europe) | Timber_softwood | Timber_softwood | 2023-04-28 | 2028-04-27 | Europe | S-P-09144 | Version 1 | EPD (International) | https://api.environdec.com/api/v1/EPDLibrary/Files/c493cf4c-157d-4ea2-ab4f-08db4497f421/Data | m³ | 438.95 |  |  |  | -650 | 100 | -750 | 0 | 667.9356 | 100 | 667.9356 | -1.4808 | 0.22782 | -1.7086 | 0 | 1.5217 | 0.22782 | 1.5217 | Version 1.0
Autoclaved aerated concrete | Solid AAC (no fill or reinforcing) | Solid AAC | AAC, Global, Autoclaved Aerated Concrete (Ytong) (Turkey) | AAC_block | AAC_block | 2020-04-01 | 2025-03-31 | Turkey | S-P-01804 |  | EPD (International) | https://api.environdec.com/api/v1/EPDLibrary/Files/c0fc05af-13cc-4e92-9887-7b780b714acc/Data | m³ | 350 |  |  |  | 150 | 150 | 0.087 | 0.16 | 0 | 150.247 | 0 | 0.42857 | 0.42857 | 0.00024857 | 0.00045714 | 0 | 0.42928 | 0 | Version 1.0 | Expired
Autoclaved aerated concrete | Solid AAC (no fill or reinforcing) | Solid AAC | AAC, Autoclaved Aerated Concrete blocks, Active (Gasbeton) (Italy) | AAC_block | AAC_block | 2021-03-19 | 2026-03-15 | Italy | S-P-03048 |  | EPD (International) | https://api.environdec.com/api/v1/EPDLibrary/Files/d52c0010-ab02-4fd3-02f3-08d8f01e26c9/Data | m³ | 300 |  |  |  | 181 | 0 | 0 | 0 | 0 | 181 | 0 | 0.60333 | 0 | 0 | 0 | 0 | 0.60333 | 0 | Version 1.0 | Expired
Autoclaved aerated concrete | Solid AAC (no fill or reinforcing) | Solid AAC | AAC, Autoclaved Aerated Concrete blocks, Evolution (Gasbeton) (Italy) | AAC_block | AAC_block | 2021-03-19 | 2026-03-15 | Italy | S-P-03048 |  | EPD (International) | https://api.environdec.com/api/v1/EPDLibrary/Files/d52c0010-ab02-4fd3-02f3-08d8f01e26c9/Data | m³ | 480 |  |  |  | 197 | 0 | 0 | 0 | 0 | 197 | 0 | 0.41042 | 0 | 0 | 0 | 0 | 0.41042 | 0 | Version 1.0 | Expired
Autoclaved aerated concrete | Solid AAC (no fill or reinforcing) | Solid AAC | AAC, Autoclaved Aerated Concrete blocks, Sysmic Idro (Gasbeton) (Italy) | AAC_block | AAC_block | 2021-03-19 | 2026-03-15 | Italy | S-P-03048 |  | EPD (International) | https://api.environdec.com/api/v1/EPDLibrary/Files/d52c0010-ab02-4fd3-02f3-08d8f01e26c9/Data | m³ | 580 |  |  |  | 232 | 0 | 0 | 0 | 0 | 232 | 0 | 0.4 | 0 | 0 | 0 | 0 | 0.4 | 0 | Version 1.0 | Expired
Concrete (in-situ) | Stabilised Sand | Stabilised sand | Concrete, ? MPa, in-situ, no reinforcement, (Stabilised Sand 12:1) (Adbri) (QLD) | stabilised_sand | stabilised_sand | 2023-03-31 | 2028-03-31 | QLD | S-P-05518 | Version 1 | EPD Australasia | https://epd-australasia.com/wp-content/uploads/2023/04/SP05518-Adbri-EPD-Concrete_QLD_Mar23.pdf | m³ | 2400 |  |  |  | 101 | 101 | 0.0754 | 0 | 0 | 101.0754 | 0 | 0.042083 | 0.042083 | 3.1417e-05 | 0 | 0 | 0.042115 | 0 | Version 1.0
Concrete (in-situ) | Stabilised Sand | Stabilised sand | Concrete, Stabilised Sand, in-situ, no reinforcement, Pre-mix Concrete STABILISED SAND 14:1 (Boral) (ACT), (Canberra) STABILISED SAND 14:1 | stabilised_sand | stabilised_sand | 2022-08-15 | 2026-04-01 | Canberra, ACT | S-P-02336 | Version 1.2 | EPD Australasia | https://epd-australasia.com/wp-content/uploads/2021/04/SP02336_Boral-EPD_NSW-ACT_Aug22_V1.2.pdf | m³ | 1750 |  |  |  | 117 | 0 | 0 | 0 | 0 | 117 | 0 | 0.066857 | 0 | 0 | 0 | 0 | 0.066857 | 0 | Version 1.0 | Expired
Concrete (in-situ) | Stabilised Sand | Stabilised sand | Concrete, Stabilised Sand, in-situ, no reinforcement, Pre-mix Concrete STABILISED SAND 8:1 (Boral) (ACT), (Canberra) STABILISED SAND 8:1 | stabilised_sand | stabilised_sand | 2022-08-15 | 2026-04-01 | Canberra, ACT | S-P-02336 | Version 1.2 | EPD Australasia | https://epd-australasia.com/wp-content/uploads/2021/04/SP02336_Boral-EPD_NSW-ACT_Aug22_V1.2.pdf | m³ | 1750 |  |  |  | 188 | 0 | 0 | 0 | 0 | 188 | 0 | 0.10743 | 0 | 0 | 0 | 0 | 0.10743 | 0 | Version 1.0 | Expired
Concrete (in-situ) | Stabilised Sand | Stabilised sand | Concrete, Stabilised Sand, in-situ, no reinforcement, Pre-mix Concrete STABILISED SAND 4:1 (Boral) (ACT), (Canberra) STABILISED SAND 4:1 | stabilised_sand | stabilised_sand | 2022-08-15 | 2026-04-01 | Canberra, ACT | S-P-02336 | Version 1.2 | EPD Australasia | https://epd-australasia.com/wp-content/uploads/2021/04/SP02336_Boral-EPD_NSW-ACT_Aug22_V1.2.pdf | m³ | 1750 |  |  |  | 318 | 0 | 0 | 0 | 0 | 318 | 0 | 0.18171 | 0 | 0 | 0 | 0 | 0.18171 | 0 | Version 1.0 | Expired
Concrete (in-situ) | Concrete, Stabil | Stabilised sand | Concrete, Stabilised Sand, in-situ, no reinforcement, Pre-mix Concrete STABILISED SAND 8:1 (Boral) (NSW), (Newcastle) STABILISED SAND 8:1 | stabilised_sand | stabilised_sand | 2022-08-15 | 2026-04-01 | Newcastle, NSW | S-P-02336 | Version 1.2 | EPD Australasia | https://epd-australasia.com/wp-content/uploads/2021/04/SP02336_Boral-EPD_NSW-ACT_Aug22_V1.2.pdf | m³ | 1750 |  |  |  | 123 | 0 | 0 | 0 | 0 | 123 | 0 | 0.070286 | 0 | 0 | 0 | 0 | 0.070286 | 0 | Version 1.0 | Expired
Concrete (in-situ) | Concrete, Stabil | Stabilised sand | Concrete, Stabilised Sand, in-situ, no reinforcement, Pre-mix Concrete STABILISED SAND 4:1 (Boral) (NSW), (Newcastle) STABILISED SAND 4:1 | stabilised_sand | stabilised_sand | 2022-08-15 | 2026-04-01 | Newcastle, NSW | S-P-02336 | Version 1.2 | EPD Australasia | https://epd-australasia.com/wp-content/uploads/2021/04/SP02336_Boral-EPD_NSW-ACT_Aug22_V1.2.pdf | m³ | 1750 |  |  |  | 210 | 0 | 0 | 0 | 0 | 210 | 0 | 0.12 | 0 | 0 | 0 | 0 | 0.12 | 0 | Version 1.0 | Expired
Concrete (in-situ) | Stabilised Sand | Stabilised sand | Concrete, ? MPa, in-situ, no reinforcement, Pre-mix Concrete STABILISED SAND 4:1 (Boral) (NSW), (Sydney) STABILISED SAND 4:1 | stabilised_sand | stabilised_sand | 2022-08-15 | 2026-04-01 | Sydney, NSW | S-P-02336 | Version 1.2 | EPD Australasia | https://epd-australasia.com/wp-content/uploads/2021/04/SP02336_Boral-EPD_NSW-ACT_Aug22_V1.2.pdf | m³ | 1750 |  |  |  | 172 | 0 | 0 | 0 | 0 | 172 | 0 | 0.098286 | 0 | 0 | 0 | 0 | 0.098286 | 0 | Version 1.0 | Expired
Concrete (in-situ) | Stabilised Sand | Stabilised sand | Concrete, Stabilised Sand, in-situ, no reinforcement, Pre-mix Concrete STABILISED SAND 8:1 (Boral) (NSW), (Wollongong) STABILISED SAND 8:1 | stabilised_sand | stabilised_sand | 2022-08-15 | 2026-04-01 | Wollongong, NSW | S-P-02336 | Version 1.2 | EPD Australasia | https://epd-australasia.com/wp-content/uploads/2021/04/SP02336_Boral-EPD_NSW-ACT_Aug22_V1.2.pdf | m³ | 1750 |  |  |  | 185 | 0 | 0 | 0 | 0 | 185 | 0 | 0.10571 | 0 | 0 | 0 | 0 | 0.10571 | 0 | Version 1.0 | Expired
Concrete (in-situ) | Stabilised Sand | Stabilised sand | Concrete, Stabilised Sand, in-situ, no reinforcement, Pre-mix Concrete STABILISED SAND 4:1 (Boral) (NSW), (Wollongong) STABILISED SAND 4:1 | stabilised_sand | stabilised_sand | 2022-08-15 | 2026-04-01 | Wollongong, NSW | S-P-02336 | Version 1.2 | EPD Australasia | https://epd-australasia.com/wp-content/uploads/2021/04/SP02336_Boral-EPD_NSW-ACT_Aug22_V1.2.pdf | m³ | 1750 |  |  |  | 314 | 0 | 0 | 0 | 0 | 314 | 0 | 0.17943 | 0 | 0 | 0 | 0 | 0.17943 | 0 | Version 1.0 | Expired
Concrete (in-situ) | Stabilised Sand | Stabilised sand | Concrete, Stabilised sand MPa, in-situ, no reinforcement, SS1100, Special Class (WA Premix) (WA), (Perth) | stabilised_sand | stabilised_sand | 2022-02-28 | 2027-02-28 | Perth, WA | S-P-05479 |  | EPD Australasia | https://epd-australasia.com/wp-content/uploads/2022/07/SP-05479_WA-Premix-Ready-Mix-Concrete-EPD-v1.0.pdf | m³ | 1750 |  |  |  | 124 | 0 | 0 | 0 | 0 | 124 | 0 | 0.070857 | 0 | 0 | 0 | 0 | 0.070857 | 0 | Version 1.0
Concrete (in-situ) | Stabilised Sand | Stabilised sand | Concrete, Stabilised sand MPa, in-situ, no reinforcement, SS1150, Special Class (WA Premix) (WA), (Perth) | stabilised_sand | stabilised_sand | 2022-02-28 | 2027-02-28 | Perth, WA | S-P-05479 |  | EPD Australasia | https://epd-australasia.com/wp-content/uploads/2022/07/SP-05479_WA-Premix-Ready-Mix-Concrete-EPD-v1.0.pdf | m³ | 1750 |  |  |  | 179 | 0 | 0 | 0 | 0 | 179 | 0 | 0.10229 | 0 | 0 | 0 | 0 | 0.10229 | 0 | Version 1.0
Concrete (in-situ) | Stabilised Sand | Stabilised sand | Concrete, Stabilised sand MPa, in-situ, no reinforcement, SS1250, Special Class (WA Premix) (WA), (Perth) | stabilised_sand | stabilised_sand | 2022-02-28 | 2027-02-28 | Perth, WA | S-P-05479 |  | EPD Australasia | https://epd-australasia.com/wp-content/uploads/2022/07/SP-05479_WA-Premix-Ready-Mix-Concrete-EPD-v1.0.pdf | m³ | 1750 |  |  |  | 289 | 0 | 0 | 0 | 0 | 289 | 0 | 0.16514 | 0 | 0 | 0 | 0 | 0.16514 | 0 | Version 1.0
Concrete (in-situ) | Stabilised Sand | Stabilised sand | Concrete, Stabilised sand MPa, in-situ, no reinforcement, SS1300, Special Class (WA Premix) (WA), (Perth) | stabilised_sand | stabilised_sand | 2022-02-28 | 2027-02-28 | Perth, WA | S-P-05479 |  | EPD Australasia | https://epd-australasia.com/wp-content/uploads/2022/07/SP-05479_WA-Premix-Ready-Mix-Concrete-EPD-v1.0.pdf | m³ | 1750 |  |  |  | 344 | 0 | 0 | 0 | 0 | 344 | 0 | 0.19657 | 0 | 0 | 0 | 0 | 0.19657 | 0 | Version 1.0
Concrete (in-situ) | Stabilised Sand | Stabilised sand | Concrete, Stabilised sand MPa, in-situ, no reinforcement, SS2065, Special Class (WA Premix) (WA), (Perth) | stabilised_sand | stabilised_sand | 2022-02-28 | 2027-02-28 | Perth, WA | S-P-05479 |  | EPD Australasia | https://epd-australasia.com/wp-content/uploads/2022/07/SP-05479_WA-Premix-Ready-Mix-Concrete-EPD-v1.0.pdf | m³ | 1750 |  |  |  | 67.8 | 0 | 0 | 0 | 0 | 67.8 | 0 | 0.038743 | 0 | 0 | 0 | 0 | 0.038743 | 0 | Version 1.0
Concrete (in-situ) | Stabilised Sand | Stabilised sand | Concrete, Stabilised sand MPa, in-situ, no reinforcement, SS2110, Special Class (WA Premix) (WA), (Perth) | stabilised_sand | stabilised_sand | 2022-02-28 | 2027-02-28 | Perth, WA | S-P-05479 |  | EPD Australasia | https://epd-australasia.com/wp-content/uploads/2022/07/SP-05479_WA-Premix-Ready-Mix-Concrete-EPD-v1.0.pdf | m³ | 1750 |  |  |  | 108 | 0 | 0 | 0 | 0 | 108 | 0 | 0.061714 | 0 | 0 | 0 | 0 | 0.061714 | 0 | Version 1.0
Concrete (in-situ) | Stabilised Sand | Stabilised sand | Concrete, Stabilised sand MPa, in-situ, no reinforcement, SS2150, Special Class (WA Premix) (WA), (Perth) | stabilised_sand | stabilised_sand | 2022-02-28 | 2027-02-28 | Perth, WA | S-P-05479 |  | EPD Australasia | https://epd-australasia.com/wp-content/uploads/2022/07/SP-05479_WA-Premix-Ready-Mix-Concrete-EPD-v1.0.pdf | m³ | 1750 |  |  |  | 138 | 0 | 0 | 0 | 0 | 138 | 0 | 0.078857 | 0 | 0 | 0 | 0 | 0.078857 | 0 | Version 1.0
Concrete (in-situ) | Stabilised Sand | Stabilised sand | Concrete, Stabilised sand MPa, in-situ, no reinforcement, SS2250, Special Class (WA Premix) (WA), (Perth) | stabilised_sand | stabilised_sand | 2022-02-28 | 2027-02-28 | Perth, WA | S-P-05479 |  | EPD Australasia | https://epd-australasia.com/wp-content/uploads/2022/07/SP-05479_WA-Premix-Ready-Mix-Concrete-EPD-v1.0.pdf | m³ | 1750 |  |  |  | 221 | 0 | 0 | 0 | 0 | 221 | 0 | 0.12629 | 0 | 0 | 0 | 0 | 0.12629 | 0 | Version 1.0
Concrete (in-situ) | Stabilised Sand | Stabilised sand | Concrete, Stabilised sand MPa, in-situ, no reinforcement, SS2300, Special Class (WA Premix) (WA), (Perth) | stabilised_sand | stabilised_sand | 2022-02-28 | 2027-02-28 | Perth, WA | S-P-05479 |  | EPD Australasia | https://epd-australasia.com/wp-content/uploads/2022/07/SP-05479_WA-Premix-Ready-Mix-Concrete-EPD-v1.0.pdf | m³ | 1750 |  |  |  | 267 | 0 | 0 | 0 | 0 | 267 | 0 | 0.15257 | 0 | 0 | 0 | 0 | 0.15257 | 0 | Version 1.0
Concrete (in-situ) | Stabilised Sand | Stabilised sand | Concrete, Sta MPa, NO FINES 6:1 (Concrite) (NSW) (Sydney Region, NSW) | stabilised_sand | stabilised_sand | 2022-02-28 | 2027-02-28 | Sydney Region, NSW | S-P-05479 |  | EPD Australasia | https://epd-australasia.com/wp-content/uploads/2022/02/17765_Concrite_EPD_2022_SP02335.pdf | m³ | 1750 |  |  |  | 182 | 0 | 0 | 0 | 0 | 182 | 0 | 0.104 | 0 | 0 | 0 | 0 | 0.104 | 0 | Version 1.0
Sand | Stabilised Sand | Stabilised sand | Concrete, Sta MPa, Stabilised Sand 14:1 (Concrite) (NSW) (Sydney Region, NSW) | stabilised_sand | stabilised_sand | 2022-02-28 | 2027-02-28 | Sydney Region, NSW | S-P-05479 |  | EPD Australasia | https://epd-australasia.com/wp-content/uploads/2022/02/17765_Concrite_EPD_2022_SP02335.pdf | m³ | 1750 |  |  |  | 83 | 0 | 0 | 0 | 0 | 83 | 0 | 0.047429 | 0 | 0 | 0 | 0 | 0.047429 | 0 | Version 1.0
Sand | Stabilised Sand | Stabilised sand | Concrete, Sta MPa, Stabilised Sand 4:1 (Concrite) (NSW) (Sydney Region, NSW) | stabilised_sand | stabilised_sand | 2022-02-28 | 2027-02-28 | Sydney Region, NSW | S-P-05479 |  | EPD Australasia | https://epd-australasia.com/wp-content/uploads/2022/02/17765_Concrite_EPD_2022_SP02335.pdf | m³ | 1750 |  |  |  | 210 | 0 | 0 | 0 | 0 | 210 | 0 | 0.12 | 0 | 0 | 0 | 0 | 0.12 | 0 | Version 1.0
Sand | Stabilised Sand | Stabilised sand | Concrete, Sta MPa, Stabilised Sand 8:1 (Concrite) (NSW) (Sydney Region, NSW) | stabilised_sand | stabilised_sand | 2022-02-28 | 2027-02-28 | Sydney Region, NSW | S-P-05479 |  | EPD Australasia | https://epd-australasia.com/wp-content/uploads/2022/02/17765_Concrite_EPD_2022_SP02335.pdf | m³ | 1750 |  |  |  | 121 | 0 | 0 | 0 | 0 | 121 | 0 | 0.069143 | 0 | 0 | 0 | 0 | 0.069143 | 0 | Version 1.0
Stainless steel | Stainless steel | Stainless steel (general) | Stainless steel, Stainless steel long and tube products (BE group) (Global) | Stainless_steel | Stainless_steel | 2023-01-13 | 2028-01-10 | Global | S-P-07999 |  | EPD (International) | https://api.environdec.com/api/v1/EPDLibrary/Files/f1805f74-54b1-4bb2-1577-08daf357f6d4/Data | tonne |  |  |  |  | 3700 | 3460 | 240 | 6.5 | 0 | 3706.5 | 0 | 3.7 | 3.46 | 0.24 | 0.0065 | 0 | 3.7065 | 0 | Version 1.0
Stainless steel | Stainless steel | Stainless steel (general) | Stainless steel, Stainless steel long and tube products (BE group) (Europe) | Stainless_steel | Stainless_steel | 2023-01-13 | 2028-01-10 | Europe | S-P-07999 |  | EPD (International) | https://api.environdec.com/api/v1/EPDLibrary/Files/f1805f74-54b1-4bb2-1577-08daf357f6d4/Data | tonne | 1757 |  |  |  | 3700 | 3460 | 240 | 6.5 | 0 | 3706.5 | 0 | 3.7 | 3.46 | 0.24 | 0.0065 | 0 | 3.7065 | 0 | Version 1.0
Stainless steel | Stainless steel | Stainless steel (general) | Stainless steel, Flat, Stainless steel - Cold rolled (Acerinox) (Europe) | Stainless_steel | Stainless_steel | 2023-07-12 | 2028-07-11 | Europe | S-P-08506 |  | EPD (International) | Data (environdec.com) | tonne | 8000 |  |  |  | 2800 | 2780 | 19 | 3.48 | 0 | 2802.48 | 0 | 2.8 | 2.78 | 0.019 | 0.00348 | 0 | 2.8025 | 0 | Version 1.0
Stainless steel | Stainless steel | Stainless steel (general) | Stainless steel, Flat, Stainless steel - Hot rolled austenitic stainless steel (Acerinox ) (Europe) | Stainless_steel | Stainless_steel | 2023-07-12 | 2028-07-11 | Europe | S-P-08507 |  | EPD (International) | https://api.environdec.com/api/v1/EPDLibrary/Files/12ce3410-7e85-462e-0d4f-08dbae79b560/Data | tonne | 8000 |  |  |  | 2830 | 2810 | 18.9 | 3.45 | 0 | 2832.35 | 0 | 2.83 | 2.81 | 0.0189 | 0.00345 | 0 | 2.8323 | 0 | Version 1.0
Stainless steel | Stainless steel | Stainless steel (general) | Stainless steel, Flat, Stainless steel - ferritic stainless steel hot rolling (Acerinox ) (Europe) | Stainless_steel | Stainless_steel | 2023-07-12 | 2028-07-11 | Europe | S-P-08509 |  | EPD (International) | https://api.environdec.com/api/v1/EPDLibrary/Files/2b6b4da1-86b6-4caa-0d4b-08dbae79b560/Data | tonne | 7700 |  |  |  | 2810 | 2790 | 16.6 | 3.77 | 0 | 2810.37 | 0 | 2.81 | 2.79 | 0.0166 | 0.00377 | 0 | 2.8104 | 0 | Version 1.0
Stainless steel | Stainless steel | Stainless steel (general) | Stainless steel, Stainless steel reinforcing bar (Rebarinox) (Europe) | Stainless_steel | Stainless_steel | 2021-11-04 | 2026-11-03 | Europe | S-P-03902 |  | EPD (International) | Data (environdec.com) | tonne | 7800 |  |  |  | 4990 | 0 | 0 | 0 | 0 | 4990 | 0 | 4.99 | 0 | 0 | 0 | 0 | 4.99 | 0 | Version 1.0
Stainless steel | Stainless steel | Stainless steel (general) | Stainless steel, Flat, Stainless steel - Hot rolled (Marcegaglia Specialties S.p.A.) (Europe) | Stainless_steel | Stainless_steel | 2023-07-14 | 2028-06-26 | Europe | S-P-09699 |  | EPD (International) | Data (environdec.com) | tonne |  |  |  |  | 3860 | 0 | 0 | 0 | 0 | 3860 | 0 | 3.86 | 0 | 0 | 0 | 0 | 3.86 | 0 | Version 1.0
Stainless steel | Stainless steel | Stainless steel (general) | Stainless steel, Flat, Stainless steel - Cold rolled (Marcegaglia Specialties S.p.A.) (Europe) | Stainless_steel | Stainless_steel | 2023-07-14 | 2028-06-26 | Europe | S-P-09699 |  | EPD (International) | Data (environdec.com) | tonne |  |  |  |  | 4750 | 0 | 0 | 0 | 0 | 4750 | 0 | 4.75 | 0 | 0 | 0 | 0 | 4.75 | 0 | Version 1.0
Stainless steel | Stainless steel | Stainless steel (general) | Stainless steel, Flat, Cold rolled Stainless Steel (Outokumpu Oyj) (Global) | Stainless_steel | Stainless_steel | 2024-11-07 | 2029-11-07 | Global | EPD-IES-0017271 | Not applicable | EPD (International) | https://api.environdec.com/api/v1/EPDLibrary/Files/ef6e6c9f-084b-43fc-86d1-08dcff0eec42/Data | tonne | 7900 |  |  |  | 3180 | 0 | 0 | 0 | 0 | 3180 | 0 | 3.18 | 0 | 0 | 0 | 0 | 3.18 | 0 | Version 1.0
Stainless steel | Stainless steel | Stainless steel (general) | Stainless steel, Flat, Hot rolled Stainless Steel Duplex (Outokumpu Oyj) (Global) | Stainless_steel | Stainless_steel | 2024-11-07 | 2029-11-07 | Global | EPD-IES-0017270 | Not applicable | EPD (International) | https://api.environdec.com/api/v1/EPDLibrary/Files/7278b797-c801-438a-f1b7-08dcff0c12db/Data | tonne | 7900 |  |  |  | 2800 | 0 | 0 | 0 | 0 | 2800 | 0 | 2.8 | 0 | 0 | 0 | 0 | 2.8 | 0 | Version 1.0
Stainless steel | Stainless steel | Stainless steel (general) | Stainless steel, Flat, Stainless steel flat products (BE group) (Europe) | Stainless_steel | Stainless_steel | 2023-01-13 | 2028-01-10 | Europe | S-P-07998 |  | EPD (International) | https://api.environdec.com/api/v1/EPDLibrary/Files/a52f73dc-e75a-444c-1576-08daf357f6d4/Data | tonne | 8000 |  |  |  | 3870 | 3540 | 320 | 8.93 | 0 | 3868.93 | 0 | 3.87 | 3.54 | 0.32 | 0.00893 | 0 | 3.8689 | 0 | Version 1.0
Stainless steel | Stainless steel | Stainless steel (general) | Stainless steel, Flat, Cold-rolled Ferritic stainless steel (Acerinox ) (Europe) | Stainless_steel | Stainless_steel | 2023-07-12 | 2028-07-11 | Europe | S-P-08508 |  | EPD (International) | https://environdec.com/library/epd8507 | tonne | 7700 |  |  |  | 2810 | 2780 | 17 | 3.88 | 0 | 2800.88 | 0 | 2.81 | 2.78 | 0.017 | 0.00388 | 0 | 2.8009 | 0 | Version 1.0
Steel cladding - metallic coated | Steel sheeting - metallic coat | Steel cladding - metallic coat | Steel, Steel cladding - metallic coated, ZINCALUME® steel in 1.20mm base material thickness (BMT), incl. rollforming (Bluescope) | steel_cladding_metallic | steel_cladding_metallic | 2023-05-30 | 2028-05-30 | Australia | S-P-08456 | Version 1 | EPD Australasia | https://epd-australasia.com/wp-content/uploads/2023/06/SP08456-Bluescope-EPD_Zincalume_May23.pdf | m² |  | 9.55 |  |  | 27.756 | 28 | -0.244 | 0 | 0 | 28 | 0 | 2.9064 | 2.9319 | -0.02555 | 0 | 0 | 2.9319 | 0 | Version 1.0
Steel cladding - metallic coated | Steel sheeting - metallic coat | Steel cladding - metallic coat | Steel, Steel cladding - metallic coated, ZINCALUME® steel in 1.15mm base material thickness (BMT), incl. rollforming (Bluescope) | steel_cladding_metallic | steel_cladding_metallic | 2023-05-30 | 2028-05-30 | Australia | S-P-08456 | Version 1 | EPD Australasia | https://epd-australasia.com/wp-content/uploads/2023/06/SP08456-Bluescope-EPD_Zincalume_May23.pdf | m² |  | 9.16 |  |  | 26.766 | 27 | -0.234 | 0 | 0 | 27 | 0 | 2.9221 | 2.9476 | -0.025546 | 0 | 0 | 2.9476 | 0 | Version 1.0
Steel cladding - metallic coated | Steel sheeting - metallic coat | Steel cladding - metallic coat | Steel, Steel cladding - metallic coated, ZINCALUME® steel in 1.00mm base material thickness (BMT), incl. rollforming (Bluescope) | steel_cladding_metallic | steel_cladding_metallic | 2023-05-30 | 2028-05-30 | Australia | S-P-08456 | Version 1 | EPD Australasia | https://epd-australasia.com/wp-content/uploads/2023/06/SP08456-Bluescope-EPD_Zincalume_May23.pdf | m² |  | 7.98 |  |  | 23.496 | 23.7 | -0.204 | 0 | 0 | 23.7 | 0 | 2.9444 | 2.9699 | -0.025564 | 0 | 0 | 2.9699 | 0 | Version 1.0
Steel cladding - metallic coated | Steel sheeting - metallic coat | Steel cladding - metallic coat | Steel, Steel cladding - metallic coated, ZINCALUME® steel in 0.95mm base material thickness (BMT), incl. rollforming (Bluescope) | steel_cladding_metallic | steel_cladding_metallic | 2023-05-30 | 2028-05-30 | Australia | S-P-08456 | Version 1 | EPD Australasia | https://epd-australasia.com/wp-content/uploads/2023/06/SP08456-Bluescope-EPD_Zincalume_May23.pdf | m² |  | 7.59 |  |  | 22.505 | 22.7 | -0.195 | 0 | 0 | 22.7 | 0 | 2.9651 | 2.9908 | -0.025692 | 0 | 0 | 2.9908 | 0 | Version 1.0
Steel cladding - metallic coated | Steel sheeting - metallic coat | Steel cladding - metallic coat | Steel, Steel cladding - metallic coated, ZINCALUME® steel in 0.75mm base material thickness (BMT), incl. rollforming (Bluescope) | steel_cladding_metallic | steel_cladding_metallic | 2023-05-30 | 2028-05-30 | Australia | S-P-08456 | Version 1 | EPD Australasia | https://epd-australasia.com/wp-content/uploads/2023/06/SP08456-Bluescope-EPD_Zincalume_May23.pdf | m² |  | 6.02 |  |  | 18.245 | 18.4 | -0.155 | 0 | 0 | 18.4 | 0 | 3.0307 | 3.0565 | -0.025748 | 0 | 0 | 3.0565 | 0 | Version 1.0
Steel cladding - metallic coated | Steel sheeting - metallic coat | Steel cladding - metallic coat | Steel, Steel cladding - metallic coated, ZINCALUME® steel in 0.70mm base material thickness (BMT), incl. rollforming (Bluescope) | steel_cladding_metallic | steel_cladding_metallic | 2023-05-30 | 2028-05-30 | Australia | S-P-08456 | Version 1 | EPD Australasia | https://epd-australasia.com/wp-content/uploads/2023/06/SP08456-Bluescope-EPD_Zincalume_May23.pdf | m² |  | 5.63 |  |  | 17.155 | 17.3 | -0.145 | 0 | 0 | 17.3 | 0 | 3.0471 | 3.0728 | -0.025755 | 0 | 0 | 3.0728 | 0 | Version 1.0
Steel cladding - metallic coated | Steel sheeting - metallic coat | Steel cladding - metallic coat | Steel, Steel cladding - metallic coated, ZINCALUME® steel in 0.60mm base material thickness (BMT), incl. rollforming (Bluescope) | steel_cladding_metallic | steel_cladding_metallic | 2023-05-30 | 2028-05-30 | Australia | S-P-08456 | Version 1 | EPD Australasia | https://epd-australasia.com/wp-content/uploads/2023/06/SP08456-Bluescope-EPD_Zincalume_May23.pdf | m² |  | 4.84 |  |  | 15.074 | 15.2 | -0.126 | 0 | 0 | 15.2 | 0 | 3.1145 | 3.1405 | -0.026033 | 0 | 0 | 3.1405 | 0 | Version 1.0
Steel cladding - metallic coated | Steel sheeting - metallic coat | Steel cladding - metallic coat | Steel, Steel cladding - metallic coated, ZINCALUME® steel in 0.55mm base material thickness (BMT), incl. rollforming (Bluescope) | steel_cladding_metallic | steel_cladding_metallic | 2023-05-30 | 2028-05-30 | Australia | S-P-08456 | Version 1 | EPD Australasia | https://epd-australasia.com/wp-content/uploads/2023/06/SP08456-Bluescope-EPD_Zincalume_May23.pdf | m² |  | 4.45 |  |  | 13.984 | 14.1 | -0.116 | 0 | 0 | 14.1 | 0 | 3.1425 | 3.1685 | -0.026067 | 0 | 0 | 3.1685 | 0 | Version 1.0
Steel cladding - metallic coated | Steel sheeting - metallic coat | Steel cladding - metallic coat | Steel, Steel cladding - metallic coated, ZINCALUME® steel in 0.50mm base material thickness (BMT), incl. rollforming (Bluescope) | steel_cladding_metallic | steel_cladding_metallic | 2023-05-30 | 2028-05-30 | Australia | S-P-08456 | Version 1 | EPD Australasia | https://epd-australasia.com/wp-content/uploads/2023/06/SP08456-Bluescope-EPD_Zincalume_May23.pdf | m² |  | 4.06 |  |  | 12.894 | 13 | -0.106 | 0 | 0 | 13 | 0 | 3.1759 | 3.202 | -0.026108 | 0 | 0 | 3.202 | 0 | Version 1.0
Steel cladding - metallic coated | Steel sheeting - metallic coat | Steel cladding - metallic coat | Steel, Steel cladding - metallic coated, ZINCALUME® steel in 0.48mm base material thickness (BMT), incl. rollforming (Bluescope) | steel_cladding_metallic | steel_cladding_metallic | 2023-05-30 | 2028-05-30 | Australia | S-P-08456 | Version 1 | EPD Australasia | https://epd-australasia.com/wp-content/uploads/2023/06/SP08456-Bluescope-EPD_Zincalume_May23.pdf | m² |  | 3.9 |  |  | 12.498 | 12.6 | -0.102 | 0 | 0 | 12.6 | 0 | 3.2046 | 3.2308 | -0.026154 | 0 | 0 | 3.2308 | 0 | Version 1.0
Steel cladding - metallic coated | Steel sheeting - metallic coat | Steel cladding - metallic coat | Steel, Steel cladding - metallic coated, ZINCALUME® steel in 0.42mm base material thickness (BMT), incl. rollforming (Bluescope) | steel_cladding_metallic | steel_cladding_metallic | 2023-05-30 | 2028-05-30 | Australia | S-P-08456 | Version 1 | EPD Australasia | https://epd-australasia.com/wp-content/uploads/2023/06/SP08456-Bluescope-EPD_Zincalume_May23.pdf | m² |  | 3.43 |  |  | 11.2097 | 11.3 | -0.0903 | 0 | 0 | 11.3 | 0 | 3.2681 | 3.2945 | -0.026327 | 0 | 0 | 3.2945 | 0 | Version 1.0
Steel cladding - metallic coated | Steel sheeting - metallic coat | Steel cladding - metallic coat | Steel, Steel cladding - metallic coated, ZINCALUME® steel in 0.38mm base material thickness (BMT), incl. rollforming (Bluescope) | steel_cladding_metallic | steel_cladding_metallic | 2023-05-30 | 2028-05-30 | Australia | S-P-08456 | Version 1 | EPD Australasia | https://epd-australasia.com/wp-content/uploads/2023/06/SP08456-Bluescope-EPD_Zincalume_May23.pdf | m² |  | 3.12 |  |  | 10.3176 | 10.4 | -0.0824 | 0 | 0 | 10.4 | 0 | 3.3069 | 3.3333 | -0.02641 | 0 | 0 | 3.3333 | 0 | Version 1.0
Steel cladding - metallic coated | Steel sheeting - metallic coat | Steel cladding - metallic coat | Steel, Steel cladding - metallic coated, ZINCALUME® steel in 0.40mm base material thickness (BMT), incl. rollforming (Bluescope) | steel_cladding_metallic | steel_cladding_metallic | 2023-05-30 | 2028-05-30 | Australia | S-P-08456 | Version 1 | EPD Australasia | https://epd-australasia.com/wp-content/uploads/2023/06/SP08456-Bluescope-EPD_Zincalume_May23.pdf | m² |  | 3.27 |  |  | 10.8137 | 10.9 | -0.0863 | 0 | 0 | 10.9 | 0 | 3.3069 | 3.3333 | -0.026391 | 0 | 0 | 3.3333 | 0 | Version 1.0
Steel cladding - metallic coated | Steel sheeting - metallic coat | Steel cladding - metallic coat | Steel, Steel cladding - metallic coated, ZINCALUME® steel in 0.35mm base material thickness (BMT), incl. rollforming (Bluescope) | steel_cladding_metallic | steel_cladding_metallic | 2023-05-30 | 2028-05-30 | Australia | S-P-08456 | Version 1 | EPD Australasia | https://epd-australasia.com/wp-content/uploads/2023/06/SP08456-Bluescope-EPD_Zincalume_May23.pdf | m² |  | 2.88 |  |  | 9.7235 | 9.8 | -0.0765 | 0 | 0 | 9.8 | 0 | 3.3762 | 3.4028 | -0.026562 | 0 | 0 | 3.4028 | 0 | Version 1.0
Steel cladding - metallic coated | Steel sheeting - metallic coat | Steel cladding - metallic coat | Steel, Steel cladding - metallic coated, ZINCALUME® steel in 0.30mm base material thickness (BMT), incl. rollforming (Bluescope) | steel_cladding_metallic | steel_cladding_metallic | 2023-05-30 | 2028-05-30 | Australia | S-P-08456 | Version 1 | EPD Australasia | https://epd-australasia.com/wp-content/uploads/2023/06/SP08456-Bluescope-EPD_Zincalume_May23.pdf | m² |  | 2.49 |  |  | 8.6633 | 8.73 | -0.0667 | 0 | 0 | 8.73 | 0 | 3.4792 | 3.506 | -0.026787 | 0 | 0 | 3.506 | 0 | Version 1.0
Steel cladding - metallic coated | Steel sheeting - metallic coat | Steel cladding - metallic coat | Steel cladding - metallic coated, Galvanised steel product (JSW Steel) (Global) | steel_cladding_metallic | steel_cladding_metallic | 2023-08-07 | 2028-08-06 | Global | S-P-06487 |  | EPD (International) | https://api.environdec.com/api/v1/EPDLibrary/Files/48a27610-9f09-45b2-8009-08dbb657dbae/Data | m² |  | 3.27 |  |  | 16.3827 | 16.3827 | 0.0021745 | 0.013276 | 0 | 16.3982 | 0 | 5.01 | 5.01 | 0.000665 | 0.00406 | 0 | 5.0147 | 0 | Version 1.0
Steel cladding - metallic coated | Steel sheeting - metallic coat | Steel cladding - metallic coat | Steel, Steel cladding - metallic coated, GALVABOND® steel with a zinc coating class of Z100 in 0.37mm base metal thickness (BMT) (Bluescope) | steel_cladding_metallic | steel_cladding_metallic | 2023-07-28 | 2028-07-28 | Australia | S-P-09342 | Version 1 | EPD Australasia | https://epd-australasia.com/wp-content/uploads/2023/08/SP09342-Bluescope-EPD-GALVABOND_Jul23.pdf | m² |  | 3.05 |  |  | 9.8021 | 9.81 | -0.00787 | 0 | 0 | 9.81 | 0 | 3.2138 | 3.2164 | -0.0025803 | 0 | 0 | 3.2164 | 0 | Version 1.0
Steel cladding - metallic coated | Steel sheeting - metallic coat | Steel cladding - metallic coat | Steel, Steel cladding - metallic coated, GALVABOND® steel with a zinc coating class of Z100 in 0.40mm base metal thickness (BMT) (Bluescope) | steel_cladding_metallic | steel_cladding_metallic | 2023-07-28 | 2028-07-28 | Australia | S-P-09342 | Version 1 | EPD Australasia | https://epd-australasia.com/wp-content/uploads/2023/08/SP09342-Bluescope-EPD-GALVABOND_Jul23.pdf | m² |  | 3.28 |  |  | 10.3923 | 10.4 | -0.00769 | 0 | 0 | 10.4 | 0 | 3.1684 | 3.1707 | -0.0023445 | 0 | 0 | 3.1707 | 0 | Version 1.0
Steel cladding - metallic coated | Steel sheeting - metallic coat | Steel cladding - metallic coat | Steel, Steel cladding - metallic coated, GALVABOND® steel with a zinc coating class of Z275 in 0.40mm base metal thickness (BMT) (Bluescope) | steel_cladding_metallic | steel_cladding_metallic | 2023-07-28 | 2028-07-28 | Australia | S-P-09342 | Version 1 | EPD Australasia | https://epd-australasia.com/wp-content/uploads/2023/08/SP09342-Bluescope-EPD-GALVABOND_Jul23.pdf | m² |  | 3.42 |  |  | 11.3924 | 11.4 | -0.00765 | 0 | 0 | 11.4 | 0 | 3.3311 | 3.3333 | -0.0022368 | 0 | 0 | 3.3333 | 0 | Version 1.0
Steel cladding - metallic coated | Steel sheeting - metallic coat | Steel cladding - metallic coat | Steel, Steel cladding - metallic coated, GALVABOND® steel with a zinc coating class of Z100 in 0.45mm base metal thickness (BMT) (Bluescope) | steel_cladding_metallic | steel_cladding_metallic | 2023-07-28 | 2028-07-28 | Australia | S-P-09342 | Version 1 | EPD Australasia | https://epd-australasia.com/wp-content/uploads/2023/08/SP09342-Bluescope-EPD-GALVABOND_Jul23.pdf | m² |  | 3.68 |  |  | 11.3926 | 11.4 | -0.00737 | 0 | 0 | 11.4 | 0 | 3.0958 | 3.0978 | -0.0020027 | 0 | 0 | 3.0978 | 0 | Version 1.0
Steel cladding - metallic coated | Steel sheeting - metallic coat | Steel cladding - metallic coat | Steel, Steel cladding - metallic coated, GALVABOND® steel with a zinc coating class of Z100 in 0.50mm base metal thickness (BMT) (Bluescope) | steel_cladding_metallic | steel_cladding_metallic | 2023-07-28 | 2028-07-28 | Australia | S-P-09342 | Version 1 | EPD Australasia | https://epd-australasia.com/wp-content/uploads/2023/08/SP09342-Bluescope-EPD-GALVABOND_Jul23.pdf | m² |  | 4.07 |  |  | 12.4929 | 12.5 | -0.00706 | 0 | 0 | 12.5 | 0 | 3.0695 | 3.0713 | -0.0017346 | 0 | 0 | 3.0713 | 0 | Version 1.0
Steel cladding - metallic coated | Steel sheeting - metallic coat | Steel cladding - metallic coat | Steel, Steel cladding - metallic coated, GALVABOND® steel with a zinc coating class of Z200 in 0.40mm base metal thickness (BMT) (Bluescope) | steel_cladding_metallic | steel_cladding_metallic | 2023-07-28 | 2028-07-28 | Australia | S-P-09342 | Version 1 | EPD Australasia | https://epd-australasia.com/wp-content/uploads/2023/08/SP09342-Bluescope-EPD-GALVABOND_Jul23.pdf | m² |  | 3.35 |  |  | 10.5941 | 10.6 | -0.00585 | 0 | 0 | 10.6 | 0 | 3.1624 | 3.1642 | -0.0017463 | 0 | 0 | 3.1642 | 0 | Version 1.0
Steel cladding - metallic coated | Steel sheeting - metallic coat | Steel cladding - metallic coat | Steel, Steel cladding - metallic coated, GALVABOND® steel with a zinc coating class of Z275 in 0.50mm base metal thickness (BMT) (Bluescope) | steel_cladding_metallic | steel_cladding_metallic | 2023-07-28 | 2028-07-28 | Australia | S-P-09342 | Version 1 | EPD Australasia | https://epd-australasia.com/wp-content/uploads/2023/08/SP09342-Bluescope-EPD-GALVABOND_Jul23.pdf | m² |  | 4.21 |  |  | 13.493 | 13.5 | -0.00702 | 0 | 0 | 13.5 | 0 | 3.205 | 3.2067 | -0.0016675 | 0 | 0 | 3.2067 | 0 | Version 1.0
Steel cladding - metallic coated | Steel sheeting - metallic coat | Steel cladding - metallic coat | Steel, Steel cladding - metallic coated, GALVABOND® steel with a zinc coating class of Z100 in 0.55mm base metal thickness (BMT) (Bluescope) | steel_cladding_metallic | steel_cladding_metallic | 2023-07-28 | 2028-07-28 | Australia | S-P-09342 | Version 1 | EPD Australasia | https://epd-australasia.com/wp-content/uploads/2023/08/SP09342-Bluescope-EPD-GALVABOND_Jul23.pdf | m² |  | 4.46 |  |  | 13.4932 | 13.5 | -0.00675 | 0 | 0 | 13.5 | 0 | 3.0254 | 3.0269 | -0.0015135 | 0 | 0 | 3.0269 | 0 | Version 1.0
Steel cladding - metallic coated | Steel sheeting - metallic coat | Steel cladding - metallic coat | Steel, Steel cladding - metallic coated, GALVABOND® steel with a zinc coating class of Z275 in 0.55mm base metal thickness (BMT) (Bluescope) | steel_cladding_metallic | steel_cladding_metallic | 2023-07-28 | 2028-07-28 | Australia | S-P-09342 | Version 1 | EPD Australasia | https://epd-australasia.com/wp-content/uploads/2023/08/SP09342-Bluescope-EPD-GALVABOND_Jul23.pdf | m² |  | 4.6 |  |  | 14.4933 | 14.5 | -0.00671 | 0 | 0 | 14.5 | 0 | 3.1507 | 3.1522 | -0.0014587 | 0 | 0 | 3.1522 | 0 | Version 1.0
Steel cladding - metallic coated | Steel sheeting - metallic coat | Steel cladding - metallic coat | Steel, Steel cladding - metallic coated, GALVABOND® steel with a zinc coating class of Z275 in 0.60mm base metal thickness (BMT) (Bluescope) | steel_cladding_metallic | steel_cladding_metallic | 2023-07-28 | 2028-07-28 | Australia | S-P-09342 | Version 1 | EPD Australasia | https://epd-australasia.com/wp-content/uploads/2023/08/SP09342-Bluescope-EPD-GALVABOND_Jul23.pdf | m² |  | 4.99 |  |  | 15.4936 | 15.5 | -0.0064 | 0 | 0 | 15.5 | 0 | 3.1049 | 3.1062 | -0.0012826 | 0 | 0 | 3.1062 | 0 | Version 1.0
Steel cladding - metallic coated | Steel sheeting - metallic coat | Steel cladding - metallic coat | Steel, Steel cladding - metallic coated, GALVABOND® steel with a zinc coating class of Z200 in 0.50mm base metal thickness (BMT) (Bluescope) | steel_cladding_metallic | steel_cladding_metallic | 2023-07-28 | 2028-07-28 | Australia | S-P-09342 | Version 1 | EPD Australasia | https://epd-australasia.com/wp-content/uploads/2023/08/SP09342-Bluescope-EPD-GALVABOND_Jul23.pdf | m² |  | 4.13 |  |  | 12.6948 | 12.7 | -0.00522 | 0 | 0 | 12.7 | 0 | 3.0738 | 3.0751 | -0.0012639 | 0 | 0 | 3.0751 | 0 | Version 1.0
Steel cladding - metallic coated | Steel sheeting - metallic coat | Steel cladding - metallic coat | Steel, Steel cladding - metallic coated, GALVABOND® steel with a zinc coating class of Z200 in 0.55mm base metal thickness (BMT) (Bluescope) | steel_cladding_metallic | steel_cladding_metallic | 2023-07-28 | 2028-07-28 | Australia | S-P-09342 | Version 1 | EPD Australasia | https://epd-australasia.com/wp-content/uploads/2023/08/SP09342-Bluescope-EPD-GALVABOND_Jul23.pdf | m² |  | 4.52 |  |  | 13.6951 | 13.7 | -0.00491 | 0 | 0 | 13.7 | 0 | 3.0299 | 3.031 | -0.0010863 | 0 | 0 | 3.031 | 0 | Version 1.0
Steel cladding - metallic coated | Steel sheeting - metallic coat | Steel cladding - metallic coat | Steel, Steel cladding - metallic coated, GALVABOND® steel with a zinc coating class of Z100 in 0.70mm base metal thickness (BMT) (Bluescope) | steel_cladding_metallic | steel_cladding_metallic | 2023-07-28 | 2028-07-28 | Australia | S-P-09342 | Version 1 | EPD Australasia | https://epd-australasia.com/wp-content/uploads/2023/08/SP09342-Bluescope-EPD-GALVABOND_Jul23.pdf | m² |  | 5.64 |  |  | 16.5942 | 16.6 | -0.00581 | 0 | 0 | 16.6 | 0 | 2.9422 | 2.9433 | -0.0010301 | 0 | 0 | 2.9433 | 0 | Version 1.0
Steel cladding - metallic coated | Steel sheeting - metallic coat | Steel cladding - metallic coat | Steel, Steel cladding - metallic coated, GALVABOND® steel with a zinc coating class of Z275 in 0.70mm base metal thickness (BMT) (Bluescope) | steel_cladding_metallic | steel_cladding_metallic | 2023-07-28 | 2028-07-28 | Australia | S-P-09342 | Version 1 | EPD Australasia | https://epd-australasia.com/wp-content/uploads/2023/08/SP09342-Bluescope-EPD-GALVABOND_Jul23.pdf | m² |  | 5.78 |  |  | 17.5942 | 17.6 | -0.00577 | 0 | 0 | 17.6 | 0 | 3.044 | 3.045 | -0.00099827 | 0 | 0 | 3.045 | 0 | Version 1.0
Steel cladding - metallic coated | Steel sheeting - metallic coat | Steel cladding - metallic coat | Steel, Steel cladding - metallic coated, GALVABOND® steel with a zinc coating class of Z100 in 0.75mm base metal thickness (BMT) (Bluescope) | steel_cladding_metallic | steel_cladding_metallic | 2023-07-28 | 2028-07-28 | Australia | S-P-09342 | Version 1 | EPD Australasia | https://epd-australasia.com/wp-content/uploads/2023/08/SP09342-Bluescope-EPD-GALVABOND_Jul23.pdf | m² |  | 6.03 |  |  | 17.5945 | 17.6 | -0.0055 | 0 | 0 | 17.6 | 0 | 2.9178 | 2.9187 | -0.00091211 | 0 | 0 | 2.9187 | 0 | Version 1.0
Steel cladding - metallic coated | Steel sheeting - metallic coat | Steel cladding - metallic coat | Steel, Steel cladding - metallic coated, GALVABOND® steel with a zinc coating class of Z275 in 0.75mm base metal thickness (BMT) (Bluescope) | steel_cladding_metallic | steel_cladding_metallic | 2023-07-28 | 2028-07-28 | Australia | S-P-09342 | Version 1 | EPD Australasia | https://epd-australasia.com/wp-content/uploads/2023/08/SP09342-Bluescope-EPD-GALVABOND_Jul23.pdf | m² |  | 6.17 |  |  | 18.5945 | 18.6 | -0.00546 | 0 | 0 | 18.6 | 0 | 3.0137 | 3.0146 | -0.00088493 | 0 | 0 | 3.0146 | 0 | Version 1.0
Steel cladding - metallic coated | Steel sheeting - metallic coat | Steel cladding - metallic coat | Steel, Steel cladding - metallic coated, ZINCALUME® steel in 0.30mm base material thickness (BMT) (Bluescope) | steel_cladding_metallic | steel_cladding_metallic | 2023-05-30 | 2028-05-30 | Australia | S-P-08456 | Version 1 | EPD Australasia | https://epd-australasia.com/wp-content/uploads/2023/06/SP08456-Bluescope-EPD_Zincalume_May23.pdf | m² |  | 2.49 |  |  | 8.3977 | 8.4 | -0.00229 | 0 | 0 | 8.4 | 0 | 3.3726 | 3.3735 | -0.00091968 | 0 | 0 | 3.3735 | 0 | Version 1.0
Steel cladding - metallic coated | Steel sheeting - metallic coat | Steel cladding - metallic coat | Steel, Steel cladding - metallic coated, GALVABOND® steel with a zinc coating class of Z275 in 0.80mm base metal thickness (BMT) (Bluescope) | steel_cladding_metallic | steel_cladding_metallic | 2023-07-28 | 2028-07-28 | Australia | S-P-09342 | Version 1 | EPD Australasia | https://epd-australasia.com/wp-content/uploads/2023/08/SP09342-Bluescope-EPD-GALVABOND_Jul23.pdf | m² |  | 6.56 |  |  | 19.5949 | 19.6 | -0.00515 | 0 | 0 | 19.6 | 0 | 2.987 | 2.9878 | -0.00078506 | 0 | 0 | 2.9878 | 0 | Version 1.0
Steel cladding - metallic coated | Steel sheeting - metallic coat | Steel cladding - metallic coat | Steel, Steel cladding - metallic coated, GALVABOND® steel with a zinc coating class of Z275 in 0.85mm base metal thickness (BMT) (Bluescope) | steel_cladding_metallic | steel_cladding_metallic | 2023-07-28 | 2028-07-28 | Australia | S-P-09342 | Version 1 | EPD Australasia | https://epd-australasia.com/wp-content/uploads/2023/08/SP09342-Bluescope-EPD-GALVABOND_Jul23.pdf | m² |  | 6.95 |  |  | 20.5952 | 20.6 | -0.00483 | 0 | 0 | 20.6 | 0 | 2.9633 | 2.964 | -0.00069496 | 0 | 0 | 2.964 | 0 | Version 1.0
Steel cladding - metallic coated | Steel sheeting - metallic coat | Steel cladding - metallic coat | Steel, Steel cladding - metallic coated, ZINCALUME® steel in 0.35mm base material thickness (BMT) (Bluescope) | steel_cladding_metallic | steel_cladding_metallic | 2023-05-30 | 2028-05-30 | Australia | S-P-08456 | Version 1 | EPD Australasia | https://epd-australasia.com/wp-content/uploads/2023/06/SP08456-Bluescope-EPD_Zincalume_May23.pdf | m² |  | 2.88 |  |  | 9.428 | 9.43 | -0.00198 | 0 | 0 | 9.43 | 0 | 3.2736 | 3.2743 | -0.0006875 | 0 | 0 | 3.2743 | 0 | Version 1.0
Steel cladding - metallic coated | Steel sheeting - metallic coat | Steel cladding - metallic coat | Steel, Steel cladding - metallic coated, GALVABOND® steel with a zinc coating class of Z275 in 0.90mm base metal thickness (BMT) (Bluescope) | steel_cladding_metallic | steel_cladding_metallic | 2023-07-28 | 2028-07-28 | Australia | S-P-09342 | Version 1 | EPD Australasia | https://epd-australasia.com/wp-content/uploads/2023/08/SP09342-Bluescope-EPD-GALVABOND_Jul23.pdf | m² |  | 7.35 |  |  | 21.6955 | 21.7 | -0.00452 | 0 | 0 | 21.7 | 0 | 2.9518 | 2.9524 | -0.00061497 | 0 | 0 | 2.9524 | 0 | Version 1.0
Steel cladding - metallic coated | Steel sheeting - metallic coat | Steel cladding - metallic coat | Steel, Steel cladding - metallic coated, GALVABOND® steel with a zinc coating class of Z275 in 0.95mm base metal thickness (BMT) (Bluescope) | steel_cladding_metallic | steel_cladding_metallic | 2023-07-28 | 2028-07-28 | Australia | S-P-09342 | Version 1 | EPD Australasia | https://epd-australasia.com/wp-content/uploads/2023/08/SP09342-Bluescope-EPD-GALVABOND_Jul23.pdf | m² |  | 7.74 |  |  | 22.6958 | 22.7 | -0.00421 | 0 | 0 | 22.7 | 0 | 2.9323 | 2.9328 | -0.00054393 | 0 | 0 | 2.9328 | 0 | Version 1.0
Steel cladding - metallic coated | Steel sheeting - metallic coat | Steel cladding - metallic coat | Steel, Steel cladding - metallic coated, ZINCALUME® steel in 0.38mm base material thickness (BMT) (Bluescope) | steel_cladding_metallic | steel_cladding_metallic | 2023-05-30 | 2028-05-30 | Australia | S-P-08456 | Version 1 | EPD Australasia | https://epd-australasia.com/wp-content/uploads/2023/06/SP08456-Bluescope-EPD_Zincalume_May23.pdf | m² |  | 3.12 |  |  | 9.9982 | 10 | -0.00179 | 0 | 0 | 10 | 0 | 3.2046 | 3.2051 | -0.00057372 | 0 | 0 | 3.2051 | 0 | Version 1.0
Steel cladding - metallic coated | Steel sheeting - metallic coat | Steel cladding - metallic coat | Steel, Steel cladding - metallic coated, GALVABOND® steel with a zinc coating class of Z100 in 1.00mm base metal thickness (BMT) (Bluescope) | steel_cladding_metallic | steel_cladding_metallic | 2023-07-28 | 2028-07-28 | Australia | S-P-09342 | Version 1 | EPD Australasia | https://epd-australasia.com/wp-content/uploads/2023/08/SP09342-Bluescope-EPD-GALVABOND_Jul23.pdf | m² |  | 7.99 |  |  | 22.6961 | 22.7 | -0.00394 | 0 | 0 | 22.7 | 0 | 2.8406 | 2.8411 | -0.00049312 | 0 | 0 | 2.8411 | 0 | Version 1.0
Steel cladding - metallic coated | Steel sheeting - metallic coat | Steel cladding - metallic coat | Steel, Steel cladding - metallic coated, GALVABOND® steel with a zinc coating class of Z275 in 1.00mm base metal thickness (BMT) (Bluescope) | steel_cladding_metallic | steel_cladding_metallic | 2023-07-28 | 2028-07-28 | Australia | S-P-09342 | Version 1 | EPD Australasia | https://epd-australasia.com/wp-content/uploads/2023/08/SP09342-Bluescope-EPD-GALVABOND_Jul23.pdf | m² |  | 8.13 |  |  | 23.6961 | 23.7 | -0.00389 | 0 | 0 | 23.7 | 0 | 2.9147 | 2.9151 | -0.00047847 | 0 | 0 | 2.9151 | 0 | Version 1.0
Steel cladding - metallic coated | Steel sheeting - metallic coat | Steel cladding - metallic coat | Steel, Steel cladding - metallic coated, ZINCALUME® steel in 0.40mm base material thickness (BMT) (Bluescope) | steel_cladding_metallic | steel_cladding_metallic | 2023-05-30 | 2028-05-30 | Australia | S-P-08456 | Version 1 | EPD Australasia | https://epd-australasia.com/wp-content/uploads/2023/06/SP08456-Bluescope-EPD_Zincalume_May23.pdf | m² |  | 3.27 |  |  | 10.4983 | 10.5 | -0.00167 | 0 | 0 | 10.5 | 0 | 3.2105 | 3.211 | -0.0005107 | 0 | 0 | 3.211 | 0 | Version 1.0
Steel cladding - metallic coated | Steel sheeting - metallic coat | Steel cladding - metallic coat | Steel, Steel cladding - metallic coated, ZINCALUME® steel in 0.42mm base material thickness (BMT) (Bluescope) | steel_cladding_metallic | steel_cladding_metallic | 2023-05-30 | 2028-05-30 | Australia | S-P-08456 | Version 1 | EPD Australasia | https://epd-australasia.com/wp-content/uploads/2023/06/SP08456-Bluescope-EPD_Zincalume_May23.pdf | m² |  | 3.43 |  |  | 10.8985 | 10.9 | -0.00154 | 0 | 0 | 10.9 | 0 | 3.1774 | 3.1778 | -0.00044898 | 0 | 0 | 3.1778 | 0 | Version 1.0
Steel cladding - metallic coated | Steel sheeting - metallic coat | Steel cladding - metallic coat | Steel, Steel cladding - metallic coated, GALVABOND® steel with a zinc coating class of Z275 in 1.10mm base metal thickness (BMT) (Bluescope) | steel_cladding_metallic | steel_cladding_metallic | 2023-07-28 | 2028-07-28 | Australia | S-P-09342 | Version 1 | EPD Australasia | https://epd-australasia.com/wp-content/uploads/2023/08/SP09342-Bluescope-EPD-GALVABOND_Jul23.pdf | m² |  | 8.92 |  |  | 25.7967 | 25.8 | -0.00327 | 0 | 0 | 25.8 | 0 | 2.892 | 2.8924 | -0.00036659 | 0 | 0 | 2.8924 | 0 | Version 1.0
Steel cladding - metallic coated | Steel sheeting - metallic coat | Steel cladding - metallic coat | Steel, Steel cladding - metallic coated, GALVABOND® steel with a zinc coating class of Z275 in 1.15mm base metal thickness (BMT) (Bluescope) | steel_cladding_metallic | steel_cladding_metallic | 2023-07-28 | 2028-07-28 | Australia | S-P-09342 | Version 1 | EPD Australasia | https://epd-australasia.com/wp-content/uploads/2023/08/SP09342-Bluescope-EPD-GALVABOND_Jul23.pdf | m² |  | 9.31 |  |  | 26.797 | 26.8 | -0.00296 | 0 | 0 | 26.8 | 0 | 2.8783 | 2.8786 | -0.00031794 | 0 | 0 | 2.8786 | 0 | Version 1.0
Steel cladding - metallic coated | Steel sheeting - metallic coat | Steel cladding - metallic coat | Steel, Steel cladding - metallic coated, ZINCALUME® steel in 0.48mm base material thickness (BMT) (Bluescope) | steel_cladding_metallic | steel_cladding_metallic | 2023-05-30 | 2028-05-30 | Australia | S-P-08456 | Version 1 | EPD Australasia | https://epd-australasia.com/wp-content/uploads/2023/06/SP08456-Bluescope-EPD_Zincalume_May23.pdf | m² |  | 3.9 |  |  | 12.0988 | 12.1 | -0.00117 | 0 | 0 | 12.1 | 0 | 3.1023 | 3.1026 | -0.0003 | 0 | 0 | 3.1026 | 0 | Version 1.0
Steel cladding - metallic coated | Steel sheeting - metallic coat | Steel cladding - metallic coat | Steel, Steel cladding - metallic coated, GALVABOND® steel with a zinc coating class of Z275 in 1.20mm base metal thickness (BMT) (Bluescope) | steel_cladding_metallic | steel_cladding_metallic | 2023-07-28 | 2028-07-28 | Australia | S-P-09342 | Version 1 | EPD Australasia | https://epd-australasia.com/wp-content/uploads/2023/08/SP09342-Bluescope-EPD-GALVABOND_Jul23.pdf | m² |  | 9.7 |  |  | 27.7974 | 27.8 | -0.00264 | 0 | 0 | 27.8 | 0 | 2.8657 | 2.866 | -0.00027216 | 0 | 0 | 2.866 | 0 | Version 1.0
Steel cladding - metallic coated | Steel sheeting - metallic coat | Steel cladding - metallic coat | Steel, Steel cladding - metallic coated, ZINCALUME® steel in 0.50mm base material thickness (BMT) (Bluescope) | steel_cladding_metallic | steel_cladding_metallic | 2023-05-30 | 2028-05-30 | Australia | S-P-08456 | Version 1 | EPD Australasia | https://epd-australasia.com/wp-content/uploads/2023/06/SP08456-Bluescope-EPD_Zincalume_May23.pdf | m² |  | 4.06 |  |  | 12.499 | 12.5 | -0.00104 | 0 | 0 | 12.5 | 0 | 3.0786 | 3.0788 | -0.00025616 | 0 | 0 | 3.0788 | 0 | Version 1.0
Steel cladding - metallic coated | Steel sheeting - metallic coat | Steel cladding - metallic coat | Steel, Steel cladding - metallic coated, ZINCALUME® steel in 0.55mm base material thickness (BMT) (Bluescope) | steel_cladding_metallic | steel_cladding_metallic | 2023-05-30 | 2028-05-30 | Australia | S-P-08456 | Version 1 | EPD Australasia | https://epd-australasia.com/wp-content/uploads/2023/06/SP08456-Bluescope-EPD_Zincalume_May23.pdf | m² |  | 4.45 |  |  | 13.4993 | 13.5 | -0.000728 | 0 | 0 | 13.5 | 0 | 3.0335 | 3.0337 | -0.0001636 | 0 | 0 | 3.0337 | 0 | Version 1.0
Steel cladding - metallic coated | Steel sheeting - metallic coat | Steel cladding - metallic coat | Steel, Steel cladding - metallic coated, ZINCALUME® steel in 0.60mm base material thickness (BMT) (Bluescope) | steel_cladding_metallic | steel_cladding_metallic | 2023-05-30 | 2028-05-30 | Australia | S-P-08456 | Version 1 | EPD Australasia | https://epd-australasia.com/wp-content/uploads/2023/06/SP08456-Bluescope-EPD_Zincalume_May23.pdf | m² |  | 4.84 |  |  | 14.5996 | 14.6 | -0.000415 | 0 | 0 | 14.6 | 0 | 3.0164 | 3.0165 | -8.5744e-05 | 0 | 0 | 3.0165 | 0 | Version 1.0
Steel cladding - metallic coated | Steel sheeting - metallic coat | Steel cladding - metallic coat | Steel, Steel cladding - metallic coated, GALVABOND® steel with a zinc coating class of Z275 in 1.50mm base metal thickness (BMT) (Bluescope) | steel_cladding_metallic | steel_cladding_metallic | 2023-07-28 | 2028-07-28 | Australia | S-P-09342 | Version 1 | EPD Australasia | https://epd-australasia.com/wp-content/uploads/2023/08/SP09342-Bluescope-EPD-GALVABOND_Jul23.pdf | m² |  | 12.06 |  |  | 33.9992 | 34 | -0.000769 | 0 | 0 | 34 | 0 | 2.8192 | 2.8192 | -6.3765e-05 | 0 | 0 | 2.8192 | 0 | Version 1.0
Steel cladding - metallic coated | Steel sheeting - metallic coat | Steel cladding - metallic coat | Steel, Steel cladding - metallic coated, GALVABOND® steel with a zinc coating class of Z275 in 1.55mm base metal thickness (BMT) (Bluescope) | steel_cladding_metallic | steel_cladding_metallic | 2023-07-28 | 2028-07-28 | Australia | S-P-09342 | Version 1 | EPD Australasia | https://epd-australasia.com/wp-content/uploads/2023/08/SP09342-Bluescope-EPD-GALVABOND_Jul23.pdf | m² |  | 12.45 |  |  | 34.9995 | 35 | -0.000457 | 0 | 0 | 35 | 0 | 2.8112 | 2.8112 | -3.6707e-05 | 0 | 0 | 2.8112 | 0 | Version 1.0
Steel cladding - metallic coated | Steel sheeting - metallic coat | Steel cladding - metallic coat | Steel, Steel cladding - metallic coated, GALVABOND® steel with a zinc coating class of Z275 in 1.60mm base metal thickness (BMT) (Bluescope) | steel_cladding_metallic | steel_cladding_metallic | 2023-07-28 | 2028-07-28 | Australia | S-P-09342 | Version 1 | EPD Australasia | https://epd-australasia.com/wp-content/uploads/2023/08/SP09342-Bluescope-EPD-GALVABOND_Jul23.pdf | m² |  | 12.84 |  |  | 35.9999 | 36 | -0.000144 | 0 | 0 | 36 | 0 | 2.8037 | 2.8037 | -1.1215e-05 | 0 | 0 | 2.8037 | 0 | Version 1.0
Steel cladding - metallic coated | Steel sheeting - metallic coat | Steel cladding - metallic coat | Steel, Steel cladding - metallic coated, GALVABOND® steel with a zinc coating class of Z200 in 1.40mm base metal thickness (BMT) (Bluescope) | steel_cladding_metallic | steel_cladding_metallic | 2023-07-28 | 2028-07-28 | Australia | S-P-09342 | Version 1 | EPD Australasia | https://epd-australasia.com/wp-content/uploads/2023/08/SP09342-Bluescope-EPD-GALVABOND_Jul23.pdf | m² |  | 11.2 |  |  | 31.2004 | 31.2 | 0.000404 | 0 | 0 | 31.2004 | 0 | 2.7858 | 2.7857 | 3.6071e-05 | 0 | 0 | 2.7858 | 0 | Version 1.0
Steel cladding - metallic coated | Steel sheeting - metallic coat | Steel cladding - metallic coat | Steel, Steel cladding - metallic coated, GALVABOND® steel with a zinc coating class of Z275 in 1.90mm base metal thickness (BMT) (Bluescope) | steel_cladding_metallic | steel_cladding_metallic | 2023-07-28 | 2028-07-28 | Australia | S-P-09342 | Version 1 | EPD Australasia | https://epd-australasia.com/wp-content/uploads/2023/08/SP09342-Bluescope-EPD-GALVABOND_Jul23.pdf | m² |  | 15.2 |  |  | 42.2017 | 42.2 | 0.00173 | 0 | 0 | 42.2017 | 0 | 2.7764 | 2.7763 | 0.00011382 | 0 | 0 | 2.7764 | 0 | Version 1.0
Steel cladding - metallic coated | Steel sheeting - metallic coat | Steel cladding - metallic coat | Steel, Steel cladding - metallic coated, GALVABOND® steel with a zinc coating class of Z275 in 1.95mm base metal thickness (BMT) (Bluescope) | steel_cladding_metallic | steel_cladding_metallic | 2023-07-28 | 2028-07-28 | Australia | S-P-09342 | Version 1 | EPD Australasia | https://epd-australasia.com/wp-content/uploads/2023/08/SP09342-Bluescope-EPD-GALVABOND_Jul23.pdf | m² |  | 15.59 |  |  | 43.202 | 43.2 | 0.00204 | 0 | 0 | 43.202 | 0 | 2.7711 | 2.771 | 0.00013085 | 0 | 0 | 2.7711 | 0 | Version 1.0
Steel cladding - metallic coated | Steel sheeting - metallic coat | Steel cladding - metallic coat | Steel, Steel cladding - metallic coated, GALVABOND® steel with a zinc coating class of Z275 in 2.40mm base metal thickness (BMT) (Bluescope) | steel_cladding_metallic | steel_cladding_metallic | 2023-07-28 | 2028-07-28 | Australia | S-P-09342 | Version 1 | EPD Australasia | https://epd-australasia.com/wp-content/uploads/2023/08/SP09342-Bluescope-EPD-GALVABOND_Jul23.pdf | m² |  | 19.12 |  |  | 52.5049 | 52.5 | 0.00486 | 0 | 0 | 52.5049 | 0 | 2.7461 | 2.7458 | 0.00025418 | 0 | 0 | 2.7461 | 0 | Version 1.0
Steel cladding - metallic coated | Steel sheeting - metallic coat | Steel cladding - metallic coat | Steel, Steel cladding - metallic coated, GALVABOND® steel with a zinc coating class of Z275 in 2.90mm base metal thickness (BMT) (Bluescope) | steel_cladding_metallic | steel_cladding_metallic | 2023-07-28 | 2028-07-28 | Australia | S-P-09342 | Version 1 | EPD Australasia | https://epd-australasia.com/wp-content/uploads/2023/08/SP09342-Bluescope-EPD-GALVABOND_Jul23.pdf | m² |  | 23.05 |  |  | 62.708 | 62.7 | 0.00798 | 0 | 0 | 62.708 | 0 | 2.7205 | 2.7202 | 0.0003462 | 0 | 0 | 2.7205 | 0 | Version 1.0
Steel cladding - metallic coated | Steel sheeting - metallic coat | Steel cladding - metallic coat | Steel, Steel cladding - metallic coated, ZINCALUME® steel in 0.70mm base material thickness (BMT) (Bluescope) | steel_cladding_metallic | steel_cladding_metallic | 2023-05-30 | 2028-05-30 | Australia | S-P-08456 | Version 1 | EPD Australasia | https://epd-australasia.com/wp-content/uploads/2023/06/SP08456-Bluescope-EPD_Zincalume_May23.pdf | m² |  | 5.63 |  |  | 16.6002 | 16.6 | 0.00021 | 0 | 0 | 16.6002 | 0 | 2.9485 | 2.9485 | 3.73e-05 | 0 | 0 | 2.9485 | 0 | Version 1.0
Steel cladding - metallic coated | Steel sheeting - metallic coat | Steel cladding - metallic coat | Steel, Steel cladding - metallic coated, ZINCALUME® steel in 0.75mm base material thickness (BMT) (Bluescope) | steel_cladding_metallic | steel_cladding_metallic | 2023-05-30 | 2028-05-30 | Australia | S-P-08456 | Version 1 | EPD Australasia | https://epd-australasia.com/wp-content/uploads/2023/06/SP08456-Bluescope-EPD_Zincalume_May23.pdf | m² |  | 6.02 |  |  | 17.6005 | 17.6 | 0.000522 | 0 | 0 | 17.6005 | 0 | 2.9237 | 2.9236 | 8.6711e-05 | 0 | 0 | 2.9237 | 0 | Version 1.0
Steel cladding - metallic coated | Steel sheeting - metallic coat | Steel cladding - metallic coat | Steel, Steel cladding - metallic coated, ZINCALUME® steel in 0.95mm base material thickness (BMT) (Bluescope) | steel_cladding_metallic | steel_cladding_metallic | 2023-05-30 | 2028-05-30 | Australia | S-P-08456 | Version 1 | EPD Australasia | https://epd-australasia.com/wp-content/uploads/2023/06/SP08456-Bluescope-EPD_Zincalume_May23.pdf | m² |  | 7.59 |  |  | 21.7018 | 21.7 | 0.00177 | 0 | 0 | 21.7018 | 0 | 2.8593 | 2.859 | 0.0002332 | 0 | 0 | 2.8593 | 0 | Version 1.0
Steel cladding - metallic coated | Steel sheeting - metallic coat | Steel cladding - metallic coat | Steel, Steel cladding - metallic coated, ZINCALUME® steel in 1.00mm base material thickness (BMT) (Bluescope) | steel_cladding_metallic | steel_cladding_metallic | 2023-05-30 | 2028-05-30 | Australia | S-P-08456 | Version 1 | EPD Australasia | https://epd-australasia.com/wp-content/uploads/2023/06/SP08456-Bluescope-EPD_Zincalume_May23.pdf | m² |  | 7.98 |  |  | 22.8021 | 22.8 | 0.00209 | 0 | 0 | 22.8021 | 0 | 2.8574 | 2.8571 | 0.0002619 | 0 | 0 | 2.8574 | 0 | Version 1.0
Steel cladding - metallic coated | Steel sheeting - metallic coat | Steel cladding - metallic coat | Steel, Steel cladding - metallic coated, ZINCALUME® steel in 1.15mm base material thickness (BMT) (Bluescope) | steel_cladding_metallic | steel_cladding_metallic | 2023-05-30 | 2028-05-30 | Australia | S-P-08456 | Version 1 | EPD Australasia | https://epd-australasia.com/wp-content/uploads/2023/06/SP08456-Bluescope-EPD_Zincalume_May23.pdf | m² |  | 9.16 |  |  | 25.803 | 25.8 | 0.00302 | 0 | 0 | 25.803 | 0 | 2.8169 | 2.8166 | 0.00032969 | 0 | 0 | 2.8169 | 0 | Version 1.0
Steel cladding - metallic coated | Steel sheeting - metallic coat | Steel cladding - metallic coat | Steel, Steel cladding - metallic coated, ZINCALUME® steel in 1.20mm base material thickness (BMT) (Bluescope) | steel_cladding_metallic | steel_cladding_metallic | 2023-05-30 | 2028-05-30 | Australia | S-P-08456 | Version 1 | EPD Australasia | https://epd-australasia.com/wp-content/uploads/2023/06/SP08456-Bluescope-EPD_Zincalume_May23.pdf | m² |  | 9.55 |  |  | 26.9033 | 26.9 | 0.00334 | 0 | 0 | 26.9033 | 0 | 2.8171 | 2.8168 | 0.00034974 | 0 | 0 | 2.8171 | 0 | Version 1.0
Steel cladding - metallic coated | Steel sheeting - metallic coat | Steel cladding - metallic coat | Steel cladding - metallic coated, Magnaflow 0.42mm - flat (Colorcote) (New Zealand) | steel_cladding_metallic | steel_cladding_metallic | 2024-08-31 | 2029-08-31 | New Zealand | EPD-IES-0015774:001 | Not applicable | EPD (International) | https://epd-australasia.com/wp-content/uploads/2024/09/EPD-IES-0015774-001_PCC_MagnaFlow_042_AU-v1.0.pdf | m² | 7850 | 3.297 |  |  | 11.7 | 0 | 0 | 0 | 0 | 11.7 | 0 | 3.5487 | 0 | 0 | 0 | 0 | 3.5487 | 0 | Version 1.0
Steel cladding - metallic coated | Steel sheeting - metallic coat | Steel cladding - metallic coat | Steel cladding - metallic coated, Magnaflow 0.48mm - flat (Colorcote) (New Zealand) | steel_cladding_metallic | steel_cladding_metallic | 2024-08-31 | 2029-08-31 | New Zealand | EPD-IES-0015775:001 | Not applicable | EPD (International) | https://epd-australasia.com/wp-content/uploads/2024/09/EPD-IES-0015775-001_PCC_MagnaFlow_048_AU-v1.0.pdf | m² | 7850 | 3.768 |  |  | 13.1 | 0 | 0 | 0 | 0 | 13.1 | 0 | 3.4766 | 0 | 0 | 0 | 0 | 3.4766 | 0 | Version 1.0
Steel cladding - metallic coated | Steel sheeting - metallic coat | Steel cladding - metallic coat | Steel cladding - painted, Zinacore 0.42mm - flat (Colorcote) (New Zealand) | steel_cladding_metallic | steel_cladding_metallic | 2024-08-31 | 2029-08-31 | New Zealand | EPD-IES-0015772:001 | Not applicable | EPD (International) | https://epd-australasia.com/wp-content/uploads/2024/09/EPD-IES-0015772-001_PCC_ZinaCore_0.42_AU-v1.0.pdf | m² | 7850 | 3.297 |  |  | 14.5 | 0 | 0 | 0 | 0 | 14.5 | 0 | 4.3979 | 0 | 0 | 0 | 0 | 4.3979 | 0 | Version 1.0
Steel cladding - metallic coated | Steel sheeting - metallic coat | Steel cladding - metallic coat | Steel cladding - painted, Zinacore 0.48mm - flat (Colorcote) (New Zealand) | steel_cladding_metallic | steel_cladding_metallic | 2024-08-31 | 2029-08-31 | New Zealand | EPD-IES-0015773:001 | Not applicable | EPD (International) | https://epd-australasia.com/wp-content/uploads/2024/09/EPD-IES-0015773-001_PCC_ZinaCore_0.48_AU-v1.0.pdf | m² | 7850 | 3.768 |  |  | 16.2 | 0 | 0 | 0 | 0 | 16.2 | 0 | 4.2994 | 0 | 0 | 0 | 0 | 4.2994 | 0 | Version 1.0
Steel cladding - painted | Steel sheeting - painted | Steel cladding - painted | Steel, Steel cladding - painted, COLORBOND® steel in 1.00mm base metal thickness (BMT), incl. rollforming (Bluescope) | steel_cladding_painted | steel_cladding_painted | 2023-03-20 | 2028-03-20 | Australia | S-P-00999 | Version 2.0 | EPD Australasia | https://epd-australasia.com/wp-content/uploads/2018/04/SP00999-Bluescope-EPD-Colorbond_EPD_v2_Mar23.pdf | m² |  | 8.01 |  |  | 24.691 | 24.9 | -0.209 | 0 | 0 | 24.9 | 0 | 3.0825 | 3.1086 | -0.026092 | 0 | 0 | 3.1086 | 0 | Version 1.0
Steel cladding - painted | Steel sheeting - painted | Steel cladding - painted | Steel, Roofing, COLORBOND® Coolmax® steel in 0.55mm base material thickness (BMT), incl. rollforming (Bluescope) | steel_cladding_painted | steel_cladding_painted | 2023-03-23 | 2028-03-23 | Australia | S-P-05199 | Version 1 | EPD Australasia | https://epd-australasia.com/wp-content/uploads/2023/03/SP05199-Bluescope-EPD-Colorbond_Coolmax_Mar23.pdf | m² |  | 4.5 |  |  | 15.174 | 15.3 | -0.126 | 0 | 0 | 15.3 | 0 | 3.372 | 3.4 | -0.028 | 0 | 0 | 3.4 | 0 | Version 1.0
Steel cladding - painted | Steel sheeting - painted | Steel cladding - painted | Steel, Steel cladding - painted, COLORBOND® steel in 0.75mm base metal thickness (BMT), incl. rollforming (Bluescope) | steel_cladding_painted | steel_cladding_painted | 2023-03-20 | 2028-03-20 | Australia | S-P-00999 | Version 2.0 | EPD Australasia | https://epd-australasia.com/wp-content/uploads/2018/04/SP00999-Bluescope-EPD-Colorbond_EPD_v2_Mar23.pdf | m² |  | 6.05 |  |  | 19.34 | 19.5 | -0.16 | 0 | 0 | 19.5 | 0 | 3.1967 | 3.2231 | -0.026446 | 0 | 0 | 3.2231 | 0 | Version 1.0
Steel cladding - painted | Steel sheeting - painted | Steel cladding - painted | Steel, Steel cladding - painted, COLORBOND® steel in 0.70mm base metal thickness (BMT), incl. rollforming (Bluescope) | steel_cladding_painted | steel_cladding_painted | 2023-03-20 | 2028-03-20 | Australia | S-P-00999 | Version 2.0 | EPD Australasia | https://epd-australasia.com/wp-content/uploads/2018/04/SP00999-Bluescope-EPD-Colorbond_EPD_v2_Mar23.pdf | m² |  | 5.65 |  |  | 18.25 | 18.4 | -0.15 | 0 | 0 | 18.4 | 0 | 3.2301 | 3.2566 | -0.026549 | 0 | 0 | 3.2566 | 0 | Version 1.0
Steel cladding - painted | Steel sheeting - painted | Steel cladding - painted | Steel, Roofing, COLORBOND® Coolmax® steel in 0.48mm base material thickness (BMT), incl. rollforming (Bluescope) | steel_cladding_painted | steel_cladding_painted | 2023-03-23 | 2028-03-23 | Australia | S-P-05199 | Version 1 | EPD Australasia | https://epd-australasia.com/wp-content/uploads/2023/03/SP05199-Bluescope-EPD-Colorbond_Coolmax_Mar23.pdf | m² |  | 3.95 |  |  | 13.688 | 13.8 | -0.112 | 0 | 0 | 13.8 | 0 | 3.4653 | 3.4937 | -0.028354 | 0 | 0 | 3.4937 | 0 | Version 1.0
Steel cladding - painted | Steel sheeting - painted | Steel cladding - painted | Steel, Steel cladding - painted, COLORBOND® steel in 0.60mm base metal thickness (BMT), incl. rollforming (Bluescope) | steel_cladding_painted | steel_cladding_painted | 2023-03-20 | 2028-03-20 | Australia | S-P-00999 | Version 2.0 | EPD Australasia | https://epd-australasia.com/wp-content/uploads/2018/04/SP00999-Bluescope-EPD-Colorbond_EPD_v2_Mar23.pdf | m² |  | 4.87 |  |  | 16.169 | 16.3 | -0.131 | 0 | 0 | 16.3 | 0 | 3.3201 | 3.347 | -0.026899 | 0 | 0 | 3.347 | 0 | Version 1.0
Steel cladding - painted | Steel sheeting - painted | Steel cladding - painted | Steel, Roofing, COLORBOND® Coolmax® steel in 0.42mm base material thickness (BMT), incl. rollforming (Bluescope) | steel_cladding_painted | steel_cladding_painted | 2023-03-23 | 2028-03-23 | Australia | S-P-05199 | Version 1 | EPD Australasia | https://epd-australasia.com/wp-content/uploads/2023/03/SP05199-Bluescope-EPD-Colorbond_Coolmax_Mar23.pdf | m² |  | 3.48 |  |  | 12.4 | 12.5 | -0.1 | 0 | 0 | 12.5 | 0 | 3.5632 | 3.592 | -0.028736 | 0 | 0 | 3.592 | 0 | Version 1.0
Steel cladding - painted | Steel sheeting - painted | Steel cladding - painted | Steel, Steel cladding - painted, COLORBOND® steel in 0.55mm base metal thickness (BMT), incl. rollforming (Bluescope) | steel_cladding_painted | steel_cladding_painted | 2023-03-20 | 2028-03-20 | Australia | S-P-00999 | Version 2.0 | EPD Australasia | https://epd-australasia.com/wp-content/uploads/2018/04/SP00999-Bluescope-EPD-Colorbond_EPD_v2_Mar23.pdf | m² |  | 4.48 |  |  | 15.079 | 15.2 | -0.121 | 0 | 0 | 15.2 | 0 | 3.3658 | 3.3929 | -0.027009 | 0 | 0 | 3.3929 | 0 | Version 1.0
Steel cladding - painted | Steel sheeting - painted | Steel cladding - painted | Steel, Steel cladding - painted, COLORBOND® steel in 0.48mm base metal thickness (BMT), incl. rollforming (Bluescope) | steel_cladding_painted | steel_cladding_painted | 2023-03-20 | 2028-03-20 | Australia | S-P-00999 | Version 2.0 | EPD Australasia | https://epd-australasia.com/wp-content/uploads/2018/04/SP00999-Bluescope-EPD-Colorbond_EPD_v2_Mar23.pdf | m² |  | 3.93 |  |  | 13.593 | 13.7 | -0.107 | 0 | 0 | 13.7 | 0 | 3.4588 | 3.486 | -0.027226 | 0 | 0 | 3.486 | 0 | Version 1.0
Steel cladding - painted | Steel sheeting - painted | Steel cladding - painted | Steel, Steel cladding - painted, COLORBOND® steel in 0.45mm base metal thickness (BMT), incl. rollforming (Bluescope) | steel_cladding_painted | steel_cladding_painted | 2023-03-20 | 2028-03-20 | Australia | S-P-00999 | Version 2.0 | EPD Australasia | https://epd-australasia.com/wp-content/uploads/2018/04/SP00999-Bluescope-EPD-Colorbond_EPD_v2_Mar23.pdf | m² |  | 3.69 |  |  | 12.999 | 13.1 | -0.101 | 0 | 0 | 13.1 | 0 | 3.5228 | 3.5501 | -0.027371 | 0 | 0 | 3.5501 | 0 | Version 1.0
Steel cladding - painted | Steel sheeting - painted | Steel cladding - painted | Steel, Steel cladding - painted, COLORBOND® steel in 0.42mm base metal thickness (BMT), incl. rollforming (Bluescope) | steel_cladding_painted | steel_cladding_painted | 2023-03-20 | 2028-03-20 | Australia | S-P-00999 | Version 2.0 | EPD Australasia | https://epd-australasia.com/wp-content/uploads/2018/04/SP00999-Bluescope-EPD-Colorbond_EPD_v2_Mar23.pdf | m² |  | 3.46 |  |  | 12.3048 | 12.4 | -0.0952 | 0 | 0 | 12.4 | 0 | 3.5563 | 3.5838 | -0.027514 | 0 | 0 | 3.5838 | 0 | Version 1.0
Steel cladding - painted | Steel sheeting - painted | Steel cladding - painted | Steel, Steel cladding - painted, COLORBOND® steel in 0.40mm base metal thickness (BMT), incl. rollforming (Bluescope) | steel_cladding_painted | steel_cladding_painted | 2023-03-20 | 2028-03-20 | Australia | S-P-00999 | Version 2.0 | EPD Australasia | https://epd-australasia.com/wp-content/uploads/2018/04/SP00999-Bluescope-EPD-Colorbond_EPD_v2_Mar23.pdf | m² |  | 3.3 |  |  | 11.9088 | 12 | -0.0912 | 0 | 0 | 12 | 0 | 3.6087 | 3.6364 | -0.027636 | 0 | 0 | 3.6364 | 0 | Version 1.0
Steel cladding - painted | Steel sheeting - painted | Steel cladding - painted | Steel, Steel cladding - painted, COLORBOND® steel in 0.35mm base metal thickness (BMT), incl. rollforming (Bluescope) | steel_cladding_painted | steel_cladding_painted | 2023-03-20 | 2028-03-20 | Australia | S-P-00999 | Version 2.0 | EPD Australasia | https://epd-australasia.com/wp-content/uploads/2018/04/SP00999-Bluescope-EPD-Colorbond_EPD_v2_Mar23.pdf | m² |  | 2.91 |  |  | 10.8186 | 10.9 | -0.0814 | 0 | 0 | 10.9 | 0 | 3.7177 | 3.7457 | -0.027973 | 0 | 0 | 3.7457 | 0 | Version 1.0
Steel cladding - painted | Steel sheeting - painted | Steel cladding - painted | Steel, Steel cladding - painted, COLORBOND® steel in 0.30mm base metal thickness (BMT), incl. rollforming (Bluescope) | steel_cladding_painted | steel_cladding_painted | 2023-03-20 | 2028-03-20 | Australia | S-P-00999 | Version 2.0 | EPD Australasia | https://epd-australasia.com/wp-content/uploads/2018/04/SP00999-Bluescope-EPD-Colorbond_EPD_v2_Mar23.pdf | m² |  | 2.51 |  |  | 9.7684 | 9.84 | -0.0716 | 0 | 0 | 9.84 | 0 | 3.8918 | 3.9203 | -0.028526 | 0 | 0 | 3.9203 | 0 | Version 1.0
Steel cladding - painted | Steel sheeting - painted | Steel cladding - painted | Steel, Roofing, COLORBOND® Coolmax® steel in 0.42mm base material thickness (BMT) (Bluescope) | steel_cladding_painted | steel_cladding_painted | 2023-03-23 | 2028-03-23 | Australia | S-P-05199 | Version 1 | EPD Australasia | https://epd-australasia.com/wp-content/uploads/2023/03/SP05199-Bluescope-EPD-Colorbond_Coolmax_Mar23.pdf | m² |  | 3.48 |  |  | 12.0898 | 12.1 | -0.0102 | 0 | 0 | 12.1 | 0 | 3.4741 | 3.477 | -0.002931 | 0 | 0 | 3.477 | 0 | Version 1.0
Steel cladding - painted | Steel sheeting - painted | Steel cladding - painted | Steel, Steel cladding - painted, COLORBOND® steel Metallic in 0.42mm base metal thickness (BMT) (Bluescope) | steel_cladding_painted | steel_cladding_painted | 2023-07-31 | 2028-07-31 | Australia | S-P-09343 | Version 1 | EPD Australasia | https://epd-australasia.com/wp-content/uploads/2023/08/SP09343-Bluescope-EPD-COLORBOND-Metallic_Jul23.pdf | m² |  | 3.47 |  |  | 12.3901 | 12.4 | -0.0099 | 0 | 0 | 12.4 | 0 | 3.5706 | 3.5735 | -0.002853 | 0 | 0 | 3.5735 | 0 | Version 1.0
Steel cladding - painted | Steel sheeting - painted | Steel cladding - painted | Steel, Roofing, COLORBOND® Coolmax® steel in 0.48mm base material thickness (BMT) (Bluescope) | steel_cladding_painted | steel_cladding_painted | 2023-03-23 | 2028-03-23 | Australia | S-P-05199 | Version 1 | EPD Australasia | https://epd-australasia.com/wp-content/uploads/2023/03/SP05199-Bluescope-EPD-Colorbond_Coolmax_Mar23.pdf | m² |  | 3.95 |  |  | 13.2902 | 13.3 | -0.00981 | 0 | 0 | 13.3 | 0 | 3.3646 | 3.3671 | -0.0024835 | 0 | 0 | 3.3671 | 0 | Version 1.0
Steel cladding - painted | Steel sheeting - painted | Steel cladding - painted | Steel, Steel cladding - painted, COLORBOND® steel Metallic in 0.48mm base metal thickness (BMT) (Bluescope) | steel_cladding_painted | steel_cladding_painted | 2023-07-31 | 2028-07-31 | Australia | S-P-09343 | Version 1 | EPD Australasia | https://epd-australasia.com/wp-content/uploads/2023/08/SP09343-Bluescope-EPD-COLORBOND-Metallic_Jul23.pdf | m² |  | 3.94 |  |  | 13.6905 | 13.7 | -0.00953 | 0 | 0 | 13.7 | 0 | 3.4747 | 3.4772 | -0.0024188 | 0 | 0 | 3.4772 | 0 | Version 1.0
Steel cladding - painted | Steel sheeting - painted | Steel cladding - painted | Steel, Steel cladding - painted, COLORBOND® steel in 0.30mm base metal thickness (BMT) (Bluescope) | steel_cladding_painted | steel_cladding_painted | 2023-03-20 | 2028-03-20 | Australia | S-P-00999 | Version 2.0 | EPD Australasia | https://epd-australasia.com/wp-content/uploads/2018/04/SP00999-Bluescope-EPD-Colorbond_EPD_v2_Mar23.pdf | m² |  | 2.51 |  |  | 9.4835 | 9.49 | -0.00653 | 0 | 0 | 9.49 | 0 | 3.7783 | 3.7809 | -0.0026016 | 0 | 0 | 3.7809 | 0 | Version 1.0
Steel cladding - painted | Steel sheeting - painted | Steel cladding - painted | Steel, Roofing, COLORBOND® Coolmax® steel in 0.55mm base material thickness (BMT) (Bluescope) | steel_cladding_painted | steel_cladding_painted | 2023-03-23 | 2028-03-23 | Australia | S-P-05199 | Version 1 | EPD Australasia | https://epd-australasia.com/wp-content/uploads/2023/03/SP05199-Bluescope-EPD-Colorbond_Coolmax_Mar23.pdf | m² |  | 4.5 |  |  | 14.7906 | 14.8 | -0.00937 | 0 | 0 | 14.8 | 0 | 3.2868 | 3.2889 | -0.0020822 | 0 | 0 | 3.2889 | 0 | Version 1.0
Steel cladding - painted | Steel sheeting - painted | Steel cladding - painted | Steel, Steel cladding - painted, COLORBOND® steel Metallic in 0.55mm base metal thickness (BMT) (Bluescope) | steel_cladding_painted | steel_cladding_painted | 2023-07-31 | 2028-07-31 | Australia | S-P-09343 | Version 1 | EPD Australasia | https://epd-australasia.com/wp-content/uploads/2023/08/SP09343-Bluescope-EPD-COLORBOND-Metallic_Jul23.pdf | m² |  | 4.49 |  |  | 15.0909 | 15.1 | -0.00909 | 0 | 0 | 15.1 | 0 | 3.361 | 3.363 | -0.0020245 | 0 | 0 | 3.363 | 0 | Version 1.0
Steel cladding - painted | Steel sheeting - painted | Steel cladding - painted | Steel, Steel cladding - painted, COLORBOND® steel in 0.35mm base metal thickness (BMT) (Bluescope) | steel_cladding_painted | steel_cladding_painted | 2023-03-20 | 2028-03-20 | Australia | S-P-00999 | Version 2.0 | EPD Australasia | https://epd-australasia.com/wp-content/uploads/2018/04/SP00999-Bluescope-EPD-Colorbond_EPD_v2_Mar23.pdf | m² |  | 2.91 |  |  | 10.4938 | 10.5 | -0.00621 | 0 | 0 | 10.5 | 0 | 3.6061 | 3.6082 | -0.002134 | 0 | 0 | 3.6082 | 0 | Version 1.0
Steel cladding - painted | Steel sheeting - painted | Steel cladding - painted | Steel, Steel cladding - painted, COLORBOND® steel Metallic in 0.60mm base metal thickness (BMT) (Bluescope) | steel_cladding_painted | steel_cladding_painted | 2023-07-31 | 2028-07-31 | Australia | S-P-09343 | Version 1 | EPD Australasia | https://epd-australasia.com/wp-content/uploads/2023/08/SP09343-Bluescope-EPD-COLORBOND-Metallic_Jul23.pdf | m² |  | 4.88 |  |  | 16.0912 | 16.1 | -0.00878 | 0 | 0 | 16.1 | 0 | 3.2974 | 3.2992 | -0.0017992 | 0 | 0 | 3.2992 | 0 | Version 1.0
Steel cladding - painted | Steel sheeting - painted | Steel cladding - painted | Steel, Steel cladding - painted, COLORBOND® steel in 0.40mm base metal thickness (BMT) (Bluescope) | steel_cladding_painted | steel_cladding_painted | 2023-03-20 | 2028-03-20 | Australia | S-P-00999 | Version 2.0 | EPD Australasia | https://epd-australasia.com/wp-content/uploads/2018/04/SP00999-Bluescope-EPD-Colorbond_EPD_v2_Mar23.pdf | m² |  | 3.3 |  |  | 11.4941 | 11.5 | -0.0059 | 0 | 0 | 11.5 | 0 | 3.4831 | 3.4848 | -0.0017879 | 0 | 0 | 3.4848 | 0 | Version 1.0
Steel cladding - painted | Steel sheeting - painted | Steel cladding - painted | Steel, Steel cladding - painted, COLORBOND® steel in 0.42mm base metal thickness (BMT) (Bluescope) | steel_cladding_painted | steel_cladding_painted | 2023-03-20 | 2028-03-20 | Australia | S-P-00999 | Version 2.0 | EPD Australasia | https://epd-australasia.com/wp-content/uploads/2018/04/SP00999-Bluescope-EPD-Colorbond_EPD_v2_Mar23.pdf | m² |  | 3.46 |  |  | 11.9942 | 12 | -0.00578 | 0 | 0 | 12 | 0 | 3.4665 | 3.4682 | -0.0016705 | 0 | 0 | 3.4682 | 0 | Version 1.0
Steel cladding - painted | Steel sheeting - painted | Steel cladding - painted | Steel, Steel cladding - painted, COLORBOND® steel Metallic in 0.70mm base metal thickness (BMT) (Bluescope) | steel_cladding_painted | steel_cladding_painted | 2023-07-31 | 2028-07-31 | Australia | S-P-09343 | Version 1 | EPD Australasia | https://epd-australasia.com/wp-content/uploads/2023/08/SP09343-Bluescope-EPD-COLORBOND-Metallic_Jul23.pdf | m² |  | 5.67 |  |  | 18.1918 | 18.2 | -0.00815 | 0 | 0 | 18.2 | 0 | 3.2084 | 3.2099 | -0.0014374 | 0 | 0 | 3.2099 | 0 | Version 1.0
Steel cladding - painted | Steel sheeting - painted | Steel cladding - painted | Steel, Steel cladding - painted, COLORBOND® steel in 0.45mm base metal thickness (BMT) (Bluescope) | steel_cladding_painted | steel_cladding_painted | 2023-03-20 | 2028-03-20 | Australia | S-P-00999 | Version 2.0 | EPD Australasia | https://epd-australasia.com/wp-content/uploads/2018/04/SP00999-Bluescope-EPD-Colorbond_EPD_v2_Mar23.pdf | m² |  | 3.69 |  |  | 12.5944 | 12.6 | -0.00559 | 0 | 0 | 12.6 | 0 | 3.4131 | 3.4146 | -0.0015149 | 0 | 0 | 3.4146 | 0 | Version 1.0
Steel cladding - painted | Steel sheeting - painted | Steel cladding - painted | Steel, Steel cladding - painted, COLORBOND® steel in 0.48mm base metal thickness (BMT) (Bluescope) | steel_cladding_painted | steel_cladding_painted | 2023-03-20 | 2028-03-20 | Australia | S-P-00999 | Version 2.0 | EPD Australasia | https://epd-australasia.com/wp-content/uploads/2018/04/SP00999-Bluescope-EPD-Colorbond_EPD_v2_Mar23.pdf | m² |  | 3.93 |  |  | 13.1946 | 13.2 | -0.0054 | 0 | 0 | 13.2 | 0 | 3.3574 | 3.3588 | -0.001374 | 0 | 0 | 3.3588 | 0 | Version 1.0
Steel cladding - painted | Steel sheeting - painted | Steel cladding - painted | Steel, Steel cladding - painted, COLORBOND® steel Metallic in 0.75mm base metal thickness (BMT) (Bluescope) | steel_cladding_painted | steel_cladding_painted | 2023-07-31 | 2028-07-31 | Australia | S-P-09343 | Version 1 | EPD Australasia | https://epd-australasia.com/wp-content/uploads/2023/08/SP09343-Bluescope-EPD-COLORBOND-Metallic_Jul23.pdf | m² |  | 6.06 |  |  | 19.1922 | 19.2 | -0.00784 | 0 | 0 | 19.2 | 0 | 3.167 | 3.1683 | -0.0012937 | 0 | 0 | 3.1683 | 0 | Version 1.0
Steel cladding - painted | Steel sheeting - painted | Steel cladding - painted | Steel, Steel cladding - painted, COLORBOND® steel in 0.55mm base metal thickness (BMT) (Bluescope) | steel_cladding_painted | steel_cladding_painted | 2023-03-20 | 2028-03-20 | Australia | S-P-00999 | Version 2.0 | EPD Australasia | https://epd-australasia.com/wp-content/uploads/2018/04/SP00999-Bluescope-EPD-Colorbond_EPD_v2_Mar23.pdf | m² |  | 4.48 |  |  | 14.595 | 14.6 | -0.00496 | 0 | 0 | 14.6 | 0 | 3.2578 | 3.2589 | -0.0011071 | 0 | 0 | 3.2589 | 0 | Version 1.0
Steel cladding - painted | Steel sheeting - painted | Steel cladding - painted | Steel, Steel cladding - painted, COLORBOND® Ultra steel in 0.42mm base metal thickness (BMT) (Bluescope) | steel_cladding_painted | steel_cladding_painted | 2023-07-31 | 2028-07-31 | Australia | S-P-09344 | Version 1 | EPD Australasia | https://epd-australasia.com/wp-content/uploads/2023/08/SP09344-Bluescope-EPD-COLORBOND-Ultra_Jul23.pdf | m² |  | 3.51 |  |  | 12.696 | 12.7 | -0.00399 | 0 | 0 | 12.7 | 0 | 3.6171 | 3.6182 | -0.0011368 | 0 | 0 | 3.6182 | 0 | Version 1.0
Steel cladding - painted | Steel sheeting - painted | Steel cladding - painted | Steel, Steel cladding - painted, COLORBOND® steel in 0.60mm base metal thickness (BMT) (Bluescope) | steel_cladding_painted | steel_cladding_painted | 2023-03-20 | 2028-03-20 | Australia | S-P-00999 | Version 2.0 | EPD Australasia | https://epd-australasia.com/wp-content/uploads/2018/04/SP00999-Bluescope-EPD-Colorbond_EPD_v2_Mar23.pdf | m² |  | 4.87 |  |  | 15.6953 | 15.7 | -0.00465 | 0 | 0 | 15.7 | 0 | 3.2229 | 3.2238 | -0.00095483 | 0 | 0 | 3.2238 | 0 | Version 1.0
Steel cladding - painted | Steel sheeting - painted | Steel cladding - painted | Steel, Steel cladding - painted, COLORBOND® Ultra steel in 0.48mm base metal thickness (BMT) (Bluescope) | steel_cladding_painted | steel_cladding_painted | 2023-07-31 | 2028-07-31 | Australia | S-P-09344 | Version 1 | EPD Australasia | https://epd-australasia.com/wp-content/uploads/2023/08/SP09344-Bluescope-EPD-COLORBOND-Ultra_Jul23.pdf | m² |  | 3.98 |  |  | 13.8964 | 13.9 | -0.00361 | 0 | 0 | 13.9 | 0 | 3.4916 | 3.4925 | -0.00090704 | 0 | 0 | 3.4925 | 0 | Version 1.0
Steel cladding - painted | Steel sheeting - painted | Steel cladding - painted | Steel, Steel cladding - painted, COLORBOND® steel in 0.70mm base metal thickness (BMT) (Bluescope) | steel_cladding_painted | steel_cladding_painted | 2023-03-20 | 2028-03-20 | Australia | S-P-00999 | Version 2.0 | EPD Australasia | https://epd-australasia.com/wp-content/uploads/2018/04/SP00999-Bluescope-EPD-Colorbond_EPD_v2_Mar23.pdf | m² |  | 5.65 |  |  | 17.696 | 17.7 | -0.00402 | 0 | 0 | 17.7 | 0 | 3.132 | 3.1327 | -0.0007115 | 0 | 0 | 3.1327 | 0 | Version 1.0
Steel cladding - painted | Steel sheeting - painted | Steel cladding - painted | Steel, Steel cladding - painted, COLORBOND® Ultra steel in 0.55mm base metal thickness (BMT) (Bluescope) | steel_cladding_painted | steel_cladding_painted | 2023-07-31 | 2028-07-31 | Australia | S-P-09344 | Version 1 | EPD Australasia | https://epd-australasia.com/wp-content/uploads/2023/08/SP09344-Bluescope-EPD-COLORBOND-Ultra_Jul23.pdf | m² |  | 4.53 |  |  | 15.3968 | 15.4 | -0.00317 | 0 | 0 | 15.4 | 0 | 3.3989 | 3.3996 | -0.00069978 | 0 | 0 | 3.3996 | 0 | Version 1.0
Steel cladding - painted | Steel sheeting - painted | Steel cladding - painted | Steel, Steel cladding - painted, COLORBOND® steel in 0.75mm base metal thickness (BMT) (Bluescope) | steel_cladding_painted | steel_cladding_painted | 2023-03-20 | 2028-03-20 | Australia | S-P-00999 | Version 2.0 | EPD Australasia | https://epd-australasia.com/wp-content/uploads/2018/04/SP00999-Bluescope-EPD-Colorbond_EPD_v2_Mar23.pdf | m² |  | 6.05 |  |  | 18.7963 | 18.8 | -0.00371 | 0 | 0 | 18.8 | 0 | 3.1068 | 3.1074 | -0.00061322 | 0 | 0 | 3.1074 | 0 | Version 1.0
Steel cladding - painted | Steel sheeting - painted | Steel cladding - painted | Steel, Steel cladding - painted, COLORBOND® Ultra steel in 0.60mm base metal thickness (BMT) (Bluescope) | steel_cladding_painted | steel_cladding_painted | 2023-07-31 | 2028-07-31 | Australia | S-P-09344 | Version 1 | EPD Australasia | https://epd-australasia.com/wp-content/uploads/2023/08/SP09344-Bluescope-EPD-COLORBOND-Ultra_Jul23.pdf | m² |  | 4.92 |  |  | 16.3971 | 16.4 | -0.00286 | 0 | 0 | 16.4 | 0 | 3.3328 | 3.3333 | -0.0005813 | 0 | 0 | 3.3333 | 0 | Version 1.0
Steel cladding - painted | Steel sheeting - painted | Steel cladding - painted | Steel, Steel cladding - painted, COLORBOND® Ultra steel in 0.70mm base metal thickness (BMT) (Bluescope) | steel_cladding_painted | steel_cladding_painted | 2023-07-31 | 2028-07-31 | Australia | S-P-09344 | Version 1 | EPD Australasia | https://epd-australasia.com/wp-content/uploads/2023/08/SP09344-Bluescope-EPD-COLORBOND-Ultra_Jul23.pdf | m² |  | 5.7 |  |  | 18.3978 | 18.4 | -0.00224 | 0 | 0 | 18.4 | 0 | 3.2277 | 3.2281 | -0.00039298 | 0 | 0 | 3.2281 | 0 | Version 1.0
Steel cladding - painted | Steel sheeting - painted | Steel cladding - painted | Steel, Steel cladding - painted, COLORBOND® Ultra steel in 0.75mm base metal thickness (BMT) (Bluescope) | steel_cladding_painted | steel_cladding_painted | 2023-07-31 | 2028-07-31 | Australia | S-P-09344 | Version 1 | EPD Australasia | https://epd-australasia.com/wp-content/uploads/2023/08/SP09344-Bluescope-EPD-COLORBOND-Ultra_Jul23.pdf | m² |  | 6.1 |  |  | 19.4981 | 19.5 | -0.00192 | 0 | 0 | 19.5 | 0 | 3.1964 | 3.1967 | -0.00031475 | 0 | 0 | 3.1967 | 0 | Version 1.0
Steel cladding - painted | Steel sheeting - painted | Steel cladding - painted | Steel, Steel cladding - painted, COLORBOND® steel in 1.00mm base metal thickness (BMT) (Bluescope) | steel_cladding_painted | steel_cladding_painted | 2023-03-20 | 2028-03-20 | Australia | S-P-00999 | Version 2.0 | EPD Australasia | https://epd-australasia.com/wp-content/uploads/2018/04/SP00999-Bluescope-EPD-Colorbond_EPD_v2_Mar23.pdf | m² |  | 8.01 |  |  | 23.8979 | 23.9 | -0.00214 | 0 | 0 | 23.9 | 0 | 2.9835 | 2.9838 | -0.00026717 | 0 | 0 | 2.9838 | 0 | Version 1.0
Steel cladding - painted | Steel sheeting - painted | Steel cladding - painted | steel cladding - painted, Pre-painted galvanised steel (JSW Steel) (Global) | steel_cladding_painted | steel_cladding_painted | 2023-08-07 | 2028-08-06 | Global | S-P-06489 |  | EPD (International) | https://api.environdec.com/api/v1/EPDLibrary/Files/7c9c1b88-478c-4c6f-8015-08dbb657dbae/Data | m² |  | 2.51 |  |  | 13.5038 | 13.4536 | 0.034638 | 0.010969 | 0 | 13.4992 | 0 | 5.38 | 5.36 | 0.0138 | 0.00437 | 0 | 5.3782 | 0 | Version 1.0
Steel cladding - painted | Steel sheeting - painted | Steel cladding - painted | steel cladding - painted, Pre-painted galvalume steel product (JSW Steel) (Global) | steel_cladding_painted | steel_cladding_painted | 2023-08-07 | 2028-08-06 | Global | S-P-06490 |  | EPD (International) | https://api.environdec.com/api/v1/EPDLibrary/Files/b76fa4b3-9346-41a1-801b-08dbb657dbae/Data | m² |  | 2.51 |  |  | 10.8432 | 10.793 | 0.032881 | 0.007028 | 0 | 10.8329 | 0 | 4.32 | 4.3 | 0.0131 | 0.0028 | 0 | 4.3159 | 0 | Version 1.0
Steel | Reinforcing steel | Steel, Reinforcing | Steel, Reinforcing bar, Steel reinforcement, recycled, bar (ARC), Australia | Reinforcing_steel | Reinforcing_steel | 2022-05-20 | 2025-09-21 | Australia | S-P-00858 | Version 1.2 | EPD Australasia | https://epd-australasia.com/wp-content/uploads/2018/04/SP-00858_ARC-Reinforcing-Bar-Mesh-EPD_2022.pdf | tonne | 7850 |  |  | 1000 | 1670 | 0 | 0 | 0 | 0 | 1670 | 0 | 1.67 | 0 | 0 | 0 | 0 | 1.67 | 0 | Version 1.0 | Expired
Steel | Reinforcing steel | Steel, Reinforcing | Steel, Reinforcing mesh, Steel reinforcement, recycled, mesh (ARC) , Australia | Reinforcing_steel | Reinforcing_steel | 2022-05-21 | 2025-09-21 | Australia | S-P-00859 | Version 1.2 | EPD Australasia | https://epd-australasia.com/wp-content/uploads/2018/04/SP-00858_ARC-Reinforcing-Bar-Mesh-EPD_2022.pdf | tonne | 7850 |  |  | 1000 | 2060 | 0 | 0 | 0 | 0 | 2060 | 0 | 2.06 | 0 | 0 | 0 | 0 | 2.06 | 0 | Version 1.0 | Expired
Steel | Reinforcing steel | Not used | Steel, Reinforcing bar, Steel, Reinforcing bar, 10 mm to 50 mm, (InfraBuild, Australia), Australia | Reinforcing_steel | Reinforcing_steel | 2016-11-08 | 2025-09-21 | Australia | S-P-00857 | Version 1.2 | EPD Australasia | https://epd-australasia.com/wp-content/uploads/2018/04/SP-00857_Reinforcing-Bar-and-Mesh-EPD-InfraBuild-Reinforcing_2022.pdf | tonne | 7850 |  |  | 1000 | 1670 | 0 | 0 | 0 | 0 | 1670 | 0 | 1.67 | 0 | 0 | 0 | 0 | 1.67 | 0 | Version 1.0 | Expired
Steel | Reinforcing steel | Not used | Steel, Reinforcing bar, Steel, reinforcing component of (piles, ground beams, pad footings, columns, beams, arches and lattice girders), (InfraBuild, Australia), Australia | Reinforcing_steel | Reinforcing_steel | 2016-11-08 | 2025-09-21 | Australia | S-P-00858 | Version 1.2 | EPD Australasia | https://epd-australasia.com/wp-content/uploads/2018/04/SP-00857_Reinforcing-Bar-and-Mesh-EPD-InfraBuild-Reinforcing_2022.pdf | tonne | 7850 |  |  | 1000 | 1670 | 0 | 0 | 0 | 0 | 1670 | 0 | 1.67 | 0 | 0 | 0 | 0 | 1.67 | 0 | Version 1.0 | Expired
Steel | Reinforcing steel | Not used | Steel, Reinforcing mesh, Steel, Reinforcing carpets (BAMTEC®) (InfraBuild, Australia), Australia | Reinforcing_steel | Reinforcing_steel | 2016-11-08 | 2025-09-21 | Australia | S-P-00859 | Version 1.2 | EPD Australasia | https://epd-australasia.com/wp-content/uploads/2018/04/SP-00857_Reinforcing-Bar-and-Mesh-EPD-InfraBuild-Reinforcing_2022.pdf | tonne | 7850 |  |  | 1000 | 1670 | 0 | 0 | 0 | 0 | 1670 | 0 | 1.67 | 0 | 0 | 0 | 0 | 1.67 | 0 | Version 1.0 | Expired
Steel | Reinforcing steel | Not used | Steel, Reinforcing mesh, Steel, Reinforcing Mesh - SL53 to SL81, RL718 to RL1218 (mm) (InfraBuild, Australia), Australia | Reinforcing_steel | Reinforcing_steel | 2016-11-08 | 2025-09-21 | Australia | S-P-00860 | Version 1.2 | EPD Australasia | https://epd-australasia.com/wp-content/uploads/2018/04/SP-00857_Reinforcing-Bar-and-Mesh-EPD-InfraBuild-Reinforcing_2022.pdf | tonne | 7850 |  |  | 1000 | 2060 | 0 | 0 | 0 | 0 | 2060 | 0 | 2.06 | 0 | 0 | 0 | 0 | 2.06 | 0 | Version 1.0 | Expired
Steel | Reinforcing steel | Steel, Reinforcing | Steel, Reinforcing Prefabricated cages , Steel, Prefabricated cages, (Ausreo), Australia | Reinforcing_steel | Reinforcing_steel | 2023-06-26 | 2028-06-25 | Australia | S-P-08459 | Version 1 | EPD Australasia | https://epd-australasia.com/wp-content/uploads/2023/06/SP08459-AUSREO-EPD-Reinforcing-Bar-Prefabricated-Steel-Reinforcement-Cages-260623.pdf | tonne | 7850 |  |  | 1000 | 1660 | 0 | 0 | 0 | 0 | 1660 | 0 | 1.66 | 0 | 0 | 0 | 0 | 1.66 | 0 | Version 1.0
Steel | Reinforcing steel | Steel, Reinforcing | Steel, Reinforcing bar, Steel, Bars, (Ausreo), Australia | Reinforcing_steel | Reinforcing_steel | 2023-06-26 | 2028-06-25 | Australia | S-P-08459 | Version 1 | EPD Australasia | https://epd-australasia.com/wp-content/uploads/2023/06/SP08459-AUSREO-EPD-Reinforcing-Bar-Prefabricated-Steel-Reinforcement-Cages-260623.pdf | tonne | 7850 |  |  | 1000 | 1660 | 0 | 0 | 0 | 0 | 1660 | 0 | 1.66 | 0 | 0 | 0 | 0 | 1.66 | 0 | Version 1.0
Steel | Reinforcing steel | Steel, Reinforcing | Steel, reinforcing, Steel reinforcing bar/coil (NatSteel) (Global) | Reinforcing_steel | Reinforcing_steel | 2021-10-05 | 2026-10-24 | Global | Bre-000379 |  | Bre | https://www.greenbooklive.com/filelibrary/EN_15804/EPD/BREGENEPD000379.pdf | tonne | 7850 |  |  |  | 490 | 0 | 0 | 0 | 0 | 490 | 0 | 0.49 | 0 | 0 | 0 | 0 | 0.49 | 0 | Version 1.0
Steel | Reinforcing steel | Steel, Reinforcing | Steel, Reinforcing, Carbon steel reinforcing bar (sector average) - maximum (Carbon steel reinforcing bar) (Global) | Reinforcing_steel | Reinforcing_steel | 2023-09-29 | 2026-09-28 | Global | Bre-000125 |  | Bre | https://www.greenbooklive.com/filelibrary/EN_15804/EPD/BREGENEPD000125.pdf | tonne | 7850 |  |  |  | 951 | 0 | 0 | 0 | 0 | 951 | 0 | 0.951 | 0 | 0 | 0 | 0 | 0.951 | 0 | Version 1.0
Steel | Reinforcing steel | Steel, Reinforcing | Steel, Reinforcing, Carbon steel reinforcing bar (sector average) - minimum (Carbon steel reinforcing bar) (Global) | Reinforcing_steel | Reinforcing_steel | 2023-09-29 | 2026-09-28 | Global | Bre-000125 |  | Bre | https://www.greenbooklive.com/filelibrary/EN_15804/EPD/BREGENEPD000125.pdf | tonne | 7850 |  |  |  | 309 | 0 | 0 | 0 | 0 | 309 | 0 | 0.309 | 0 | 0 | 0 | 0 | 0.309 | 0 | Version 1.0
Steel | Reinforcing steel | Steel, Reinforcing | Steel, Reinforcing wire, Prestressed Concrete Steel Wire Strand (Siam Industrial Wire Co. Ltd) (Global) | Reinforcing_steel | Reinforcing_steel | 2022-03-16 | 2027-03-16 | Global | S-P-05640 |  | EPD (International) | https://api.environdec.com/api/v1/EPDLibrary/Files/a3e7ac80-e486-43af-4892-08db1f315c5e/Data | tonne | 7850 |  |  |  | 2190 | 2210 | -16 | 0.479 | 0 | 2210.479 | 0 | 2.19 | 2.21 | -0.016 | 0.000479 | 0 | 2.2105 | 0 | Version 1.0
Steel | Reinforcing steel | Steel, Reinforcing | Steel, Reinforcing, Average reinforcement steel bars (Jindal) (India, Global) | Reinforcing_steel | Reinforcing_steel | 2023-10-02 | 2028-10-01 | India, Global | S-P-09805 |  | EPD (International) | Data (environdec.com) | tonne |  |  |  |  | 3450 | 3480 | -29.4 | 0.389 | 0 | 3480.389 | 0 | 3.45 | 3.48 | -0.0294 | 0.000389 | 0 | 3.4804 | 0 | Version 1.0
Steel | Reinforcing steel | Steel, Reinforcing | Steel, Reinforcing, Steel Rebar (Raajratna) (India, Global) | Reinforcing_steel | Reinforcing_steel | 2023-07-08 | 2028-07-07 | India, Global | S-P-09225 |  | EPD (International) | https://api.environdec.com/api/v1/EPDLibrary/Files/da89e40d-b6a1-4fd3-9abd-08db7e35bd3c/Data | tonne |  |  |  |  | 2762.88 | 2784.1 | -24.02 | 2.27 | 0 | 2786.37 | 0 | 2.7629 | 2.7841 | -0.02402 | 0.00227 | 0 | 2.7864 | 0 | Version 1.0
Steel | Reinforcing steel | Steel, Reinforcing | Steel, Reinforcing strand, PC Strand (Galcore) (Global) | Reinforcing_steel | Reinforcing_steel | 2023-11-22 | 2028-11-22 | Global | S-P-11535 |  | EPD (International) | https://api.environdec.com/api/v1/EPDLibrary/Files/34263db7-19ae-4bf1-561c-08dbdfa90a02/Data | tonne | 7850 |  |  |  | 1840 | 1840 | 4.78 | 2.6 | 0 | 1847.38 | 0 | 1.84 | 1.84 | 0.00478 | 0.0026 | 0 | 1.8474 | 0 | Version 1.0
Steel | Reinforcing steel | Steel, Reinforcing | Steel, Reinforcing strand, Multi-strand post-tensioning system anchorage Type GC (VSL International Ltd.) (Global) | Reinforcing_steel | Reinforcing_steel | 2023-11-30 | 2028-11-30 | Global | S-P-11599 |  | EPD (International) | https://api.environdec.com/api/v1/EPDLibrary/Files/95f88ffa-808a-4b86-dd8d-08dbf085b35e/Data | tonne | 7850 |  |  |  | 2240 | 2230 | 8.77 | 1.33 | 0 | 2240.1 | 0 | 2.24 | 2.23 | 0.00877 | 0.00133 | 0 | 2.2401 | 0 | Version 1.0
Steel | Reinforcing steel | Steel, Reinforcing | Steel, Reinforcing, Reinforcing steel in bars and coils (Sidenor) (Greece, Global) | Reinforcing_steel | Reinforcing_steel | 2023-06-22 | 2028-06-21 | Greece, Global | S-P-09422 |  | EPD (International) | https://api.environdec.com/api/v1/EPDLibrary/Files/9e61bba0-ad55-426b-8d68-08db7203e99c/Data | tonne |  |  |  |  | 659 | 656 | 1.96 | 0.818 | 0 | 658.778 | 0 | 0.659 | 0.656 | 0.00196 | 0.000818 | 0 | 0.65878 | 0 | Version 1.0
Steel | Reinforcing steel | Steel, Reinforcing | Steel, reinforcing, Steel reinforcement products for concrete (Denmark) (Celsa Steel Service A/S) (Global) | Reinforcing_steel | Reinforcing_steel | 2021-09-22 | 2029-09-29 | Global | S-P-00308 |  | EPD (International) | https://api.environdec.com/api/v1/EPDLibrary/Files/b8f8bd47-8c39-480b-3a09-08d98fadb225/Data | tonne |  |  |  |  | 445 | 425 | 19.9 | 0.163 | 0 | 445.063 | 0 | 0.445 | 0.425 | 0.0199 | 0.000163 | 0 | 0.44506 | 0 | Version 2025.1
Steel | Reinforcing steel | Steel, Reinforcing | Steel, reinforcing, Carbon steel reinforcing bar (secondary production route - scrap) (Conares Steel) (Global) | Reinforcing_steel | Reinforcing_steel | 2021-02-23 | 2024-02-22 | Global | BREG EN EPD No.: 000180; ECO EPD Ref. No. 000612 | Issue 03 | BRE | https://www.greenbooklive.com/pdfdocs/en15804epd/BREGENEPD000180.pdf | tonne |  |  |  |  | 964 | 0 | 0 | 0 | 0 | 964 | 0 | 0.964 | 0 | 0 | 0 | 0 | 0.964 | 0 | Version 2025.1 | Expired
Steel | Reinforcing steel | Steel, Reinforcing | Steel, reinforcing, Carbon steel reinforcing bar (secondary production route - scrap) (Kaptan Group) (Global) | Reinforcing_steel | Reinforcing_steel | 2023-09-06 | 2026-05-15 | Global | BREG EN EPD No.: 000276 | Issue 05 | BRE | https://www.greenbooklive.com/pdfdocs/en15804epd/BREGENEPD000276.pdf | tonne |  |  |  |  | 740 | 738 | 0.624 | 0.275 | 0 | 738.899 | 0 | 0.74 | 0.738 | 0.000624 | 0.000275 | 0 | 0.7389 | 0 | Version 2025.1 | Expired
Steel | Reinforcing steel | Steel, Reinforcing | Steel, reinforcing, HOT ROLLED STEEL REINFORCING STEEL IN BARS AND COILS (Pittini Group) (Global) | Reinforcing_steel | Reinforcing_steel | 2021-12-21 | 2025-12-21 | Global | EPDITALY0090 |  | EPD Italy | https://www.epditaly.it/en/epd-search/?wpv_aux_current_post_id=100003219&wpv_aux_parent_post_id=100003219&wpv_view_count=100003216&wpv-tipologia-epd=steel-products | tonne |  |  |  |  | 689.5 | 680.7 | 8.5339 | 0.2282 | 0 | 689.4621 | 0 | 0.6895 | 0.6807 | 0.0085339 | 0.0002282 | 0 | 0.68946 | 0 | Version 2025.1 | Expired
Steel | Reinforcing steel | Steel, Reinforcing | Steel, reinforcing, Reinforcing steel in Bars (Rebars) (ArcelorMittal Europe) (Global) | Reinforcing_steel | Reinforcing_steel | 2022-04-13 | 2027-12-04 | Global | EPD-ARM-20210338-CBB1-EN |  | IBU | https://constructalia.arcelormittal.com/files/Reinforcing%20steel%20-%20standard%20rebars%20-%20ArcelorMittal%20Europe%20Long%20Products--83f444c1ed444acc27f71d4c1d4e4b3e.pdf | tonne |  |  |  |  | 818 | 0 | 0 | 0 | 0 | 818 | 0 | 0.818 | 0 | 0 | 0 | 0 | 0.818 | 0 | Version 2025.1
Steel | Reinforcing steel | Steel, Reinforcing | Steel, reinforcing, Dramix® Steel fibres for Concrete Reinforcement Bekaert (Bekaert) (Global) | Reinforcing_steel | Reinforcing_steel | 2021-01-06 | 2026-01-06 | Global | No. 215/2021 |  | ITB | https://www.bekaert.com/content/dam/corporate/en/product-catalog/pdfs/downloads/Dramix-Petrovice-EPD.pdf | tonne |  |  |  |  | 690 | 707 | -18.3 | 0.919 | 0 | 707.919 | 0 | 0.69 | 0.707 | -0.0183 | 0.000919 | 0 | 0.70792 | 0 | Version 2025.1 | Expired
Steel | Reinforcing steel | Steel, Reinforcing | Steel, reinforcing, Dramix® Steel fibers for Concrete Reinforcement Karawang (Karawang) (Global) | Reinforcing_steel | Reinforcing_steel | 2022-01-04 | 2027-01-04 | Global | No. 311/2022 |  | ITB | https://bosfa.com/wp-content/uploads/2022/08/EPD_Dramix_Karawang.pdf | tonne |  |  |  |  | 1489.3 | 0 | 0 | 0 | 0 | 1489.3 | 0 | 1.4893 | 0 | 0 | 0 | 0 | 1.4893 | 0 | Version 2025.1
Steel | Reinforcing steel | Steel, Reinforcing | Steel, reinforcing, 1 tonne steel reinforcing bar/coil (NatSteel Holdings Pty Ltd) (Global) | Reinforcing_steel | Reinforcing_steel | 2022-05-08 | 2026-10-24 | Global | BREG EN EPD No.: 000379 | Issue 02 | BRE | https://www.greenbooklive.com/filelibrary/EN_15804/EPD/BREGENEPD000379.pdf | tonne |  |  |  |  | 490 | 0 | 0 | 0 | 0 | 490 | 0 | 0.49 | 0 | 0 | 0 | 0 | 0.49 | 0 | Version 2025.1
Steel | Reinforcing steel | Steel, Reinforcing | Steel, reinforcing, High tensile prestressing steel wire and strand for the prestressing of concrete (Primary production route - Iron ore) (Silvery Dragon Prestressed Materials Co., Ltd) (Global) | Reinforcing_steel | Reinforcing_steel | 2024-07-05 | 2027-06-05 | Global | BREG EN EPD No.: 000582 | 1 | BRE | https://carescertification.com/files/approvals/2451/sustainability/BREG%20EN%20EPD%20No.%20000582.pdf | tonne |  |  |  |  | 2490 | 2490 | 1.21 | 0.936 | 0 | 2492.146 | 0 | 2.49 | 2.49 | 0.00121 | 0.000936 | 0 | 2.4921 | 0 | Version 2025.1
Steel | Reinforcing steel | Steel, Reinforcing | Steel, reinforcing, Carbon Steel Reinforcing Bar (secondary production route - scrap) (TATA Steel Manufacturing (Thailand)) (Global) | Reinforcing_steel | Reinforcing_steel | 2024-06-13 | 2027-12-06 | Global | BREG EN EPD No.: 000603 | 1 | BRE | https://carescertification.com/files/approvals/2484/sustainability/BREG%20EN%20EPD%20No.%20000603.pdf | tonne |  |  |  |  | 950 | 947 | 1.07 | 2.06 | 0 | 950.13 | 0 | 0.95 | 0.947 | 0.00107 | 0.00206 | 0 | 0.95013 | 0 | Version 2025.1
Steel | Reinforcing steel | Steel, Reinforcing | Steel, reinforcing, Rebar (Wei Chih Steel) (Global, Taiwan) | Reinforcing_steel | Reinforcing_steel | 2024-01-04 | 2029-01-04 | Global, Taiwan | 4790852701.102.1 | Not applicable | UL Environment | https://spot.ul.com/main-app/products/detail/660bad4bca180494b02e8c57?page_type=Products%20Catalog | tonne |  |  |  |  | 960 | 0 | 0 | 0 | 0 | 960 | 0 | 0.96 | 0 | 0 | 0 | 0 | 0.96 | 0 | Version 2025.1
Steel | Reinforcing steel | Steel, Reinforcing | Steel, reinforcing, Steel Bars and Coil for Concrete Reinforced (Tung Ho Steel Enterprise Group) (Global) | Reinforcing_steel | Reinforcing_steel | 2022-01-21 | 2027-01-21 | Global | 4789960100.101.1 | Not applicable | UL Environment | https://spot.ul.com/main-app/products/detail/61ef67d21e59b99ccb7065e3?page_type=Products%20Catalog | tonne |  |  |  |  | 1190 | 1180 | 2.65 | 0.815 | 0 | 1183.465 | 0 | 1.19 | 1.18 | 0.00265 | 0.000815 | 0 | 1.1835 | 0 | Version 2025.1
Steel | Reinforcing steel | Steel, Reinforcing | Steel, reinforcing, Carbon steel reinforcing bar (secondary production route - scrap) (SN Seixal - Siderurgica Nacional S.A) (Global) | Reinforcing_steel | Reinforcing_steel | 2023-09-06 | 2026-08-05 | Global | BREG EN EPD No: 000141 | Issue 08 | BRE | https://carescertification.com/files/approvals/2273/sustainability/BREG%20EN%20EPD%20No.%20000141.pdf | tonne |  |  |  |  | 401 | 402 | -0.424 | 0.196 | 0 | 402.196 | 0 | 0.401 | 0.402 | -0.000424 | 0.000196 | 0 | 0.4022 | 0 | Version 2025.1
Steel | Reinforcing steel | Steel, Reinforcing | Steel, reinforcing, Carbon steel reinforcing bar (secondary production route - scrap) (Kroman Celik Sanayii A.S) (Global) | Reinforcing_steel | Reinforcing_steel | 2023-04-21 | 2026-04-20 | Global | BREG EN EPD No: 000136 | Issue 06 | BRE | https://carescertification.com/files/approvals/2269/sustainability/BREG%20EN%20EPD%20No.%20000136.pdf | tonne |  |  |  |  | 825 | 825 | -0.092 | 0.334 | 0 | 825.334 | 0 | 0.825 | 0.825 | -9.2e-05 | 0.000334 | 0 | 0.82533 | 0 | Version 2025.1 | Expired
Steel | Reinforcing steel | Steel, Reinforcing | Steel, reinforcing, Carbon steel reinforcing bar (secondary production route - scrap) (Diler Demir Celik Endustri ve Ticaret A.S) (Global) | Reinforcing_steel | Reinforcing_steel | 2023-09-06 | 2026-08-05 | Global | BREG EN EPD No: 000129 | Issue 07 | BRE | https://carescertification.com/files/approvals/2259/sustainability/BREG%20EN%20EPD%20No.%20000129.pdf | tonne |  |  |  |  | 951 | 950 | 0.911 | 0.321 | 0 | 951.232 | 0 | 0.951 | 0.95 | 0.000911 | 0.000321 | 0 | 0.95123 | 0 | Version 2025.1
Steel | Reinforcing steel | Steel, Reinforcing | Steel, reinforcing, Carbon steel reinforcing bar (ArcelorMittal Kryvyi Rih) (Global) | Reinforcing_steel | Reinforcing_steel | 2022-02-14 | 2025-02-13 | Global | BREG EN EPD No: 000198 | Issue 05 | BRE | https://carescertification.com/files/approvals/2280/sustainability/BREG%20EN%20EPD%20No.%20000198.pdf | tonne |  |  |  |  | 2540 | 2540 | -3.12 | 0.335 | 0 | 2540.335 | 0 | 2.54 | 2.54 | -0.00312 | 0.000335 | 0 | 2.5403 | 0 | Version 2025.1 | Expired
Steel | Reinforcing steel | Steel, Reinforcing | Steel, reinforcing, Carbon steel reinforcing bar (Direct Reduced Iron production route) (Qatar Steel Company (QPSC)) (Global) | Reinforcing_steel | Reinforcing_steel | 2023-04-21 | 2026-04-20 | Global | BREG EN EPD No: 000139 | Issue 04 | BRE | https://carescertification.com/files/approvals/2270/sustainability/BREG%20EN%20EPD%20No.%20000139.pdf | tonne |  |  |  |  | 2020 | 2020 | 2.143 | 0.912 | 0 | 2023.055 | 0 | 2.02 | 2.02 | 0.002143 | 0.000912 | 0 | 2.0231 | 0 | Version 2025.1 | Expired
Steel | Reinforcing steel | Steel, Reinforcing | Steel, reinforcing, Carbon steel reinforcing bar (secondary production route - scrap) (Ekinciler Demir ve Celik San. A.S) (Global) | Reinforcing_steel | Reinforcing_steel | 2023-09-06 | 2026-08-06 | Global | BREG EN EPD No: 000130 | Issue 08 | BRE | https://carescertification.com/files/approvals/2261/sustainability/BREG%20EN%20EPD%20No.%20000130.pdf | tonne |  |  |  |  | 800 | 799 | -0.335 | 0.261 | 0 | 799.261 | 0 | 0.8 | 0.799 | -0.000335 | 0.000261 | 0 | 0.79926 | 0 | Version 2025.1
Steel | Reinforcing steel | Steel, Reinforcing | Steel, reinforcing, Coil rebar (Dongkuk Steel) (Global) | Reinforcing_steel | Reinforcing_steel | 2024-12-01 | 2029-12-01 | Global | S-P-11679 |  | EPD South Korea | https://api.environdec.com/api/v1/EPDLibrary/Files/c37593dd-b8ed-438d-25b7-08dc176fe0d5/Data | tonne |  |  |  |  | 1340 | 1310 | 28.2 | 0.785 | 0 | 1338.985 | 0 | 1.34 | 1.31 | 0.0282 | 0.000785 | 0 | 1.339 | 0 | Version 2025.1
Steel | Reinforcing steel | Steel, Reinforcing | Steel, reinforcing, Carbon steel reinforcing bar (secondary production route - scrap) (ICDAS Celik Enerji Tersane ve Ulasim Sanayi A.S.) (Global) | Reinforcing_steel | Reinforcing_steel | 2023-09-06 | 2026-08-05 | Global | BREG EN EPD No: 000134 | Issue 06 | BRE | https://carescertification.com/files/approvals/2263/sustainability/BREG%20EN%20EPD%20No.%20000134.pdf | tonne |  |  |  |  | 850 | 850 | -0.097 | 0.298 | 0 | 850.298 | 0 | 0.85 | 0.85 | -9.7e-05 | 0.000298 | 0 | 0.8503 | 0 | Version 2025.1
Steel | Reinforcing steel | Steel, Reinforcing | Steel, reinforcing, Carbon steel reinforcing bar (Direct Reduced Iron production route) (Jindal Shadeed Iron and Steel LLC) (Global) | Reinforcing_steel | Reinforcing_steel | 2022-03-31 | 2025-03-30 | Global | BREG EN EPD No: 000230 | Issue 04 | BRE | https://carescertification.com/files/approvals/2284/sustainability/BREG%20EN%20EPD%20No.%20000230.pdf | tonne |  |  |  |  | 1640 | 0 | 0 | 0 | 0 | 1640 | 0 | 1.64 | 0 | 0 | 0 | 0 | 1.64 | 0 | Version 2025.1 | Expired
Steel | Reinforcing steel | Steel, Reinforcing | Steel, reinforcing, Carbon steel reinforcing bar (secondary production route - scrap) (Conares Metal Supply Ltd) (Global) | Reinforcing_steel | Reinforcing_steel | 2024-07-05 | 2027-06-05 | Global | BREG EN EPD No: 000583 | Issue 01 | BRE | https://carescertification.com/files/approvals/2278/sustainability/BREG%20EN%20EPD%20No.%20000583.pdf | tonne |  |  |  |  | 941 | 937 | 3.05 | 0.812 | 0 | 940.862 | 0 | 0.941 | 0.937 | 0.00305 | 0.000812 | 0 | 0.94086 | 0 | Version 2025.1
Steel | Reinforcing steel | Steel, Reinforcing | Steel, reinforcing, Carbon steel reinforcing bar (secondary production route - scrap) (HABAS A.S.) (Global) | Reinforcing_steel | Reinforcing_steel | 2023-09-06 | 2026-08-05 | Global | BREG EN EPD No: 000133 | Issue 06 | BRE | https://carescertification.com/files/approvals/2486/sustainability/BREG%20EN%20EPD%20No.%20000133.pdf | tonne |  |  |  |  | 941 | 939 | 0.758 | 0.374 | 0 | 940.132 | 0 | 0.941 | 0.939 | 0.000758 | 0.000374 | 0 | 0.94013 | 0 | Version 2025.1
Steel | Reinforcing steel | Steel, Reinforcing | Steel, reinforcing, TMT Rebar (100% Recycled Scrap) (Jindal Steel & Power) (Global) | Reinforcing_steel | Reinforcing_steel | 2024-12-17 | 2029-12-16 | Global | EPD-IES-0008168 | Not applicable | EPD International | https://api.environdec.com/api/v1/EPDLibrary/Files/48dadefe-468c-49e1-504a-08dd1e988e32/Data | tonne |  |  |  |  | 445 | 445 | 0 | 0.378 | 0 | 445 | 0 | 0.445 | 0.445 | 0 | 0.000378 | 0 | 0.445 | 0 | Version 2025.1
Steel | Reinforcing steel | Steel, Reinforcing | Steel, reinforcing, Carbon Steel reinforcing bars from the primary production route (Iron Ore/Blast Furnace) and the secondary production (Shiu Wing Steel Ltd) (Global) | Reinforcing_steel | Reinforcing_steel | 2024-11-04 | 2027-11-03 | Global | BREG EN EPD No: 000641 | Issue 01 | BRE | https://carescertification.com/files/approvals/2610/sustainability/BREG%20EN%20EPD%20No.%20000641.pdf | tonne |  |  |  |  | 2050 | 2050 | -0.505 | 0.708 | 0 | 2050.708 | 0 | 2.05 | 2.05 | -0.000505 | 0.000708 | 0 | 2.0507 | 0 | Version 2025.1
Steel | Reinforcing steel | Steel, Reinforcing | Reinforcing steel, Steel Reinforcing Bar (Stride Reinforcement Pty Ltd) (Australia) | Reinforcing_steel | Reinforcing_steel | 2024-01-01 | 2029-01-01 | Australia | EPD-IES-0014125:001 | Not applicable | EPD Australasia | https://epd-australasia.com/?s=0014125:001&post_type=epd | tonne |  |  |  |  | 1530.7248 | 1523.3796 | 2.354 | 1.3865 | 0 | 1527.1201 | 0 | 1.5307 | 1.5234 | 0.002354 | 0.0013865 | 0 | 1.5271 | 0 | Version 2025.1
Steel | Reinforcing steel | Steel, Reinforcing | Reinforcing steel, Steel deformed Reinforcing Bar (Reozone) (Australia) | Reinforcing_steel | Reinforcing_steel | 2024-06-05 | 2029-06-05 | Australia | EPD-IES-0010950:002 | Not applicable | EPD Australasia | https://epd-australasia.com/wp-content/uploads/2024/06/EPD-IES-0010950-002-Reozone_Deformed-Reinforcing-Bar_Oct24.pdf | tonne |  |  |  |  | 1110 | 0 | 0 | 0 | 0 | 1110 | 0 | 1.11 | 0 | 0 | 0 | 0 | 1.11 | 0 | Version 2025.1
Masonry | Stone | Stone brick | Stone, Natural stone products of granite and limestone (flamed or bush hammered granite slab) (Naturestens) (Global) | Pavers_Stone | Pavers_Stone | 2021-09-27 | 2026-09-27 | Global | S-P-04621 |  | EPD (International) | https://api.environdec.com/api/v1/EPDLibrary/Files/9ccc4db8-b66e-4e93-1965-08d972a96257/Data | tonne | 2700 |  |  |  | 92 | 85.8 | 5.4 | 0.821 | 0 | 92.021 | 0 | 0.092 | 0.0858 | 0.0054 | 0.000821 | 0 | 0.092021 | 0 | Version 1.0
Masonry | Stone | Stone brick | Stone, Natural stone products of granite and limestone (split surface granite walls) (Naturestens) (Global) | Pavers_Stone | Pavers_Stone | 2021-09-27 | 2026-09-27 | Global | S-P-04621 |  | EPD (International) | https://api.environdec.com/api/v1/EPDLibrary/Files/9ccc4db8-b66e-4e93-1965-08d972a96257/Data | tonne | 2700 |  |  |  | 77.2 | 73.3 | 3.59 | 0.319 | 0 | 77.209 | 0 | 0.0772 | 0.0733 | 0.00359 | 0.000319 | 0 | 0.077209 | 0 | Version 1.0
Masonry | Stone | Stone brick | Stone, Natural stone 10 mm (Silkarstone) (Global) | Pavers_Stone | Pavers_Stone | 2020-12-18 | 2025-11-17 | Global | S-P-01976 |  | EPD (International) | https://api.environdec.com/api/v1/EPDLibrary/Files/a87c6d3c-227f-4f93-acc8-08d9952442c5/Data | tonne | 2700 | 27 |  |  | 451.8519 | 0 | 0 | 0 | 0 | 451.8519 | 0 | 0.45185 | 0 | 0 | 0 | 0 | 0.45185 | 0 | Version 1.0 | Expired
Masonry | Stone | Stone brick | Stone, Natural stone 20 mm (Silkarstone) (Global) | Pavers_Stone | Pavers_Stone | 2020-12-18 | 2025-11-17 | Global | S-P-01976 |  | EPD (International) | https://api.environdec.com/api/v1/EPDLibrary/Files/a87c6d3c-227f-4f93-acc8-08d9952442c5/Data | tonne | 2700 | 54 |  |  | 416.6667 | 0 | 0 | 0 | 0 | 416.6667 | 0 | 0.41667 | 0 | 0 | 0 | 0 | 0.41667 | 0 | Version 1.0 | Expired
Masonry | Stone | Stone brick | Stone, Natural stone 30 mm (Silkarstone) (Global) | Pavers_Stone | Pavers_Stone | 2020-12-18 | 2025-11-17 | Global | S-P-01976 |  | EPD (International) | https://api.environdec.com/api/v1/EPDLibrary/Files/a87c6d3c-227f-4f93-acc8-08d9952442c5/Data | tonne | 2700 | 81 |  |  | 403.7037 | 0 | 0 | 0 | 0 | 403.7037 | 0 | 0.4037 | 0 | 0 | 0 | 0 | 0.4037 | 0 | Version 1.0 | Expired
Masonry | Stone | Stone brick | Stone, Natural stone 40 mm (Silkarstone) (Global) | Pavers_Stone | Pavers_Stone | 2020-12-18 | 2025-11-17 | Global | S-P-01976 |  | EPD (International) | https://api.environdec.com/api/v1/EPDLibrary/Files/a87c6d3c-227f-4f93-acc8-08d9952442c5/Data | tonne | 2700 | 108 |  |  | 399.0741 | 0 | 0 | 0 | 0 | 399.0741 | 0 | 0.39907 | 0 | 0 | 0 | 0 | 0.39907 | 0 | Version 1.0 | Expired
Masonry | Stone | Stone brick | Stone, Natural stone 50 mm (Silkarstone) (Global) | Pavers_Stone | Pavers_Stone | 2020-12-18 | 2025-11-17 | Global | S-P-01976 |  | EPD (International) | https://api.environdec.com/api/v1/EPDLibrary/Files/a87c6d3c-227f-4f93-acc8-08d9952442c5/Data | tonne | 2700 | 135 |  |  | 396.2963 | 0 | 0 | 0 | 0 | 396.2963 | 0 | 0.3963 | 0 | 0 | 0 | 0 | 0.3963 | 0 | Version 1.0 | Expired
Masonry | Stone | Stone brick | Stone, Natural stone products of granite and limestone (pacing stone granite) (Naturestens) (Global) | Pavers_Stone | Pavers_Stone | 2021-09-27 | 2026-09-27 | Global | S-P-04621 |  | EPD (International) | https://api.environdec.com/api/v1/EPDLibrary/Files/9ccc4db8-b66e-4e93-1965-08d972a96257/Data | tonne | 2700 |  |  |  | 75.8 | 70.5 | 4.97 | 0.257 | 0 | 75.727 | 0 | 0.0758 | 0.0705 | 0.00497 | 0.000257 | 0 | 0.075727 | 0 | Version 1.0
Masonry | Stone | Stone brick | Stone, Natural stone products of granite and limestone (flamed or planed limestone slab) (Naturestens) (Global) | Pavers_Stone | Pavers_Stone | 2021-09-27 | 2026-09-27 | Global | S-P-04621 |  | EPD (International) | https://api.environdec.com/api/v1/EPDLibrary/Files/9ccc4db8-b66e-4e93-1965-08d972a96257/Data | tonne | 2700 |  |  |  | 120 | 110 | 8.14 | 1.54 | 0 | 119.68 | 0 | 0.12 | 0.11 | 0.00814 | 0.00154 | 0 | 0.11968 | 0 | Version 1.0
Masonry | Stone | Stone brick | Stone, Natural stone products of granite and limestone (limestone floor tile) (Naturestens) (Global) | Pavers_Stone | Pavers_Stone | 2021-09-27 | 2026-09-27 | Global | S-P-04621 |  | EPD (International) | https://api.environdec.com/api/v1/EPDLibrary/Files/9ccc4db8-b66e-4e93-1965-08d972a96257/Data | tonne | 2700 |  |  |  | 130 | 119 | 8.83 | 1.65 | 0 | 129.48 | 0 | 0.13 | 0.119 | 0.00883 | 0.00165 | 0 | 0.12948 | 0 | Version 1.0
Masonry | Stone | Stone brick | Stone, Quarries Sandstone Products (Gosford) (Australia) | Pavers_Stone | Pavers_Stone | 2024-12-12 | 2029-12-12 | Australia | EPD-IES-0017801:001 | Not applicable | EPD Australasia | https://epd-australasia.com/wp-content/uploads/2024/12/EPD-IES-0017801-001_Gosford_Sawn-Paving_2024-12-12.pdf | tonne |  |  |  |  | 64.5 | 67.1 | -2.6 | 0.00444 | 0 | 67.1044 | 0 | 0.0645 | 0.0671 | -0.0026 | 4.44e-06 | 0 | 0.067104 | 0 | Version 2025.1
Steel | Structural framing steel (cold rolled - lightweight) | Structural steel (cold rolled) | Steel, Structural purlins and grits (cold - rolled), GALVASPAN® steel in 3.00mm base metal thickness (BMT), incl. rollforming (Bluescope) | Structural_steel_cold | Structural_steel_cold | 2023-07-28 | 2028-07-28 | Australia | S-P-09341 | Version 1 | EPD Australasia | https://epd-australasia.com/wp-content/uploads/2023/08/SP09341-Bluescope-EPD-GALVASPAN_Jul23.pdf | tonne |  | 23.92 |  |  | 2846.367 | 2846.99 | -0.623 | 0 | 0 | 2846.99 | 0 | 2.8464 | 2.847 | -0.000623 | 0 | 0 | 2.847 | 0 | Version 1.0
Steel | Structural framing steel (cold rolled - lightweight) | Structural steel (cold rolled) | Steel, Structural purlins and grits (cold - rolled), GALVASPAN® steel in 2.40mm base metal thickness (BMT), incl. rollforming (Bluescope) | Structural_steel_cold | Structural_steel_cold | 2023-07-28 | 2028-07-28 | Australia | S-P-09341 | Version 1 | EPD Australasia | https://epd-australasia.com/wp-content/uploads/2023/08/SP09341-Bluescope-EPD-GALVASPAN_Jul23.pdf | tonne |  | 19.21 |  |  | 2872.9984 | 2873.5034 | -0.505 | 0 | 0 | 2873.5034 | 0 | 2.873 | 2.8735 | -0.000505 | 0 | 0 | 2.8735 | 0 | Version 1.0
Steel | Structural framing steel (cold rolled - lightweight) | Structural steel (cold rolled) | Steel, Structural purlins and grits (cold - rolled), GALVASPAN® steel in 1.90mm base metal thickness (BMT), incl. rollforming (Bluescope) | Structural_steel_cold | Structural_steel_cold | 2023-07-28 | 2028-07-28 | Australia | S-P-09341 | Version 1 | EPD Australasia | https://epd-australasia.com/wp-content/uploads/2023/08/SP09341-Bluescope-EPD-GALVASPAN_Jul23.pdf | tonne |  | 15.29 |  |  | 2909.992 | 2910.399 | -0.407 | 0 | 0 | 2910.399 | 0 | 2.91 | 2.9104 | -0.000407 | 0 | 0 | 2.9104 | 0 | Version 1.0
Steel | Structural framing steel (cold rolled - lightweight) | Structural steel (cold rolled) | Steel, Structural framing (cold - rolled), TRUECORE® steel in 1.60mm base material thickness (BMT), incl. rollforming (Bluescope) | Structural_steel_cold | Structural_steel_cold | 2023-05-25 | 2028-05-25 | Australia | S-P-08455 | Version 1 | EPD Australasia | https://epd-australasia.com/wp-content/uploads/2023/06/SP08455-Bluescope-EPD_Truecore_May23.pdf | tonne |  | 12.72 |  |  | 2908.48 | 2908.805 | -0.325 | 0 | 0 | 2908.805 | 0 | 2.9085 | 2.9088 | -0.000325 | 0 | 0 | 2.9088 | 0 | Version 1.0
Steel | Structural framing steel (cold rolled - lightweight) | Structural steel (cold rolled) | Steel, Structural purlins and grits (cold - rolled), GALVASPAN® steel in 1.50mm base metal thickness (BMT), incl. rollforming (Bluescope) | Structural_steel_cold | Structural_steel_cold | 2023-07-28 | 2028-07-28 | Australia | S-P-09341 | Version 1 | EPD Australasia | https://epd-australasia.com/wp-content/uploads/2023/08/SP09341-Bluescope-EPD-GALVASPAN_Jul23.pdf | tonne |  | 12.15 |  |  | 2954.4045 | 2954.7325 | -0.328 | 0 | 0 | 2954.7325 | 0 | 2.9544 | 2.9547 | -0.000328 | 0 | 0 | 2.9547 | 0 | Version 1.0
Steel | Structural framing steel (cold rolled - lightweight) | Structural steel (cold rolled) | Steel, Structural framing (cold - rolled), TRUECORE® steel in 1.50mm base material thickness (BMT), incl. rollforming (Bluescope) | Structural_steel_cold | Structural_steel_cold | 2023-05-25 | 2028-05-25 | Australia | S-P-08455 | Version 1 | EPD Australasia | https://epd-australasia.com/wp-content/uploads/2023/06/SP08455-Bluescope-EPD_Truecore_May23.pdf | tonne |  | 11.93 |  |  | 2916.7109 | 2917.0159 | -0.305 | 0 | 0 | 2917.0159 | 0 | 2.9167 | 2.917 | -0.000305 | 0 | 0 | 2.917 | 0 | Version 1.0
Steel | Structural framing steel (cold rolled - lightweight) | Structural steel (cold rolled) | Steel, Structural purlins and grits (cold - rolled), GALVASPAN® steel in 1.20mm base metal thickness (BMT), incl. rollforming (Bluescope) | Structural_steel_cold | Structural_steel_cold | 2023-07-28 | 2028-07-28 | Australia | S-P-09341 | Version 1 | EPD Australasia | https://epd-australasia.com/wp-content/uploads/2023/08/SP09341-Bluescope-EPD-GALVASPAN_Jul23.pdf | tonne |  | 9.79 |  |  | 3013.0099 | 3013.2789 | -0.269 | 0 | 0 | 3013.2789 | 0 | 3.013 | 3.0133 | -0.000269 | 0 | 0 | 3.0133 | 0 | Version 1.0
Steel | Structural framing steel (cold rolled - lightweight) | Structural steel (cold rolled) | Steel, Structural framing (cold - rolled), TRUECORE® steel in 1.20mm base material thickness (BMT), incl. rollforming (Bluescope) | Structural_steel_cold | Structural_steel_cold | 2023-05-25 | 2028-05-25 | Australia | S-P-08455 | Version 1 | EPD Australasia | https://epd-australasia.com/wp-content/uploads/2023/06/SP08455-Bluescope-EPD_Truecore_May23.pdf | tonne |  | 9.58 |  |  | 2964.2634 | 2964.5094 | -0.246 | 0 | 0 | 2964.5094 | 0 | 2.9643 | 2.9645 | -0.000246 | 0 | 0 | 2.9645 | 0 | Version 1.0
Steel | Structural framing steel (cold rolled - lightweight) | Structural steel (cold rolled) | Steel, Structural framing (cold - rolled), TRUECORE® steel in 1.15mm base material thickness (BMT), incl. rollforming (Bluescope) | Structural_steel_cold | Structural_steel_cold | 2023-05-25 | 2028-05-25 | Australia | S-P-08455 | Version 1 | EPD Australasia | https://epd-australasia.com/wp-content/uploads/2023/06/SP08455-Bluescope-EPD_Truecore_May23.pdf | tonne |  | 9.18 |  |  | 2973.6202 | 2973.8562 | -0.236 | 0 | 0 | 2973.8562 | 0 | 2.9736 | 2.9739 | -0.000236 | 0 | 0 | 2.9739 | 0 | Version 1.0
Steel | Structural framing steel (cold rolled - lightweight) | Structural steel (cold rolled) | Steel, Structural purlins and grits (cold - rolled), GALVASPAN® steel in 1.00mm base metal thickness (BMT), incl. rollforming (Bluescope) | Structural_steel_cold | Structural_steel_cold | 2023-07-28 | 2028-07-28 | Australia | S-P-09341 | Version 1 | EPD Australasia | https://epd-australasia.com/wp-content/uploads/2023/08/SP09341-Bluescope-EPD-GALVASPAN_Jul23.pdf | tonne |  | 8.22 |  |  | 3065.4634 | 3065.6934 | -0.23 | 0 | 0 | 3065.6934 | 0 | 3.0655 | 3.0657 | -0.00023 | 0 | 0 | 3.0657 | 0 | Version 1.0
Steel | Structural framing steel (cold rolled - lightweight) | Structural steel (cold rolled) | Steel, Structural framing (cold - rolled), TRUECORE® steel in 1.00mm base material thickness (BMT), incl. rollforming (Bluescope) | Structural_steel_cold | Structural_steel_cold | 2023-05-25 | 2028-05-25 | Australia | S-P-08455 | Version 1 | EPD Australasia | https://epd-australasia.com/wp-content/uploads/2023/06/SP08455-Bluescope-EPD_Truecore_May23.pdf | tonne |  | 8.01 |  |  | 3008.5321 | 3008.7391 | -0.207 | 0 | 0 | 3008.7391 | 0 | 3.0085 | 3.0087 | -0.000207 | 0 | 0 | 3.0087 | 0 | Version 1.0
Steel | Structural framing steel (cold rolled - lightweight) | Structural steel (cold rolled) | Steel, Structural framing (cold - rolled), TRUECORE® steel in 0.95mm base material thickness (BMT), incl. rollforming (Bluescope) | Structural_steel_cold | Structural_steel_cold | 2023-05-25 | 2028-05-25 | Australia | S-P-08455 | Version 1 | EPD Australasia | https://epd-australasia.com/wp-content/uploads/2023/06/SP08455-Bluescope-EPD_Truecore_May23.pdf | tonne |  | 7.61 |  |  | 3022.142 | 3022.339 | -0.197 | 0 | 0 | 3022.339 | 0 | 3.0221 | 3.0223 | -0.000197 | 0 | 0 | 3.0223 | 0 | Version 1.0
Steel | Structural framing steel (cold rolled - lightweight) | Structural steel (cold rolled) | Steel, Structural framing (cold - rolled), TRUECORE® steel in 0.75mm base material thickness (BMT), incl. rollforming (Bluescope) | Structural_steel_cold | Structural_steel_cold | 2023-05-25 | 2028-05-25 | Australia | S-P-08455 | Version 1 | EPD Australasia | https://epd-australasia.com/wp-content/uploads/2023/06/SP08455-Bluescope-EPD_Truecore_May23.pdf | tonne |  | 6.04 |  |  | 3095.8685 | 3096.0265 | -0.158 | 0 | 0 | 3096.0265 | 0 | 3.0959 | 3.096 | -0.000158 | 0 | 0 | 3.096 | 0 | Version 1.0
Steel | Structural framing steel (cold rolled - lightweight) | Structural steel (cold rolled) | Steel, Structural framing (cold - rolled), TRUECORE® steel in 0.60mm base material thickness (BMT), incl. rollforming (Bluescope) | Structural_steel_cold | Structural_steel_cold | 2023-05-25 | 2028-05-25 | Australia | S-P-08455 | Version 1 | EPD Australasia | https://epd-australasia.com/wp-content/uploads/2023/06/SP08455-Bluescope-EPD_Truecore_May23.pdf | tonne |  | 4.87 |  |  | 3182.6235 | 3182.7515 | -0.128 | 0 | 0 | 3182.7515 | 0 | 3.1826 | 3.1828 | -0.000128 | 0 | 0 | 3.1828 | 0 | Version 1.0
Steel | Structural framing steel (cold rolled - lightweight) | Structural steel (cold rolled) | Steel, Structural framing (cold - rolled), TRUECORE® steel in 0.55mm base material thickness (BMT), incl. rollforming (Bluescope) | Structural_steel_cold | Structural_steel_cold | 2023-05-25 | 2028-05-25 | Australia | S-P-08455 | Version 1 | EPD Australasia | https://epd-australasia.com/wp-content/uploads/2023/06/SP08455-Bluescope-EPD_Truecore_May23.pdf | tonne |  | 4.47 |  |  | 3221.3585 | 3221.4765 | -0.118 | 0 | 0 | 3221.4765 | 0 | 3.2214 | 3.2215 | -0.000118 | 0 | 0 | 3.2215 | 0 | Version 1.0
Steel | Structural framing steel (cold rolled - lightweight) | Structural steel (cold rolled) | Steel, Structural framing (cold - rolled), TRUECORE® steel in 0.48mm base material thickness (BMT), incl. rollforming (Bluescope) | Structural_steel_cold | Structural_steel_cold | 2023-05-25 | 2028-05-25 | Australia | S-P-08455 | Version 1 | EPD Australasia | https://epd-australasia.com/wp-content/uploads/2023/06/SP08455-Bluescope-EPD_Truecore_May23.pdf | tonne |  | 3.92 |  |  | 3290.7113 | 3290.8163 | -0.105 | 0 | 0 | 3290.8163 | 0 | 3.2907 | 3.2908 | -0.000105 | 0 | 0 | 3.2908 | 0 | Version 1.0
Steel | Structural framing steel (cold rolled - lightweight) | Structural steel (cold rolled) | Steel, Structural framing (cold - rolled), TRUECORE® steel in 0.42mm base material thickness (BMT), incl. rollforming (Bluescope) | Structural_steel_cold | Structural_steel_cold | 2023-05-25 | 2028-05-25 | Australia | S-P-08455 | Version 1 | EPD Australasia | https://epd-australasia.com/wp-content/uploads/2023/06/SP08455-Bluescope-EPD_Truecore_May23.pdf | tonne |  | 3.45 |  |  | 3362.2261 | 3362.3188 | -0.0927 | 0 | 0 | 3362.3188 | 0 | 3.3622 | 3.3623 | -9.27e-05 | 0 | 0 | 3.3623 | 0 | Version 1.0
Steel | Structural framing steel (cold rolled - lightweight) | Structural steel (cold rolled) | Steel, Structural purlins and grits (cold - rolled), GALVASPAN® steel in 1.00mm base metal thickness (BMT) (Bluescope) | Structural_steel_cold | Structural_steel_cold | 2023-07-28 | 2028-07-28 | Australia | S-P-09341 | Version 1 | EPD Australasia | https://epd-australasia.com/wp-content/uploads/2023/08/SP09341-Bluescope-EPD-GALVASPAN_Jul23.pdf | tonne |  | 8.22 |  |  | 2931.8566 | 2931.8735 | -0.0169 | 0 | 0 | 2931.8735 | 0 | 2.9319 | 2.9319 | -1.69e-05 | 0 | 0 | 2.9319 | 0 | Version 1.0
Steel | Structural framing steel (cold rolled - lightweight) | Structural steel (cold rolled) | Steel, Structural purlins and grits (cold - rolled), GALVASPAN® steel in 1.20mm base metal thickness (BMT) (Bluescope) | Structural_steel_cold | Structural_steel_cold | 2023-07-28 | 2028-07-28 | Australia | S-P-09341 | Version 1 | EPD Australasia | https://epd-australasia.com/wp-content/uploads/2023/08/SP09341-Bluescope-EPD-GALVASPAN_Jul23.pdf | tonne |  | 9.79 |  |  | 2880.4747 | 2880.4903 | -0.0156 | 0 | 0 | 2880.4903 | 0 | 2.8805 | 2.8805 | -1.56e-05 | 0 | 0 | 2.8805 | 0 | Version 1.0
Steel | Structural framing steel (cold rolled - lightweight) | Structural steel (cold rolled) | Steel, Structural purlins and grits (cold - rolled), GALVASPAN® steel in 1.50mm base metal thickness (BMT) (Bluescope) | Structural_steel_cold | Structural_steel_cold | 2023-07-28 | 2028-07-28 | Australia | S-P-09341 | Version 1 | EPD Australasia | https://epd-australasia.com/wp-content/uploads/2023/08/SP09341-Bluescope-EPD-GALVASPAN_Jul23.pdf | tonne |  | 12.15 |  |  | 2831.262 | 2831.2757 | -0.0137 | 0 | 0 | 2831.2757 | 0 | 2.8313 | 2.8313 | -1.37e-05 | 0 | 0 | 2.8313 | 0 | Version 1.0
Steel | Structural framing steel (cold rolled - lightweight) | Structural steel (cold rolled) | Steel, Structural purlins and grits (cold - rolled), GALVASPAN® steel in 1.90mm base metal thickness (BMT) (Bluescope) | Structural_steel_cold | Structural_steel_cold | 2023-07-28 | 2028-07-28 | Australia | S-P-09341 | Version 1 | EPD Australasia | https://epd-australasia.com/wp-content/uploads/2023/08/SP09341-Bluescope-EPD-GALVASPAN_Jul23.pdf | tonne |  | 15.29 |  |  | 2786.1235 | 2786.1347 | -0.0112 | 0 | 0 | 2786.1347 | 0 | 2.7861 | 2.7861 | -1.12e-05 | 0 | 0 | 2.7861 | 0 | Version 1.0
Steel | Structural framing steel (cold rolled - lightweight) | Structural steel (cold rolled) | Steel, Structural purlins and grits (cold - rolled), GALVASPAN® steel in 2.40mm base metal thickness (BMT) (Bluescope) | Structural_steel_cold | Structural_steel_cold | 2023-07-28 | 2028-07-28 | Australia | S-P-09341 | Version 1 | EPD Australasia | https://epd-australasia.com/wp-content/uploads/2023/08/SP09341-Bluescope-EPD-GALVASPAN_Jul23.pdf | tonne |  | 19.21 |  |  | 2753.766 | 2753.7741 | -0.00811 | 0 | 0 | 2753.7741 | 0 | 2.7538 | 2.7538 | -8.11e-06 | 0 | 0 | 2.7538 | 0 | Version 1.0
Steel | Structural formwork and decking steel (cold rolled - light weight) | Structural steel (cold rolled) | Steel, Structural formwork and decking (cold - rolled), DECKFORM® steel in 0.60mm base material thickness (BMT) (Bluescope) | Structural_steel_cold | Structural_steel_cold | 2023-05-25 | 2028-05-25 | Australia | S-P-08457 | Version 1 | EPD Australasia | https://epd-australasia.com/wp-content/uploads/2023/06/SP08457-Bluescope-EPD_Deckform_May23.pdf | tonne |  | 5.08 |  |  | 3051.1744 | 3051.1811 | -0.00673 | 0 | 0 | 3051.1811 | 0 | 3.0512 | 3.0512 | -6.73e-06 | 0 | 0 | 3.0512 | 0 | Version 1.0
Steel | Structural formwork and decking steel (cold rolled - light weight) | Structural steel (cold rolled) | Steel, Structural formwork and decking (cold - rolled), DECKFORM® steel in 0.75mm base material thickness (BMT) (Bluescope) | Structural_steel_cold | Structural_steel_cold | 2023-05-25 | 2028-05-25 | Australia | S-P-08457 | Version 1 | EPD Australasia | https://epd-australasia.com/wp-content/uploads/2023/06/SP08457-Bluescope-EPD_Deckform_May23.pdf | tonne |  | 6.26 |  |  | 2955.2658 | 2955.2716 | -0.00579 | 0 | 0 | 2955.2716 | 0 | 2.9553 | 2.9553 | -5.79e-06 | 0 | 0 | 2.9553 | 0 | Version 1.0
Steel | Structural formwork and decking steel (cold rolled - light weight) | Structural steel (cold rolled) | Steel, Structural formwork and decking (cold - rolled), DECKFORM® steel in 0.90mm base material thickness (BMT) (Bluescope) | Structural_steel_cold | Structural_steel_cold | 2023-05-25 | 2028-05-25 | Australia | S-P-08457 | Version 1 | EPD Australasia | https://epd-australasia.com/wp-content/uploads/2023/06/SP08457-Bluescope-EPD_Deckform_May23.pdf | tonne |  | 7.44 |  |  | 2903.221 | 2903.2258 | -0.00485 | 0 | 0 | 2903.2258 | 0 | 2.9032 | 2.9032 | -4.85e-06 | 0 | 0 | 2.9032 | 0 | Version 1.0
Steel | Structural formwork and decking steel (cold rolled - light weight) | Structural steel (cold rolled) | Steel, Structural formwork and decking (cold - rolled), Low Glare DECKFORM® steel in 0.60mm base material thickness (BMT) (Bluescope) | Structural_steel_cold | Structural_steel_cold | 2023-05-25 | 2028-05-25 | Australia | S-P-08457 | Version 1 | EPD Australasia | https://epd-australasia.com/wp-content/uploads/2023/06/SP08457-Bluescope-EPD_Deckform_May23.pdf | tonne |  | 5.08 |  |  | 3346.4512 | 3346.4567 | -0.00552 | 0 | 0 | 3346.4567 | 0 | 3.3465 | 3.3465 | -5.52e-06 | 0 | 0 | 3.3465 | 0 | Version 1.0
Steel | Structural framing steel (cold rolled - lightweight) | Structural steel (cold rolled) | Steel, Structural purlins and grits (cold - rolled), GALVASPAN® steel in 3.00mm base metal thickness (BMT) (Bluescope) | Structural_steel_cold | Structural_steel_cold | 2023-07-28 | 2028-07-28 | Australia | S-P-09341 | Version 1 | EPD Australasia | https://epd-australasia.com/wp-content/uploads/2023/08/SP09341-Bluescope-EPD-GALVASPAN_Jul23.pdf | tonne |  | 23.92 |  |  | 2725.7481 | 2725.7525 | -0.00436 | 0 | 0 | 2725.7525 | 0 | 2.7257 | 2.7258 | -4.36e-06 | 0 | 0 | 2.7258 | 0 | Version 1.0
Steel | Structural formwork and decking steel (cold rolled - light weight) | Structural steel (cold rolled) | Steel, Structural formwork and decking (cold - rolled), DECKFORM® steel in 1.00mm base material thickness (BMT) (Bluescope) | Structural_steel_cold | Structural_steel_cold | 2023-05-25 | 2028-05-25 | Australia | S-P-08457 | Version 1 | EPD Australasia | https://epd-australasia.com/wp-content/uploads/2023/06/SP08457-Bluescope-EPD_Deckform_May23.pdf | tonne |  | 8.22 |  |  | 2883.2074 | 2883.2117 | -0.00423 | 0 | 0 | 2883.2117 | 0 | 2.8832 | 2.8832 | -4.23e-06 | 0 | 0 | 2.8832 | 0 | Version 1.0
Steel | Structural formwork and decking steel (cold rolled - light weight) | Structural steel (cold rolled) | Steel, Structural formwork and decking (cold - rolled), Low Glare DECKFORM® steel in 1.00mm base material thickness (BMT) (Bluescope) | Structural_steel_cold | Structural_steel_cold | 2023-05-25 | 2028-05-25 | Australia | S-P-08457 | Version 1 | EPD Australasia | https://epd-australasia.com/wp-content/uploads/2023/06/SP08457-Bluescope-EPD_Deckform_May23.pdf | tonne |  | 8.22 |  |  | 2883.2074 | 2883.2117 | -0.00423 | 0 | 0 | 2883.2117 | 0 | 2.8832 | 2.8832 | -4.23e-06 | 0 | 0 | 2.8832 | 0 | Version 1.0
Steel | Structural formwork and decking steel (cold rolled - light weight) | Structural steel (cold rolled) | Steel, Structural formwork and decking (cold - rolled), Low Glare DECKFORM® steel in 0.75mm base material thickness (BMT) (Bluescope) | Structural_steel_cold | Structural_steel_cold | 2023-05-25 | 2028-05-25 | Australia | S-P-08457 | Version 1 | EPD Australasia | https://epd-australasia.com/wp-content/uploads/2023/06/SP08457-Bluescope-EPD_Deckform_May23.pdf | tonne |  | 6.26 |  |  | 3194.8836 | 3194.8882 | -0.00458 | 0 | 0 | 3194.8882 | 0 | 3.1949 | 3.1949 | -4.58e-06 | 0 | 0 | 3.1949 | 0 | Version 1.0
Steel | Structural formwork and decking steel (cold rolled - light weight) | Structural steel (cold rolled) | Steel, Structural formwork and decking (cold - rolled), Low Glare DECKFORM® steel in 0.90mm base material thickness (BMT) (Bluescope) | Structural_steel_cold | Structural_steel_cold | 2023-05-25 | 2028-05-25 | Australia | S-P-08457 | Version 1 | EPD Australasia | https://epd-australasia.com/wp-content/uploads/2023/06/SP08457-Bluescope-EPD_Deckform_May23.pdf | tonne |  | 7.44 |  |  | 3104.8351 | 3104.8387 | -0.00364 | 0 | 0 | 3104.8387 | 0 | 3.1048 | 3.1048 | -3.64e-06 | 0 | 0 | 3.1048 | 0 | Version 1.0
Steel | Structural framing steel (cold rolled - lightweight) | Structural steel (cold rolled) | Steel, Structural framing (cold - rolled), TRUECORE® steel in 0.42mm base material thickness (BMT) (Bluescope) | Structural_steel_cold | Structural_steel_cold | 2023-05-25 | 2028-05-25 | Australia | S-P-08455 | Version 1 | EPD Australasia | https://epd-australasia.com/wp-content/uploads/2023/06/SP08455-Bluescope-EPD_Truecore_May23.pdf | tonne |  | 3.45 |  |  | 3246.3735 | 3246.3768 | -0.00335 | 0 | 0 | 3246.3768 | 0 | 3.2464 | 3.2464 | -3.35e-06 | 0 | 0 | 3.2464 | 0 | Version 1.0
Steel | Structural framing steel (cold rolled - lightweight) | Structural steel (cold rolled) | Steel, Structural framing (cold - rolled), TRUECORE® steel in 0.48mm base material thickness (BMT) (Bluescope) | Structural_steel_cold | Structural_steel_cold | 2023-05-25 | 2028-05-25 | Australia | S-P-08455 | Version 1 | EPD Australasia | https://epd-australasia.com/wp-content/uploads/2023/06/SP08455-Bluescope-EPD_Truecore_May23.pdf | tonne |  | 3.92 |  |  | 3163.2623 | 3163.2653 | -0.00298 | 0 | 0 | 3163.2653 | 0 | 3.1633 | 3.1633 | -2.98e-06 | 0 | 0 | 3.1633 | 0 | Version 1.0
Steel | Structural framing steel (cold rolled - lightweight) | Structural steel (cold rolled) | Steel, Structural framing (cold - rolled), TRUECORE® steel in 0.55mm base material thickness (BMT) (Bluescope) | Structural_steel_cold | Structural_steel_cold | 2023-05-25 | 2028-05-25 | Australia | S-P-08455 | Version 1 | EPD Australasia | https://epd-australasia.com/wp-content/uploads/2023/06/SP08455-Bluescope-EPD_Truecore_May23.pdf | tonne |  | 4.47 |  |  | 3109.6171 | 3109.6197 | -0.00254 | 0 | 0 | 3109.6197 | 0 | 3.1096 | 3.1096 | -2.54e-06 | 0 | 0 | 3.1096 | 0 | Version 1.0
Steel | Structural framing steel (cold rolled - lightweight) | Structural steel (cold rolled) | Steel, Structural framing (cold - rolled), TRUECORE® steel in 0.60mm base material thickness (BMT) (Bluescope) | Structural_steel_cold | Structural_steel_cold | 2023-05-25 | 2028-05-25 | Australia | S-P-08455 | Version 1 | EPD Australasia | https://epd-australasia.com/wp-content/uploads/2023/06/SP08455-Bluescope-EPD_Truecore_May23.pdf | tonne |  | 4.87 |  |  | 3059.546 | 3059.5483 | -0.00222 | 0 | 0 | 3059.5483 | 0 | 3.0595 | 3.0595 | -2.22e-06 | 0 | 0 | 3.0595 | 0 | Version 1.0
Steel | Structural framing steel (cold rolled - lightweight) | Structural steel (cold rolled) | Steel, Structural framing (cold - rolled), TRUECORE® steel in 0.75mm base material thickness (BMT) (Bluescope) | Structural_steel_cold | Structural_steel_cold | 2023-05-25 | 2028-05-25 | Australia | S-P-08455 | Version 1 | EPD Australasia | https://epd-australasia.com/wp-content/uploads/2023/06/SP08455-Bluescope-EPD_Truecore_May23.pdf | tonne |  | 6.04 |  |  | 2980.1312 | 2980.1325 | -0.00129 | 0 | 0 | 2980.1325 | 0 | 2.9801 | 2.9801 | -1.29e-06 | 0 | 0 | 2.9801 | 0 | Version 1.0
Steel | Structural formwork and decking steel (cold rolled - light weight) | Structural steel (cold rolled) | Steel, Structural formwork and decking (cold - rolled), DECKFORM® steel in 1.50mm base material thickness (BMT) (Bluescope) | Structural_steel_cold | Structural_steel_cold | 2023-05-25 | 2028-05-25 | Australia | S-P-08457 | Version 1 | EPD Australasia | https://epd-australasia.com/wp-content/uploads/2023/06/SP08457-Bluescope-EPD_Deckform_May23.pdf | tonne |  | 12.14 |  |  | 2792.4206 | 2792.4217 | -0.0011 | 0 | 0 | 2792.4217 | 0 | 2.7924 | 2.7924 | -1.1e-06 | 0 | 0 | 2.7924 | 0 | Version 1.0
Steel | Structural framing steel (cold rolled - lightweight) | Structural steel (cold rolled) | Steel, Structural framing (cold - rolled), TRUECORE® steel in 0.95mm base material thickness (BMT) (Bluescope) | Structural_steel_cold | Structural_steel_cold | 2023-05-25 | 2028-05-25 | Australia | S-P-08455 | Version 1 | EPD Australasia | https://epd-australasia.com/wp-content/uploads/2023/06/SP08455-Bluescope-EPD_Truecore_May23.pdf | tonne |  | 7.61 |  |  | 2904.0736 | 2904.0736 | -3.71e-05 | 0 | 0 | 2904.0736 | 0 | 2.9041 | 2.9041 | -3.71e-08 | 0 | 0 | 2.9041 | 0 | Version 1.0
Steel | Structural formwork and decking steel (cold rolled - light weight) | Structural steel (cold rolled) | Steel, Structural formwork and decking (cold - rolled), Low Glare DECKFORM® steel in 1.50mm base material thickness (BMT) (Bluescope) | Structural_steel_cold | Structural_steel_cold | 2023-05-25 | 2028-05-25 | Australia | S-P-08457 | Version 1 | EPD Australasia | https://epd-australasia.com/wp-content/uploads/2023/06/SP08457-Bluescope-EPD_Deckform_May23.pdf | tonne |  | 12.14 |  |  | 2915.9803 | 2915.9802 | 0.000109 | 0 | 0 | 2915.9803 | 0 | 2.916 | 2.916 | 1.09e-07 | 0 | 0 | 2.916 | 0 | Version 1.0
Steel | Structural framing steel (cold rolled - lightweight) | Structural steel (cold rolled) | Steel, Structural framing (cold - rolled), TRUECORE® steel in 1.00mm base material thickness (BMT) (Bluescope) | Structural_steel_cold | Structural_steel_cold | 2023-05-25 | 2028-05-25 | Australia | S-P-08455 | Version 1 | EPD Australasia | https://epd-australasia.com/wp-content/uploads/2023/06/SP08455-Bluescope-EPD_Truecore_May23.pdf | tonne |  | 8.01 |  |  | 2883.8954 | 2883.8951 | 0.000275 | 0 | 0 | 2883.8954 | 0 | 2.8839 | 2.8839 | 2.75e-07 | 0 | 0 | 2.8839 | 0 | Version 1.0
Steel | Structural framing steel (cold rolled - lightweight) | Structural steel (cold rolled) | Steel, Structural framing (cold - rolled), TRUECORE® steel in 1.15mm base material thickness (BMT) (Bluescope) | Structural_steel_cold | Structural_steel_cold | 2023-05-25 | 2028-05-25 | Australia | S-P-08455 | Version 1 | EPD Australasia | https://epd-australasia.com/wp-content/uploads/2023/06/SP08455-Bluescope-EPD_Truecore_May23.pdf | tonne |  | 9.18 |  |  | 2854.0317 | 2854.0305 | 0.00121 | 0 | 0 | 2854.0317 | 0 | 2.854 | 2.854 | 1.21e-06 | 0 | 0 | 2.854 | 0 | Version 1.0
Steel | Structural framing steel (cold rolled - lightweight) | Structural steel (cold rolled) | Steel, Structural framing (cold - rolled), TRUECORE® steel in 1.20mm base material thickness (BMT) (Bluescope) | Structural_steel_cold | Structural_steel_cold | 2023-05-25 | 2028-05-25 | Australia | S-P-08455 | Version 1 | EPD Australasia | https://epd-australasia.com/wp-content/uploads/2023/06/SP08455-Bluescope-EPD_Truecore_May23.pdf | tonne |  | 9.58 |  |  | 2839.25 | 2839.2484 | 0.00153 | 0 | 0 | 2839.25 | 0 | 2.8392 | 2.8392 | 1.53e-06 | 0 | 0 | 2.8392 | 0 | Version 1.0
Steel | Structural framing steel (cold rolled - lightweight) | Structural steel (cold rolled) | Steel, Structural framing (cold - rolled), TRUECORE® steel in 1.50mm base material thickness (BMT) (Bluescope) | Structural_steel_cold | Structural_steel_cold | 2023-05-25 | 2028-05-25 | Australia | S-P-08455 | Version 1 | EPD Australasia | https://epd-australasia.com/wp-content/uploads/2023/06/SP08455-Bluescope-EPD_Truecore_May23.pdf | tonne |  | 11.93 |  |  | 2799.6681 | 2799.6647 | 0.0034 | 0 | 0 | 2799.6681 | 0 | 2.7997 | 2.7997 | 3.4e-06 | 0 | 0 | 2.7997 | 0 | Version 1.0
Steel | Structural framing steel (cold rolled - lightweight) | Structural steel (cold rolled) | Steel, Structural framing (cold - rolled), TRUECORE® steel in 1.60mm base material thickness (BMT) (Bluescope) | Structural_steel_cold | Structural_steel_cold | 2023-05-25 | 2028-05-25 | Australia | S-P-08455 | Version 1 | EPD Australasia | https://epd-australasia.com/wp-content/uploads/2023/06/SP08455-Bluescope-EPD_Truecore_May23.pdf | tonne |  | 12.72 |  |  | 2783.0229 | 2783.0189 | 0.00403 | 0 | 0 | 2783.0229 | 0 | 2.783 | 2.783 | 4.03e-06 | 0 | 0 | 2.783 | 0 | Version 1.0
Steel | Structural formwork and decking steel (cold rolled - light weight) | Structural steel (cold rolled) | Structural steel, Structural steel (cold - rolled), Representative product 681 (Rondo) (Australia) | Structural_steel_cold | Structural_steel_cold | 2020-11-02 | 2025-11-02 | Australia | S-P-01548 |  | EPD (International) | https://www.rondo.com.au/media/3338/epd-sp01548-rondo.pdf | tonne |  |  |  |  | 2940 | 0 | 0 | 0 | 0 | 2940 | 0 | 2.94 | 0 | 0 | 0 | 0 | 2.94 | 0 | Version 1.0 | Expired
Steel | Structural formwork and decking steel (cold rolled - light weight) | Structural steel (cold rolled) | Structural steel, Structural steel (cold - rolled), Representative product 592 (Rondo) (Australia) | Structural_steel_cold | Structural_steel_cold | 2020-11-02 | 2025-11-02 | Australia | S-P-01548 |  | EPD (International) | https://www.rondo.com.au/media/3338/epd-sp01548-rondo.pdf | tonne |  |  |  |  | 3140 | 0 | 0 | 0 | 0 | 3140 | 0 | 3.14 | 0 | 0 | 0 | 0 | 3.14 | 0 | Version 1.0 | Expired
Steel | Structural formwork and decking steel (cold rolled - light weight) | Structural steel (cold rolled) | Structural steel, Structural steel (cold - rolled), Representative product 495 (Rondo) (Australia) | Structural_steel_cold | Structural_steel_cold | 2020-11-02 | 2025-11-02 | Australia | S-P-01548 |  | EPD (International) | https://www.rondo.com.au/media/3338/epd-sp01548-rondo.pdf | tonne |  |  |  |  | 3090 | 0 | 0 | 0 | 0 | 3090 | 0 | 3.09 | 0 | 0 | 0 | 0 | 3.09 | 0 | Version 1.0 | Expired
Steel | Structural formwork and decking steel (cold rolled - light weight) | Structural steel (cold rolled) | Structural steel, Structural steel (cold - rolled), Representative product 107 (Rondo) (Australia) | Structural_steel_cold | Structural_steel_cold | 2020-11-02 | 2025-11-02 | Australia | S-P-01548 |  | EPD (International) | https://www.rondo.com.au/media/3338/epd-sp01548-rondo.pdf | tonne |  |  |  |  | 3860 | 0 | 0 | 0 | 0 | 3860 | 0 | 3.86 | 0 | 0 | 0 | 0 | 3.86 | 0 | Version 1.0 | Expired
Steel | Structural formwork and decking steel (cold rolled - light weight) | Structural steel (cold rolled) | Structural steel, Structural steel (cold - rolled), Representative product 506 (Rondo) (Australia) | Structural_steel_cold | Structural_steel_cold | 2020-11-02 | 2025-11-02 | Australia | S-P-01548 |  | EPD (International) | https://www.rondo.com.au/media/3338/epd-sp01548-rondo.pdf | tonne |  |  |  |  | 3430 | 0 | 0 | 0 | 0 | 3430 | 0 | 3.43 | 0 | 0 | 0 | 0 | 3.43 | 0 | Version 1.0 | Expired
Steel | Structural sections steel (welded beam, columns, angles, plates, piles etc) (hot rolled) | Structural steel (hot rolled) | Steel, Structural sections (hot - rolled), XLERPLATE® steel – Low Carbon Steel (Bluescope) | Structural_steel_hot | Structural_steel_hot | 2020-11-27 | 2025-11-27 | Australia | S-P-00558 | Version 1 | EPD Australasia | https://epd-australasia.com/wp-content/uploads/2018/04/BSS22179-XLER_EPD_2020_Final.pdf | tonne |  |  |  |  | 2567.4 | 2590 | -22.6 | 0 | 0 | 2590 | 0 | 2.5674 | 2.59 | -0.0226 | 0 | 0 | 2.59 | 0 | Version 1.0 | Expired
Steel | Structural sections steel (welded beam, columns, angles, plates, piles etc) (hot rolled) | Structural steel (hot rolled) | Steel, Structural sections (hot - rolled), XLERPLATE® steel – Medium Carbon Steel (Bluescope) | Structural_steel_hot | Structural_steel_hot | 2020-11-27 | 2025-11-27 | Australia | S-P-00559 | Version 1 | EPD Australasia | https://epd-australasia.com/wp-content/uploads/2018/04/BSS22179-XLER_EPD_2020_Final.pdf | tonne |  |  |  |  | 2617.4 | 2640 | -22.6 | 0 | 0 | 2640 | 0 | 2.6174 | 2.64 | -0.0226 | 0 | 0 | 2.64 | 0 | Version 1.0 | Expired
Steel | Structural sections steel (welded beam, columns, angles, plates, piles etc) (hot rolled) | Structural steel (hot rolled) | Steel, Structural sections (hot - rolled), XLERPLATE® steel – Alloyed Steel (Bluescope) | Structural_steel_hot | Structural_steel_hot | 2020-11-27 | 2025-11-27 | Australia | S-P-00560 | Version 1 | EPD Australasia | https://epd-australasia.com/wp-content/uploads/2018/04/BSS22179-XLER_EPD_2020_Final.pdf | tonne |  |  |  |  | 2737.3 | 2760 | -22.7 | 0 | 0 | 2760 | 0 | 2.7373 | 2.76 | -0.0227 | 0 | 0 | 2.76 | 0 | Version 1.0 | Expired
Steel | Structural sections steel (welded beam, columns, angles, plates, piles etc) (hot rolled) | Structural steel (hot rolled) | Steel, Structural sections (hot - rolled), Steel – Welded Beams and Columns (Bluescope) | Structural_steel_hot | Structural_steel_hot | 2020-11-27 | 2025-11-27 | Australia | S-P-00559 | Version 1 | EPD Australasia | https://epd-australasia.com/wp-content/uploads/2018/04/BSS22179-WB_C_EPD_2020_Final.pdf | tonne |  |  |  |  | 2837.6 | 2860 | -22.4 | 0 | 0 | 2860 | 0 | 2.8376 | 2.86 | -0.0224 | 0 | 0 | 2.86 | 0 | Version 1.0 | Expired
Steel | Structural sections steel (welded beam, columns, angles, plates, piles etc) (hot rolled) | Structural steel (hot rolled) | Steel, Structural sections (hot - rolled), Hot Rolled Coil – Low Carbon Steel (Bluescope) | Structural_steel_hot | Structural_steel_hot | 2020-11-27 | 2025-11-27 | Australia | S-P-00557 | Version 1 | EPD Australasia | https://epd-australasia.com/wp-content/uploads/2018/03/BSS22179-HRC_EPD_2020_Final.pdf | tonne |  |  |  |  | 2407.88 | 2410 | -2.12 | 0 | 0 | 2410 | 0 | 2.4079 | 2.41 | -0.00212 | 0 | 0 | 2.41 | 0 | Version 1.0 | Expired
Steel | Structural sections steel (welded beam, columns, angles, plates, piles etc) (hot rolled) | Structural steel (hot rolled) | Steel, Structural sections (hot - rolled), Hot Rolled Coil – Medium Carbon Steel (Bluescope) | Structural_steel_hot | Structural_steel_hot | 2020-11-27 | 2025-11-27 | Australia | S-P-00557 | Version 1 | EPD Australasia | https://epd-australasia.com/wp-content/uploads/2018/03/BSS22179-HRC_EPD_2020_Final.pdf | tonne |  |  |  |  | 2457.86 | 2460 | -2.14 | 0 | 0 | 2460 | 0 | 2.4579 | 2.46 | -0.00214 | 0 | 0 | 2.46 | 0 | Version 1.0 | Expired
Steel | Structural sections steel (welded beam, columns, angles, plates, piles etc) (hot rolled) | Structural steel (hot rolled) | Steel, Structural sections (hot - rolled), Hot Rolled Coil – Alloyed Steel (Bluescope) | Structural_steel_hot | Structural_steel_hot | 2020-11-27 | 2025-11-27 | Australia | S-P-00557 | Version 1 | EPD Australasia | https://epd-australasia.com/wp-content/uploads/2018/03/BSS22179-HRC_EPD_2020_Final.pdf | tonne |  |  |  |  | 2567.84 | 2570 | -2.16 | 0 | 0 | 2570 | 0 | 2.5678 | 2.57 | -0.00216 | 0 | 0 | 2.57 | 0 | Version 1.0 | Expired
Steel | Structural sections steel (welded beam, columns, angles, plates, piles etc) (hot rolled) | Not used | Steel, Structural sections (hot - rolled), Steel, equal angle (EA), structural section, unpainted, 125 x 125 x 8 mm to 200 x 200 x 26 mm, (InfraBuild via Distributor IBSC), Australia | Structural_steel_hot | Structural_steel_hot | 2022-05-20 | 2025-09-21 | Australia | S-P-00856 | Version 1.2 | EPD Australasia | https://epd-australasia.com/wp-content/uploads/2018/04/SP-00856_Hot-Rolled-Structural-and-Merchant-Bar-Products-EPD_IBSC_2022.pdf | tonne |  |  |  |  | 3720 | 0 | 0 | 0 | 0 | 3720 | 0 | 3.72 | 0 | 0 | 0 | 0 | 3.72 | 0 | Version 1.0 | Expired
Steel | Structural sections steel (welded beam, columns, angles, plates, piles etc) (hot rolled) | Not used | Steel, Structural sections (hot - rolled), Steel, parallel flange channel (PFC), structural section, unpainted, 180 x 75 mm to 380 x 100 mm, (InfraBuild via Distributor IBSC), Australia | Structural_steel_hot | Structural_steel_hot | 2022-05-20 | 2025-09-21 | Australia | S-P-00857 | Version 1.2 | EPD Australasia | https://epd-australasia.com/wp-content/uploads/2018/04/SP-00856_Hot-Rolled-Structural-and-Merchant-Bar-Products-EPD_IBSC_2022.pdf | tonne |  |  |  |  | 3720 | 0 | 0 | 0 | 0 | 3720 | 0 | 3.72 | 0 | 0 | 0 | 0 | 3.72 | 0 | Version 1.0 | Expired
Steel | Structural sections steel (welded beam, columns, angles, plates, piles etc) (hot rolled) | Not used | Steel, Structural sections (hot - rolled), Steel, universal beam (UB), structural section, unpainted, 150 x 75 mm to 612 x 229 mm, (InfraBuild via Distributor IBSC), Australia | Structural_steel_hot | Structural_steel_hot | 2022-05-20 | 2025-09-21 | Australia | S-P-00858 | Version 1.2 | EPD Australasia | https://epd-australasia.com/wp-content/uploads/2018/04/SP-00856_Hot-Rolled-Structural-and-Merchant-Bar-Products-EPD_IBSC_2022.pdf | tonne |  |  |  |  | 3720 | 0 | 0 | 0 | 0 | 3720 | 0 | 3.72 | 0 | 0 | 0 | 0 | 3.72 | 0 | Version 1.0 | Expired
Steel | Structural sections steel (welded beam, columns, angles, plates, piles etc) (hot rolled) | Not used | Steel, Structural sections (hot - rolled), Steel, universal column (UC), structural section, unpainted, 97 x 99 mm to 327 x 311 mm, (InfraBuild via Distributor IBSC), Australia | Structural_steel_hot | Structural_steel_hot | 2022-05-20 | 2025-09-21 | Australia | S-P-00859 | Version 1.2 | EPD Australasia | https://epd-australasia.com/wp-content/uploads/2018/04/SP-00856_Hot-Rolled-Structural-and-Merchant-Bar-Products-EPD_IBSC_2022.pdf | tonne |  |  |  |  | 3720 | 0 | 0 | 0 | 0 | 3720 | 0 | 3.72 | 0 | 0 | 0 | 0 | 3.72 | 0 | Version 1.0 | Expired
Steel | Structural sections steel (welded beam, columns, angles, plates, piles etc) (hot rolled) | Not used | Steel, Structural sections (hot - rolled), Steel, equal angle (EA), merchant bar, unpainted, 25 x 25 x 3 mm to 100 x 100 x 12 mm, (InfraBuild via Distributor IBSC), Australia | Structural_steel_hot | Structural_steel_hot | 2022-05-20 | 2025-09-21 | Australia | S-P-00860 | Version 1.2 | EPD Australasia | https://epd-australasia.com/wp-content/uploads/2018/04/SP-00856_Hot-Rolled-Structural-and-Merchant-Bar-Products-EPD_IBSC_2022.pdf | tonne |  |  |  |  | 1520 | 0 | 0 | 0 | 0 | 1520 | 0 | 1.52 | 0 | 0 | 0 | 0 | 1.52 | 0 | Version 1.0 | Expired
Steel | Structural sections steel (welded beam, columns, angles, plates, piles etc) (hot rolled) | Not used | Steel, Structural sections (hot - rolled), Steel, unequal angles, merchant bar, unpainted, 65 x 50 x 5 mm to 125 x 75 x 12 mm, (InfraBuild via Distributor IBSC), Australia | Structural_steel_hot | Structural_steel_hot | 2022-05-20 | 2025-09-21 | Australia | S-P-00861 | Version 1.2 | EPD Australasia | https://epd-australasia.com/wp-content/uploads/2018/04/SP-00856_Hot-Rolled-Structural-and-Merchant-Bar-Products-EPD_IBSC_2022.pdf | tonne |  |  |  |  | 1520 | 0 | 0 | 0 | 0 | 1520 | 0 | 1.52 | 0 | 0 | 0 | 0 | 1.52 | 0 | Version 1.0 | Expired
Steel | Structural sections steel (welded beam, columns, angles, plates, piles etc) (hot rolled) | Not used | Steel, Structural sections (hot - rolled), Steel, parallel flange channels (PFC), merchant bar, unpainted, 180 x 75 mm to 380 x 100 mm, (InfraBuild via Distributor IBSC), Australia | Structural_steel_hot | Structural_steel_hot | 2022-05-20 | 2025-09-21 | Australia | S-P-00862 | Version 1.2 | EPD Australasia | https://epd-australasia.com/wp-content/uploads/2018/04/SP-00856_Hot-Rolled-Structural-and-Merchant-Bar-Products-EPD_IBSC_2022.pdf | tonne |  |  |  |  | 1520 | 0 | 0 | 0 | 0 | 1520 | 0 | 1.52 | 0 | 0 | 0 | 0 | 1.52 | 0 | Version 1.0 | Expired
Steel | Structural sections steel (welded beam, columns, angles, plates, piles etc) (hot rolled) | Not used | Steel, Structural sections (hot - rolled), Steel, flat Bar (SEF), merchant bar, unpainted, 20 x 10 mm to 150 x 25 mm, (InfraBuild via Distributor IBSC), Australia | Structural_steel_hot | Structural_steel_hot | 2022-05-20 | 2025-09-21 | Australia | S-P-00863 | Version 1.2 | EPD Australasia | https://epd-australasia.com/wp-content/uploads/2018/04/SP-00856_Hot-Rolled-Structural-and-Merchant-Bar-Products-EPD_IBSC_2022.pdf | tonne |  |  |  |  | 1520 | 0 | 0 | 0 | 0 | 1520 | 0 | 1.52 | 0 | 0 | 0 | 0 | 1.52 | 0 | Version 1.0 | Expired
Steel | Structural sections steel (welded beam, columns, angles, plates, piles etc) (hot rolled) | Not used | Steel, Structural sections (hot - rolled), Steel, square Bar, merchant bar, unpainted, 10 mm to 40 mm, (InfraBuild via Distributor IBSC), Australia | Structural_steel_hot | Structural_steel_hot | 2022-05-20 | 2025-09-21 | Australia | S-P-00864 | Version 1.2 | EPD Australasia | https://epd-australasia.com/wp-content/uploads/2018/04/SP-00856_Hot-Rolled-Structural-and-Merchant-Bar-Products-EPD_IBSC_2022.pdf | tonne |  |  |  |  | 1520 | 0 | 0 | 0 | 0 | 1520 | 0 | 1.52 | 0 | 0 | 0 | 0 | 1.52 | 0 | Version 1.0 | Expired
Steel | Structural sections steel (welded beam, columns, angles, plates, piles etc) (hot rolled) | Not used | Steel, Structural sections (hot - rolled), Steel, round Bar, merchant bar, unpainted, 10 mm to 90 mm, (InfraBuild via Distributor IBSC), Australia | Structural_steel_hot | Structural_steel_hot | 2022-05-20 | 2025-09-21 | Australia | S-P-00865 | Version 1.2 | EPD Australasia | https://epd-australasia.com/wp-content/uploads/2018/04/SP-00856_Hot-Rolled-Structural-and-Merchant-Bar-Products-EPD_IBSC_2022.pdf | tonne |  |  |  |  | 1520 | 0 | 0 | 0 | 0 | 1520 | 0 | 1.52 | 0 | 0 | 0 | 0 | 1.52 | 0 | Version 1.0 | Expired
Steel | Structural sections steel (welded beam, columns, angles, plates, piles etc) (hot rolled) | Not used | Steel, Structural sections (hot - rolled), Steel, equal angle (EA), merchant bar, unpainted, 25 x 25 x 3 mm to 100 x 100 x 12 mm, (InfraBuild, Australia), Australia | Structural_steel_hot | Structural_steel_hot | 2022-05-20 | 2025-09-21 | Australia | S-P-00866 | Version 1.2 | EPD Australasia | https://epd-australasia.com/wp-content/uploads/2018/04/SP-00854_Hot-Rolled-Structural-Merchant-Bar-EPD_2022.pdf | tonne |  |  |  |  | 1240 | 0 | 0 | 0 | 0 | 1240 | 0 | 1.24 | 0 | 0 | 0 | 0 | 1.24 | 0 | Version 1.0 | Expired
Steel | Structural sections steel (welded beam, columns, angles, plates, piles etc) (hot rolled) | Not used | Steel, Structural sections (hot - rolled), Steel, equal angle (EA), merchant bar, unpainted, 25 x 25 x 3 mm to 100 x 100 x 12 mm, (InfraBuild, Australia), Australia | Structural_steel_hot | Structural_steel_hot | 2022-05-20 | 2025-09-21 | Australia | S-P-00867 | Version 1.2 | EPD Australasia | https://epd-australasia.com/wp-content/uploads/2018/04/SP-00854_Hot-Rolled-Structural-Merchant-Bar-EPD_2022.pdf | tonne |  |  |  |  | 1240 | 0 | 0 | 0 | 0 | 1240 | 0 | 1.24 | 0 | 0 | 0 | 0 | 1.24 | 0 | Version 1.0 | Expired
Steel | Structural sections steel (welded beam, columns, angles, plates, piles etc) (hot rolled) | Not used | Steel, Structural sections (hot - rolled), Steel, unequal angles, merchant bar, unpainted, 65 x 50 x 5 mm to 125 x 75 x 12 mm, (InfraBuild, Australia), Australia | Structural_steel_hot | Structural_steel_hot | 2022-05-20 | 2025-09-21 | Australia | S-P-00868 | Version 1.2 | EPD Australasia | https://epd-australasia.com/wp-content/uploads/2018/04/SP-00854_Hot-Rolled-Structural-Merchant-Bar-EPD_2022.pdf | tonne |  |  |  |  | 1240 | 0 | 0 | 0 | 0 | 1240 | 0 | 1.24 | 0 | 0 | 0 | 0 | 1.24 | 0 | Version 1.0 | Expired
Steel | Structural sections steel (welded beam, columns, angles, plates, piles etc) (hot rolled) | Not used | Steel, Structural sections (hot - rolled), Steel, flat Bar (SEF), merchant bar, unpainted, 20 x 10 mm to 150 x 25 mm, (InfraBuild, Australia), Australia | Structural_steel_hot | Structural_steel_hot | 2022-05-20 | 2025-09-21 | Australia | S-P-00869 | Version 1.2 | EPD Australasia | https://epd-australasia.com/wp-content/uploads/2018/04/SP-00854_Hot-Rolled-Structural-Merchant-Bar-EPD_2022.pdf | tonne |  |  |  |  | 1240 | 0 | 0 | 0 | 0 | 1240 | 0 | 1.24 | 0 | 0 | 0 | 0 | 1.24 | 0 | Version 1.0 | Expired
Steel | Structural sections steel (welded beam, columns, angles, plates, piles etc) (hot rolled) | Not used | Steel, Structural sections (hot - rolled), Steel, square Bar, merchant bar, unpainted, 10 mm to 40 mm, (InfraBuild, Australia), Australia | Structural_steel_hot | Structural_steel_hot | 2022-05-20 | 2025-09-21 | Australia | S-P-00870 | Version 1.2 | EPD Australasia | https://epd-australasia.com/wp-content/uploads/2018/04/SP-00854_Hot-Rolled-Structural-Merchant-Bar-EPD_2022.pdf | tonne |  |  |  |  | 1240 | 0 | 0 | 0 | 0 | 1240 | 0 | 1.24 | 0 | 0 | 0 | 0 | 1.24 | 0 | Version 1.0 | Expired
Steel | Structural sections steel (welded beam, columns, angles, plates, piles etc) (hot rolled) | Not used | Steel, Structural sections (hot - rolled), Steel, round Bar, merchant bar, unpainted, 10 mm to 90 mm, (InfraBuild, Australia), Australia | Structural_steel_hot | Structural_steel_hot | 2022-05-20 | 2025-09-21 | Australia | S-P-00871 | Version 1.2 | EPD Australasia | https://epd-australasia.com/wp-content/uploads/2018/04/SP-00854_Hot-Rolled-Structural-Merchant-Bar-EPD_2022.pdf | tonne |  |  |  |  | 1240 | 0 | 0 | 0 | 0 | 1240 | 0 | 1.24 | 0 | 0 | 0 | 0 | 1.24 | 0 | Version 1.0 | Expired
Steel | Structural sections steel (welded beam, columns, angles, plates, piles etc) (hot rolled) | Structural steel (hot rolled) | Steel, Structural sections (hot - rolled), Steel, equal angle (EA), structural section, unpainted, 125 x 125 x 8 mm to 200 x 200 x 26 mm, (Liberty Primary Steel, Australia), Australia | Structural_steel_hot | Structural_steel_hot | 2022-06-29 | 2025-09-21 | Australia | S-P-01547 | Version 1.2 | EPD Australasia | https://epd-australasia.com/wp-content/uploads/2016/09/SP-01547_Hot-Rolled-Structural-and-Rail-Products-EPD-Liberty-Primary-Steel_2022.pdf | tonne |  |  |  |  | 3320 | 0 | 0 | 0 | 0 | 3320 | 0 | 3.32 | 0 | 0 | 0 | 0 | 3.32 | 0 | Version 1.0 | Expired
Steel | Structural sections steel (welded beam, columns, angles, plates, piles etc) (hot rolled) | Structural steel (hot rolled) | Steel, Structural sections (hot - rolled), Steel, parallel flange channel (PFC), structural section, unpainted, 180 x 75 mm to 380 x 100 mm, (Liberty Primary Steel, Australia), Australia | Structural_steel_hot | Structural_steel_hot | 2022-06-29 | 2025-09-21 | Australia | S-P-01547 | Version 1.2 | EPD Australasia | https://epd-australasia.com/wp-content/uploads/2016/09/SP-01547_Hot-Rolled-Structural-and-Rail-Products-EPD-Liberty-Primary-Steel_2022.pdf | tonne |  |  |  |  | 3320 | 0 | 0 | 0 | 0 | 3320 | 0 | 3.32 | 0 | 0 | 0 | 0 | 3.32 | 0 | Version 1.0 | Expired
Steel | Structural sections steel (welded beam, columns, angles, plates, piles etc) (hot rolled) | Structural steel (hot rolled) | Steel, Structural sections (hot - rolled), Steel, universal beam (UB), structural section, unpainted, 150 x 75 mm to 612 x 229 mm, (Liberty Primary Steel, Australia), Australia | Structural_steel_hot | Structural_steel_hot | 2022-06-29 | 2025-09-21 | Australia | S-P-01547 | Version 1.2 | EPD Australasia | https://epd-australasia.com/wp-content/uploads/2016/09/SP-01547_Hot-Rolled-Structural-and-Rail-Products-EPD-Liberty-Primary-Steel_2022.pdf | tonne |  |  |  |  | 3320 | 0 | 0 | 0 | 0 | 3320 | 0 | 3.32 | 0 | 0 | 0 | 0 | 3.32 | 0 | Version 1.0 | Expired
Steel | Structural sections steel (welded beam, columns, angles, plates, piles etc) (hot rolled) | Structural steel (hot rolled) | Steel, Structural sections (hot - rolled), Steel, universal columns (UC), structural section, unpainted, 97 x 99 mm to 327 x 311 mm, (Liberty Primary Steel, Australia), Australia | Structural_steel_hot | Structural_steel_hot | 2022-06-29 | 2025-09-21 | Australia | S-P-01547 | Version 1.2 | EPD Australasia | https://epd-australasia.com/wp-content/uploads/2016/09/SP-01547_Hot-Rolled-Structural-and-Rail-Products-EPD-Liberty-Primary-Steel_2022.pdf | tonne |  |  |  |  | 3320 | 0 | 0 | 0 | 0 | 3320 | 0 | 3.32 | 0 | 0 | 0 | 0 | 3.32 | 0 | Version 1.0 | Expired
Steel | Structural sections steel (welded beam, columns, angles, plates, piles etc) (hot rolled) | Structural steel (hot rolled) | Steel, Structural steel (hot - rolled), Steel structural hollow sections (Tata) (India, Global) | Structural_steel_hot | Structural_steel_hot | 2022-09-14 | 2027-09-13 | India, Global | S-P-05020 |  | EPD (International) | https://api.environdec.com/api/v1/EPDLibrary/Files/36c98de3-5def-4a53-f0ff-08daa04473b0/Data | tonne |  |  |  |  | 3000 | 3000 | -0.406 | 0.552 | 0 | 3000.552 | 0 | 3 | 3 | -0.000406 | 0.000552 | 0 | 3.0006 | 0 | Version 1.0
Steel | Structural sections steel (welded beam, columns, angles, plates, piles etc) (hot rolled) | Structural steel (hot rolled) | Steel, Structural steel (hot - rolled), Average structural steel product (Jindal) (India, Global) | Structural_steel_hot | Structural_steel_hot | 2023-10-02 | 2028-10-01 | India, Global | S-P-09803 |  | EPD (International) | https://api.environdec.com/api/v1/EPDLibrary/Files/20aeac82-0577-44cc-13f9-08dbca69748b/Data | tonne |  |  |  |  | 3670 | 3670 | -5.41 | 0.508 | 0 | 3670.508 | 0 | 3.67 | 3.67 | -0.00541 | 0.000508 | 0 | 3.6705 | 0 | Version 1.0
Steel | Structural sections steel (welded beam, columns, angles, plates, piles etc) (hot rolled) | Structural steel (hot rolled) | Structural steel (hot rolled), Hot Rolled Plate (GRP) (Indonesia, Australia, New Zealand) | Structural_steel_hot | Structural_steel_hot | 2022-02-22 | 2027-02-22 | Indonesia, Australia, New Zealand | S-P-04682 |  | EPD (International) | https://api.environdec.com/api/v1/EPDLibrary/Files/5516cdfd-be8f-498c-54d2-08dc2e3a662b/Data | tonne |  |  |  |  | 2020 | 2020 | 5.09 | 1.79 | 0 | 2026.88 | 0 | 2.02 | 2.02 | 0.00509 | 0.00179 | 0 | 2.0269 | 0 | Version 2025.1
Steel | Structural sections steel (welded beam, columns, angles, plates, piles etc) (hot rolled) | Structural steel (hot rolled) | Structural steel (hot rolled), Hot Rolled Sheet Coil Plate (GRP) (Indonesia, Australia, New Zealand) | Structural_steel_hot | Structural_steel_hot | 2022-02-22 | 2027-02-22 | Indonesia, Australia, New Zealand | S-P-04683 |  | EPD (International) | https://api.environdec.com/api/v1/EPDLibrary/Files/d5487b68-df33-41eb-54d5-08dc2e3a662b/Data | tonne |  |  |  |  | 1730 | 1730 | 4.52 | 1.49 | 0 | 1736.01 | 0 | 1.73 | 1.73 | 0.00452 | 0.00149 | 0 | 1.736 | 0 | Version 2025.1
Steel | Structural sections steel (welded beam, columns, angles, plates, piles etc) (hot rolled) | Structural steel (hot rolled) | Structural steel (hot rolled), Structural Steel Welded I-Section (GRP) (Indonesia, Australia, New Zealand) | Structural_steel_hot | Structural_steel_hot | 2022-02-22 | 2027-02-22 | Indonesia, Australia, New Zealand | S-P-04684 |  | EPD (International) | https://api.environdec.com/api/v1/EPDLibrary/Files/64010bcf-030e-4ca0-54d9-08dc2e3a662b/Data | tonne |  |  |  |  | 2300 | 2290 | 5.93 | 2.08 | 0 | 2298.01 | 0 | 2.3 | 2.29 | 0.00593 | 0.00208 | 0 | 2.298 | 0 | Version 2025.1
Steel | Structural sections steel (welded beam, columns, angles, plates, piles etc) (hot rolled) | Structural steel (hot rolled) | Structural steel (hot rolled), Hot Rolled Steel Coil (Hyundai Steel Company) (South Korea, Global) | Structural_steel_hot | Structural_steel_hot | 2021-06-01 | 2025-04-09 | South Korea, Global | S-P-02215 | Version 1.1 | EPD (International) | https://api.environdec.com/api/v1/EPDLibrary/Files/d199d43e-3fdb-4cf5-6f0d-08d8c29f7f81/Data | tonne |  |  |  |  | 1770 | 0 | 0 | 0 | 0 | 1770 | 0 | 1.77 | 0 | 0 | 0 | 0 | 1.77 | 0 | Version 2025.1 | Expired
Steel | Structural sections steel (welded beam, columns, angles, plates, piles etc) (hot rolled) | Structural steel (hot rolled) | Structural steel (hot rolled), Hot Rolled Steel Plate (Hyundai Steel Company) (South Korea, Global) | Structural_steel_hot | Structural_steel_hot | 2021-06-01 | 2025-04-09 | South Korea, Global | S-P-02216 | Version 1.1 | EPD (International) | https://api.environdec.com/api/v1/EPDLibrary/Files/1e6057bd-0008-4cbf-6f0e-08d8c29f7f81/Data | tonne |  |  |  |  | 1940 | 0 | 0 | 0 | 0 | 1940 | 0 | 1.94 | 0 | 0 | 0 | 0 | 1.94 | 0 | Version 2025.1 | Expired
Steel | Structural sections steel (welded beam, columns, angles, plates, piles etc) (hot rolled) | Structural steel (hot rolled) | Structural steel (hot rolled), Hot rolled structural steel plate (Tung Ho Steel Enterprise Group) (North America, Europe, Global) | Structural_steel_hot | Structural_steel_hot | 2021-01-01 | 2026-01-01 | North America, Europe, Global | 4789597922.101.1 | Not applicable | UL Environment | https://spot.ul.com/main-app/products/catalog/?keywords=tung+ho | tonne |  |  |  |  | 933 | 0 | 0 | 0 | 0 | 933 | 0 | 0.933 | 0 | 0 | 0 | 0 | 0.933 | 0 | Version 2025.1 | Expired
Steel | Structural sections steel (welded beam, columns, angles, plates, piles etc) (hot rolled) | Structural steel (hot rolled) | Structural steel (hot rolled), Hot rolled structural steel sections (Tung Ho Steel Enterprise Group) (Global) | Structural_steel_hot | Structural_steel_hot | 2022-01-21 | 2027-01-21 | Global | 4789960100.102.1 | Not applicable | UL Environment | https://spot.ul.com/main-app/products/catalog/?keywords=tung+ho | tonne |  |  |  |  | 619 | 577 | 42 | 0.51 | 0 | 619.51 | 0 | 0.619 | 0.577 | 0.042 | 0.00051 | 0 | 0.61951 | 0 | Version 2025.1
Steel | Structural sections steel (welded beam, columns, angles, plates, piles etc) (hot rolled) | Structural steel (hot rolled) | Structural steel (hot rolled), Hot rolled structural steel sections H beams channels (Tung Ho Steel Enterprise Group) (North America, Europe, Global) | Structural_steel_hot | Structural_steel_hot | 2021-01-01 | 2026-01-01 | North America, Europe, Global | 4789597922.102.1 | Not applicable | UL Environment | https://spot.ul.com/main-app/products/catalog/?keywords=tung+ho | tonne |  |  |  |  | 934 | 0 | 0 | 0 | 0 | 934 | 0 | 0.934 | 0 | 0 | 0 | 0 | 0.934 | 0 | Version 2025.1 | Expired
Steel | Structural sections steel (welded beam, columns, angles, plates, piles etc) (hot rolled) | Structural steel (hot rolled) | Structural steel (hot rolled), Non-alloy structural steel (Emirates Steel) (Global) | Structural_steel_hot | Structural_steel_hot | 2019-02-12 | 2022-01-12 | Global | BREG EN EPD No.: 000132 Issue 02; ECO EPD Ref. No. 000426 | Issue 02 | BRE | https://www.greenbooklive.com/pdfdocs/en15804epd/BREGENEPD000132.pdf | tonne |  |  |  |  | 2490 | 0 | 0 | 0 | 0 | 2490 | 0 | 2.49 | 0 | 0 | 0 | 0 | 2.49 | 0 | Version 2025.1 | Expired
Steel | Structural sections steel (welded beam, columns, angles, plates, piles etc) (hot rolled) | Structural steel (hot rolled) | Structural steel (hot rolled), Hot rolled structural steel section (H- Beams, Angles, Channels) (POSCO YAMATO VINA STEEL JOINT STOCK COMPANY) (Global) | Structural_steel_hot | Structural_steel_hot | 2023-01-06 | 2028-01-06 | Global | 4790599058.101.1 | Not applicable | UL Environment | https://spot.ul.com/main-app/products/detail/66ebf6396912fe1a826f1200?page_type=Products%20Catalog | tonne |  |  |  |  | 1010 | 0 | 0 | 0 | 0 | 1010 | 0 | 1.01 | 0 | 0 | 0 | 0 | 1.01 | 0 | Version 2025.1
Steel | Structural sections steel (welded beam, columns, angles, plates, piles etc) (hot rolled) | Structural steel (hot rolled) | Structural steel (hot rolled), Structural section steel (Celsa Group) (Global) | Structural_steel_hot | Structural_steel_hot | 2021-05-07 | 2026-04-07 | Global | EPD-CEL-20200277-IBD1-EN |  | IBU | https://materials.oneclicklca.com/en/material/structural-steel-sections/6318601beacb8327acb30d19 | tonne |  | 7850 |  |  | 558 | 0 | 0 | 0 | 0 | 558 | 0 | 0.558 | 0 | 0 | 0 | 0 | 0.558 | 0 | Version 2025.1 | Expired
Steel | Structural sections steel (welded beam, columns, angles, plates, piles etc) (hot rolled) | Structural steel (hot rolled) | Structural steel (hot rolled), Steel Plate (POSCO Co., LTD) (South Korea, Global) | Structural_steel_hot | Structural_steel_hot | 2024-08-07 | 2029-08-07 | South Korea, Global | EPD-IES-0015086:001 | Not applicable | EPD (International) | https://api.environdec.com/api/v1/EPDLibrary/Files/a54cabe9-04a4-4822-8113-08dca0809fab/Data | tonne |  |  |  |  | 2330 | 2320 | 3.41 | 0.733 | 0 | 2324.143 | 0 | 2.33 | 2.32 | 0.00341 | 0.000733 | 0 | 2.3241 | 0 | Version 2025.1
Steel | Structural sections steel (welded beam, columns, angles, plates, piles etc) (hot rolled) | Structural steel (hot rolled) | Structural steel (hot rolled), Angles (Osaka Steel Co LTD) (Japan, Global) | Structural_steel_hot | Structural_steel_hot | 2023-11-21 | 2028-11-20 | Japan, Global | JR-AJ-23025E |  | Japan EPD Program by SuMPO | https://ecoleaf-label.jp/en/epd/download/1261 | tonne |  |  |  |  | 760 | 0 | 0 | 0 | 0 | 760 | 0 | 0.76 | 0 | 0 | 0 | 0 | 0.76 | 0 | Version 2025.1
Steel | Structural sections steel (welded beam, columns, angles, plates, piles etc) (hot rolled) | Structural steel (hot rolled) | Structural steel (hot rolled), Multiple steel products: - Deformed bar - Wire rod - Deformed bar in coil (Tung Ho Steel Vietnam Corporation) (Global) | Structural_steel_hot | Structural_steel_hot | 2023-11-16 | 2028-06-10 | Global | S-P-04681 |  | EPD Southeast Asia | https://api.environdec.com/api/v1/EPDLibrary/Files/2394c099-e258-49c5-f718-08dbfcbc4c1b/Data | tonne | 7850 |  |  |  | 1010 | 1010 | -1140 | 0.484 | 0 | 1010.484 | 0 | 1.01 | 1.01 | -1.14 | 0.000484 | 0 | 1.0105 | 0 | Version 2025.1
Steel | Structural sections steel (welded beam, columns, angles, plates, piles etc) (hot rolled) | Structural steel (hot rolled) | Structural steel (hot rolled), HOT ROLLED STEEL REINFORCING STEEL IN BARS AND COILS - Jumbo Coils (FERRIERE NORD S.p.A.) (Global) | Structural_steel_hot | Structural_steel_hot | 2024-05-04 | 2029-05-04 | Global | EPDITALY0634 |  | EPD Italy | https://www.epditaly.it/en/wp-content/uploads/2016/12/EPD-Tondo-Ferriere-Nord-2024.pdf | tonne |  |  |  |  | 775 | 759 | 15.5 | 0.461 | 0 | 774.961 | 0 | 0.775 | 0.759 | 0.0155 | 0.000461 | 0 | 0.77496 | 0 | Version 2025.1
Steel | Structural sections steel (welded beam, columns, angles, plates, piles etc) (hot rolled) | Structural steel (hot rolled) | Structural steel (hot rolled), Welded steel pipe & hollow section (Maruichi Sun Steel Joint Stock Company) (Global) | Structural_steel_hot | Structural_steel_hot | 2024-12-12 | 2029-12-12 | Global | 4791184719.101.2 | Not applicable | UL Environment | https://spot.ul.com/main-app/products/detail/67628f28a51bcdb050ae4ef7?page_type=Products%20Catalog | tonne | 7850 |  |  |  | 2660 | 2620 | 1.41 | 1.3 | 0 | 2622.71 | 0 | 2.66 | 2.62 | 0.00141 | 0.0013 | 0 | 2.6227 | 0 | Version 2025.1
Timber & engineered woods | Softwood | Sawn softwood, surfaced timber | Surfaced, KVH structural timber - finger jointed (Stora Enso) (Czech Republic) | Timber_softwood | Timber_softwood | 2020-03-08 | 2026-11-02 | Czech Republic | S-P-02153 |  | EPD (International) | https://api.environdec.com/api/v1/EPDLibrary/Files/03ef48cc-c644-46ff-802e-08d8e2c71993/Data | m³ | 450 |  |  |  | -685 | 30.6 | -716 | 0.973 | 717 | 32.573 | 717 | -1.5222 | 0.068 | -1.5911 | 0.0021622 | 1.5933 | 0.072384 | 1.5933 | Version 2025.1
Thermal break | Thermal break | Thermal break | Thermal break, Warm Edge Spacer SP12, SP13, SP14 (Technoform) (Global) |  |  | 2023-12-11 | 2028-12-11 | Global | S-P-10425 |  | EPD (International) | https://api.environdec.com/api/v1/EPDLibrary/Files/03d0f5d1-0321-4714-fbbb-08dbfcbc4c1b/Data | kg |  |  |  | 0.0431 | 0.0095251 | 0.009482 | 1.3792e-05 | 8.3614e-06 | 0 | 0.0095042 | 0 | 0.0095251 | 0.009482 | 1.3792e-05 | 8.3614e-06 | 0 | 0.0095042 | 0 | Version 1.0
Flooring | Vinyl floor | Vinyl flooring | Vinyl Flooring, VINYL FLOORING (LVT, SPC, WPC) (Changzhou Tooyei New Material Co.,ltd) (China) | Vinyl_flooring | Vinyl_flooring | 2024-01-31 | 2029-01-31 | China | S-P-11629 |  | EPD (International) | https://api.environdec.com/api/v1/EPDLibrary/Files/4b9164ad-7a7c-408e-cf14-08dc1e81dd8e/Data | m² |  | 10.5 |  |  | 19 | 21 | -1.03 | 0.0888 | 0 | 21.0888 | 0 | 1.8095 | 2 | -0.098095 | 0.0084571 | 0 | 2.0085 | 0 | Version 1.0
Flooring | Vinyl floor | Vinyl flooring | Vinyl Flooring, VINYL FLOORING (LVT, SPC, WPC) (Changzhou Tooyei New Material Co.,ltd) (China) | Vinyl_flooring | Vinyl_flooring | 2024-01-31 | 2029-01-31 | China | S-P-11629 |  | EPD (International) | https://api.environdec.com/api/v1/EPDLibrary/Files/4b9164ad-7a7c-408e-cf14-08dc1e81dd8e/Data | m² |  | 10.5 |  |  | 19 | 21 | -1.03 | 0.0888 | 0 | 21.0888 | 0 | 1.8095 | 2 | -0.098095 | 0.0084571 | 0 | 2.0085 | 0 | Version 1.0
Flooring | Vinyl floor | Vinyl flooring | Vinyl Flooring, VINYL FLOORING (LVT, SPC, WPC) (BIYORK MATERIALS CANADA INC) (China and Canada) | Vinyl_flooring | Vinyl_flooring | 2024-02-26 | 2029-02-26 | China and Canada | S-P-11977 |  | EPD (International) | https://api.environdec.com/api/v1/EPDLibrary/Files/47a5e32b-c9ff-49c2-936f-08dc3c72202b/Data | m² |  | 10.5 |  |  | 19 | 21 | -1.03 | 0.0888 | 0 | 21.0888 | 0 | 1.8095 | 2 | -0.098095 | 0.0084571 | 0 | 2.0085 | 0 | Version 1.0
Flooring | Vinyl floor | Vinyl flooring | Vinyl Flooring, VINYL FLOORING (LVT, SPC, WPC) (REPUBLIC FLOOR GMBH) (China and Europe) | Vinyl_flooring | Vinyl_flooring | 2024-02-23 | 2029-02-23 | China and Europe | S-P-11665 |  | EPD (International) | https://api.environdec.com/api/v1/EPDLibrary/Files/6412041e-5925-4a84-544a-08dc2e3a662b/Data | m² |  | 10.5 |  |  | 19 | 21 | -1.03 | 0.0888 | 0 | 21.0888 | 0 | 1.8095 | 2 | -0.098095 | 0.0084571 | 0 | 2.0085 | 0 | Version 1.0
Flooring | Vinyl floor | Vinyl flooring | Vinyl Flooring, DIOCO REGAL PLUS 70 VINYL FLOOR DIOCO GREENFLOORING VINYL FLOOR (DIOCO GLOBAL TRADING, S.L.) (Global) | Vinyl_flooring | Vinyl_flooring | 2023-07-24 | 2028-07-24 | Global | S-P-09979 |  | EPD (International) | https://api.environdec.com/api/v1/EPDLibrary/Files/c0f1d978-76db-49ca-9ec0-08db7e35bd3c/Data | m² |  | 14.97 |  |  | 34.1 | 34.2 | -0.294 | 0.186 | 0 | 34.386 | 0 | 2.2779 | 2.2846 | -0.019639 | 0.012425 | 0 | 2.297 | 0 | Version 1.0
Flooring | Vinyl floor | Vinyl flooring | Vinyl Flooring, VINYL FLOORING (LVT, SPC, WPC) (JIANGSU ZHENGYOUNG FLOORING DECORATION MATERIAL CO., LTD.) (China) | Vinyl_flooring | Vinyl_flooring | 2024-07-27 | 2029-07-27 | China | S-P-10141 |  | EPD (International) | https://api.environdec.com/api/v1/EPDLibrary/Files/b42d1076-24b4-4914-e720-08db8f6daa29/Data | m² |  | 10.5 |  |  | 9.11 | 8.96 | 0.077 | 0.0768 | 0 | 9.1138 | 0 | 0.86762 | 0.85333 | 0.0073333 | 0.0073143 | 0 | 0.86798 | 0 | Version 1.0
Flooring | Vinyl floor | Vinyl flooring | Vinyl Flooring, VINYL FLOORING (LVT, SPC, WPC) (JIANGSU ZHENGYOUNG FLOORING DECORATION MATERIAL CO., LTD.) (China) | Vinyl_flooring | Vinyl_flooring | 2024-07-27 | 2029-07-27 | China | S-P-10141 |  | EPD (International) | https://api.environdec.com/api/v1/EPDLibrary/Files/b42d1076-24b4-4914-e720-08db8f6daa29/Data | m² |  | 10.5 |  |  | 9.11 | 8.96 | 0.077 | 0.0768 | 0 | 9.1138 | 0 | 0.86762 | 0.85333 | 0.0073333 | 0.0073143 | 0 | 0.86798 | 0 | Version 1.0
Flooring | Vinyl floor | Vinyl flooring | Vinyl Flooring, Sphera Resilisent Homogeneous Vinyl Floor Covering (Forbo Flooring Systems) (Global) | Vinyl_flooring | Vinyl_flooring | 2024-07-15 | 2029-07-15 | Global | 4791394447.102.1 | Not applicable | UL Environment | https://forbo.blob.core.windows.net/forbodocuments/0685dcf0-bcbc-4201-802e-cb4789e8f7e1/Forbo_Sphera%20homogeneous%20vinyl_EPD_2024.pdf | m² |  | 2.9 |  |  | 5.75 | 6.09 | -0.341 | 0.00253 | 0 | 6.0925 | 0 | 1.9828 | 2.1 | -0.11759 | 0.00087241 | 0 | 2.1009 | 0 | Version 2025.1
Flooring | Vinyl floor | Vinyl flooring | Vinyl Flooring, Step Resilient Heterogeneous Vinyl Floor Covering (Forbo Flooring Systems) (Global) | Vinyl_flooring | Vinyl_flooring | 2023-01-09 | 2028-01-09 | Global | 4788294459.108.1 | Not applicable | UL Environment | https://forbo.blob.core.windows.net/forbodocuments/562002/Forbo_Step_safety%20vinyl_EPD%202023.pdf | m² |  | 2.75 |  |  | 4.83 | 5.62 | -0.8 | 0.00665 | 0 | 5.6266 | 0 | 1.7564 | 2.0436 | -0.29091 | 0.0024182 | 0 | 2.0461 | 0 | Version 2025.1
Flooring | Vinyl floor | Vinyl flooring | Vinyl Flooring, Mipolam Evo Homogeneous Commercial Flooring (Gerflor) (North America) | Vinyl_flooring | Vinyl_flooring | 2021-01-01 | 2026-01-01 | North America | 4790130460.106.1 | Not applicable | UL Environment | https://www.gerflor.com/media/virtual-library/gerflor-epd-101.1-mipolam-evo-en.pdf | m² |  | 2.7 |  |  | 21.2 | 0 | 0 | 0 | 0 | 21.2 | 0 | 7.8519 | 0 | 0 | 0 | 0 | 7.8519 | 0 | Version 2025.1 | Expired
Flooring | Vinyl floor | Vinyl flooring | Vinyl Flooring, Mipolam Evo Homogeneous Commercial Flooring (Gerflor) (Europe) | Vinyl_flooring | Vinyl_flooring | 2021-01-01 | 2026-01-01 | Europe | 4790130460.106.1 | Not applicable | UL Environment | https://www.gerflor.com/media/virtual-library/gerflor-epd-101.1-mipolam-evo-en.pdf | m² |  | 2.7 |  |  | 21.1 | 0 | 0 | 0 | 0 | 21.1 | 0 | 7.8148 | 0 | 0 | 0 | 0 | 7.8148 | 0 | Version 2025.1 | Expired
Flooring | Vinyl floor | Vinyl flooring | Vinyl Flooring, Altro Stronghold 30, 3mm (Altro Ltd) (Global) | Vinyl_flooring | Vinyl_flooring | 2024-02-27 | 2029-02-27 | Global | BREG EN EPD No.: 000256 | Issue 03 | BRE | https://www.greenbooklive.com/pdfdocs/en15804epd/BREGENEPD000256.pdf | m² |  | 3.9 |  |  | 8.58 | 0 | 0 | 0 | 0 | 8.58 | 0 | 2.2 | 0 | 0 | 0 | 0 | 2.2 | 0 | Version 2025.1
Flooring | Vinyl floor | Vinyl flooring | Vinyl Flooring, Excellence (Zeno Project B.V) (Global) | Vinyl_flooring | Vinyl_flooring | 2020-04-17 | 2025-04-17 | Global | NEPD-2143-968-EN |  | EPD Norge | https://www.epd-norge.no/epder/byggevarer/gulvbelegg/excellence | m² |  | 4.2 |  |  | 11.2 | 0 | 0 | 0 | 0 | 11.2 | 0 | 2.6667 | 0 | 0 | 0 | 0 | 2.6667 | 0 | Version 2025.1 | Expired
Flooring | Vinyl floor | Vinyl flooring | Vinyl Flooring, Non-coated slip retardant flooring sheet Accolade Safe, Infinity Safe (Armstrong Flooring Pty Ltd) (Global) | Vinyl_flooring | Vinyl_flooring | 2022-05-17 | 2027-05-17 | Global | ATX AS02 2022EP |  | Global GreenTag | https://www.globalgreentag.com/certificate/1508/ArmstrongSafetyEPD15804%2BA22019C2F%40Evah17May2022v2%281%29.pdf | m² |  | 2.9 |  |  | 10.2949 | 10.4109 | -0.1305 | 1.363e-05 | 0 | 10.4109 | 0 | 3.55 | 3.59 | -0.045 | 4.7e-06 | 0 | 3.59 | 0 | Version 2025.1
Concrete (in-situ) | Concrete, 80 MPa | >65 MPa to ≤80 MPa | Concrete (in-situ), ENVISIA concrete in-situ Perth metro - 80 MPa (Boral) (Australia) | Concrete_80MPa | Concrete_80MPa | 2024-10-31 | 2026-08-01 | Australia | EPD-IES-0002338:002 | Not applicable | EPD Australasia | EPD-IES-0002338-002_BORAL-LTD_Perth-Pre-mix-Concrete_2024-10-31.pdf (epd-australasia.com) | m³ | 2400 |  |  |  | 386 | 0 | 0 | 0 | 0 | 386 | 0 | 0.16083 | 0 | 0 | 0 | 0 | 0.16083 | 0 | Version 2026.2
Concrete (in-situ) | Concrete, 20 MPa | >10 MPa to ≤20 MPa | Concrete (in-situ), Envirocrete plus concrete in-situ Perth metro - 20 MPa (Boral) (Australia) | Concrete_20MPa | Concrete_20MPa | 2024-10-31 | 2026-08-01 | Australia | EPD-IES-0002338:002 | Not applicable | EPD Australasia | EPD-IES-0002338-002_BORAL-LTD_Perth-Pre-mix-Concrete_2024-10-31.pdf (epd-australasia.com) | m³ | 2400 |  |  |  | 171 | 0 | 0 | 0 | 0 | 171 | 0 | 0.07125 | 0 | 0 | 0 | 0 | 0.07125 | 0 | Version 2026.2
Concrete (in-situ) | Concrete, 80 MPa | >65 MPa to ≤80 MPa | Concrete (in-situ), Envirocrete plus concrete in-situ Perth metro - 80 MPa (Boral) (Australia) | Concrete_80MPa | Concrete_80MPa | 2024-10-31 | 2026-08-01 | Australia | EPD-IES-0002338:002 | Not applicable | EPD Australasia | EPD-IES-0002338-002_BORAL-LTD_Perth-Pre-mix-Concrete_2024-10-31.pdf (epd-australasia.com) | m³ | 2400 |  |  |  | 461 | 0 | 0 | 0 | 0 | 461 | 0 | 0.19208 | 0 | 0 | 0 | 0 | 0.19208 | 0 | Version 2026.2
Concrete (in-situ) | Concrete, 100 MPa | >80 MPa + | Concrete (in-situ), Envirocrete plus concrete in-situ Perth metro - 100 MPa (Boral) (Australia) | Concrete_80upMPa | Concrete_80upMPa | 2024-10-31 | 2026-08-01 | Australia | EPD-IES-0002338:002 | Not applicable | EPD Australasia | EPD-IES-0002338-002_BORAL-LTD_Perth-Pre-mix-Concrete_2024-10-31.pdf (epd-australasia.com) | m³ | 2400 |  |  |  | 498 | 0 | 0 | 0 | 0 | 498 | 0 | 0.2075 | 0 | 0 | 0 | 0 | 0.2075 | 0 | Version 2026.2
Concrete (in-situ) | Concrete, 20 MPa | >10 MPa to ≤20 MPa | Concrete (in-situ), Envirocrete concrete in-situ Perth metro - 20 MPa (Boral) (Australia) | Concrete_20MPa | Concrete_20MPa | 2024-10-31 | 2026-08-01 | Australia | EPD-IES-0002338:002 | Not applicable | EPD Australasia | EPD-IES-0002338-002_BORAL-LTD_Perth-Pre-mix-Concrete_2024-10-31.pdf (epd-australasia.com) | m³ | 2400 |  |  |  | 179 | 0 | 0 | 0 | 0 | 179 | 0 | 0.074583 | 0 | 0 | 0 | 0 | 0.074583 | 0 | Version 2026.2
Concrete (in-situ) | Concrete, 20 MPa | >10 MPa to ≤20 MPa | Concrete (in-situ), Envirocrete 30% concrete in-situ Perth metro - 20 MPa (Boral) (Australia) | Concrete_20MPa | Concrete_20MPa | 2024-10-31 | 2026-08-01 | Australia | EPD-IES-0002338:002 | Not applicable | EPD Australasia | EPD-IES-0002338-002_BORAL-LTD_Perth-Pre-mix-Concrete_2024-10-31.pdf (epd-australasia.com) | m³ | 2400 |  |  |  | 179 | 0 | 0 | 0 | 0 | 179 | 0 | 0.074583 | 0 | 0 | 0 | 0 | 0.074583 | 0 | Version 2026.2
Flooring | Carpet | Carpet flooring | Carpet, threads® carpet tiles (Burmatex Limited) (Global) | Carpet_flooring | Carpet_flooring | 2025-01-01 | 2029-12-31 | Global | EPD-IES-0015984 |  | EPD (International) | https://www.environdec.com/library/epd15984 | m² | 57.4 | 4.02 |  |  | 3.9 | 5.59 | -1.322 | 0.0438 | 1.33 | 5.6418 | 1.33 | 0.97015 | 1.3905 | -0.32886 | 0.010896 | 0.33085 | 1.4034 | 0.33085 | Version 2026.2
|  | Not used | Window, Lyssand 120 Side-hung window with two opening sashes, wood, 1230x1480 (Lyssand) (Norway) |  |  | 2025-02-26 | 2030-02-26 | Norway | NEPD-9239-8826 |  | The Norwegian EPD Foundation | https://www.epd-global.com/getfile.php/13174714-1741647671/EPDer/Byggevarer/D%C3%B8rer%20og%20vinduer/NEPD-9239-8826_Lyssand-120-Side-hung-window-with-two-opening-sashes--wood--1230x1480.pdf | kg |  |  |  | 69.37 | 1.0169 | 1.6331 | -0.66021 | 0.044001 | 0 | 1.6771 | 0 | 1.0169 | 1.6331 | -0.66021 | 0.044001 | 0 | 1.6771 | 0 | Version 2026.2
|  | Not used | Window, Optima TS0101, Outward opening, Topguided window, Wood with 2-layer insulated glass unit. (JABS Group A/S) (Europe) |  |  | 2026-06-02 | 2030-06-02 | Europe | NEPD-8983-8647 |  | The Norwegian EPD Foundation | https://www.epd-global.com/getfile.php/13174731-1741647695/EPDer/Byggevarer/D%C3%B8rer%20og%20vinduer/NEPD-8983-8647_Optima-TS0101--Outward-opening--Topguided-window--Wood-with-2-layer-insulated-glass-unit.pdf | kg |  |  |  | 59.6 | 0.83946 | 1.5801 | -0.79745 | 0.05482 | 0 | 1.6349 | 0 | 0.83946 | 1.5801 | -0.79745 | 0.05482 | 0 | 1.6349 | 0 | Version 2026.2
|  | Not used | Window, Window system product (Purso Oy) (Europe) |  |  | 2026-02-20 | 2030-02-20 | Europe | S-P-0008252 |  | EPD (International) | https://api.environdec.com/api/v1/EPDLibrary/Files/80d9e979-3e3c-4a48-82f4-08dd517f1fd4/Data | kg |  |  |  |  | 1.67 | 2.73 | -1.08 | 0.0191 | 0 | 2.7491 | 0 | 1.67 | 2.73 | -1.08 | 0.0191 | 0 | 2.7491 | 0 | Version 2026.2
|  | Not used | Window, Rationel AURAPLUS / Rationel FORMAPLUS – top guided window (w/alu), 3-layer ECOLINE glazing (Rationel) (Global) |  |  | 2025-12-19 | 2030-06-20 | Global | EPD-IES-0024526:003 |  | EPD (International) | https://www.environdec.com/library/epd24526 | kg |  | 36.8 |  |  | 0.94565 | 1.4049 | -0.51902 | 0 | 0 | 1.4049 | 0 | 0.94565 | 1.4049 | -0.51902 | 0 | 0 | 1.4049 | 0 | Version 2026.2
|  | Not used | Window, NATRE – Inward opening Tilt &Turn window (GENP FI TITU) (Natre Vinduer AS) (Global) |  |  | 2025-06-20 | 2030-06-20 | Global | EPD-IES-0012249:001 |  | EPD (International) | https://www.environdec.com/library/epd12249 | kg |  | 34.7 |  |  | 1.7867 | 2.1009 | -0.31988 | 0 | 0 | 2.1009 | 0 | 1.7867 | 2.1009 | -0.31988 | 0 | 0 | 2.1009 | 0 | Version 2026.2
|  | Not used | Window, Groppalli GL80 sliding window system (Groppalli S.r.l.) (Global) |  |  | 2025-06-20 | 2030-06-14 | Global | EPD-IES-0022292:001 |  | EPD (International) | https://www.environdec.com/library/epd22292 | kg |  | 153.61 |  |  | 0.67704 | 0.67053 | 0.0047067 | 0 | 0 | 0.67524 | 0 | 0.67704 | 0.67053 | 0.0047067 | 0 | 0 | 0.67524 | 0 | Version 2026.2
|  | Not used | Window, Groppalli GL80 window system (Groppalli S.r.l.) (Global) |  |  | 2025-06-20 | 2030-06-14 | Global | EPD-IES-0022290:001 |  | EPD (International) | https://www.environdec.com/library/epd22290 | kg |  | 75.38 |  |  | 2.2287 | 2.2022 | 0.015654 | 0 | 0 | 2.2178 | 0 | 2.2287 | 2.2022 | 0.015654 | 0 | 0 | 2.2178 | 0 | Version 2026.2
|  | Not used | Window, VELFAC 200 ENERGY – Top-guided window, 3-layer ECOline, 4 -18 - 4 -18 - 4 (VELFAC) (Europe) |  |  | 2026-06-03 | 2021-06-03 | Europe | EPD-IES-0016458:002 |  | EPD (International) | https://www.environdec.com/library/epd16458 | kg |  | 39.5 |  |  | 1.3038 | 1.6101 | -0.32911 | 0 | 0 | 1.6101 | 0 | 1.3038 | 1.6101 | -0.32911 | 0 | 0 | 1.6101 | 0 | Version 2026.2 | Expired
|  | Not used | Window, Kommerling 76 plastic windows (UAB Kodema) (Europe) |  |  | 2025-08-04 | 2030-08-04 | Europe | EPD-IES-0021600 |  | EPD (International) | https://www.environdec.com/library/epd21600 | kg |  | 37.44 |  |  | 2.1635 | 2.5481 | -0.38729 | 0 | 0 | 2.5481 | 0 | 2.1635 | 2.5481 | -0.38729 | 0 | 0 | 2.5481 | 0 | Version 2026.2
|  | Not used | Window, Gealan plastic window (UAB Kodema) (Europe) |  |  | 2050-08-04 | 2030-08-04 | Europe | EPD-IES-0021599 |  | EPD (International) | https://www.environdec.com/library/epd21599 | kg |  | 38.13 |  |  | 2.2554 | 2.7013 | -0.45109 | 0 | 0 | 2.7013 | 0 | 2.2554 | 2.7013 | -0.45109 | 0 | 0 | 2.7013 | 0 | Version 2026.2
|  | Not used | Window, K-Vision plastic windows (UAB Kodema) (Europe) |  |  | 2050-08-04 | 2030-08-04 | Europe | EPD-IES-0021596 |  | EPD (International) | https://www.environdec.com/library/epd21596 | kg |  | 36.9 |  |  | 2.374 | 2.6206 | -0.24743 | 0 | 0 | 2.6206 | 0 | 2.374 | 2.6206 | -0.24743 | 0 | 0 | 2.6206 | 0 | Version 2026.2
|  | Not used | Window, Aluminium - glass structures (doors, windows, curtain walls, partition kits) (UAB Kodema) (Global) |  |  | 2025-03-17 | 2030-02-27 | Global | EPD-IES-0020042 |  | EPD (International) | https://www.environdec.com/library/epd20042 | kg |  | 88.2 |  |  | 1.9841 | 2.1202 | -0.14966 | 0 | 0 | 2.1202 | 0 | 1.9841 | 2.1202 | -0.14966 | 0 | 0 | 2.1202 | 0 | Version 2026.2
|  | Not used | Window, Viking SW17 Aluclad Window / Viking SW17 Wooden Window (Viking Window AS) (Europe) |  |  | 2025-03-03 | 2030-03-03 | Europe | EPD-IES-0017889 |  | EPD (International) | https://www.environdec.com/library/epd17889 | kg |  | 39.27 |  |  | 2.3631 | 2.9539 | -0.59333 | 0 | 0 | 2.9539 | 0 | 2.3631 | 2.9539 | -0.59333 | 0 | 0 | 2.9539 | 0 | Version 2026.2
|  | Not used | Window, Aluminium Window Systems (Metal Technology Ltd.) (Europe) |  |  | 2025-03-02 | 2030-03-02 | Europe | EPD-IES-0019483 |  | EPD (International) | https://www.environdec.com/library/epd19483 | kg |  | 15.71 |  |  | 4.2712 | 4.2521 | 0.012031 | 0 | 0 | 4.2641 | 0 | 4.2712 | 4.2521 | 0.012031 | 0 | 0 | 4.2641 | 0 | Version 2026.2
Flooring | Access floor | Access flooring | Access floors, Riseflor/Tecfloor Bare Finish Steel Raised Access Floor, including pedestals. (Changzhou SunYar International Inc.) () | Access_floor | Access_floor | 2025-09-19 | 2030-09-18 |  | EPD-IES-0025716 |  | EPD International |  | m² |  | 39.86 |  |  | 61 | 61 | 0 | 0 | 0 | 61 | 0 | 1.5304 | 1.5304 | 0 | 0 | 0 | 1.5304 | 0 | Version 2026.2
Flooring | Access floor | Access flooring | Access floors, FLEXI RAISED ACCESS FLOORS. (AET Building Products India Private Limited) (India) | Access_floor | Access_floor | 2025-06-05 | 2030-05-05 |  | EPD-IES-0020985 |  | EPD International |  | m² |  | 55.94 |  |  | 48.2 | 53.1 | -4.88 | 0.00192 | 0 | 53.1019 | 0 | 0.86164 | 0.94923 | -0.087236 | 3.4322e-05 | 0 | 0.94927 | 0 | Version 2026.2
Tile | Ceramic tiles | Ceramic paver/tile | Ceramic tiles, GRUPPO ROMANI CERAMIC TILES 8,5 – 10 mm (Gruppo Romani S.p.A.) (Global) | Pavers_ceramic | Pavers_ceramic | 2025-02-26 | 2030-02-26 | Global | EPDITALY0834 |  | EPD Italy | https://www.epditaly.it/en/wp-content/uploads/2016/12/AverageEPD_Gruppo-Romani-Ceramic-Tiles-8.5-10mm-Stb.-Rubiera-1.pdf | kg |  | 21 |  |  | 0.5119 | 0.54429 | -0.031695 | 0.00054286 | 0 | 0.54483 | 0 | 0.5119 | 0.54429 | -0.031695 | 0.00054286 | 0 | 0.54483 | 0 | Version 2026.2
Tile | Ceramic tiles | Ceramic paver/tile | Ceramic tiles, G3NIUS - Porcelain Stoneware Ceramic Tiles, 7.4 mm thickness (Gruppo Ceramiche Gresmalt S.p.A.) (Global) | Pavers_ceramic | Pavers_ceramic | 2023-11-26 | 2028-11-26 | Global | EPDITALY0428 |  | EPD Italy | Ceramic Tiles with average thickness 8,5 – 10 mm | kg |  | 13.8 |  |  | 0.53768 | 0.5471 | -0.0091203 | 0.0002587 | 0 | 0.54736 | 0 | 0.53768 | 0.5471 | -0.0091203 | 0.0002587 | 0 | 0.54736 | 0 | Version 2026.2
Tile | Ceramic tiles | Ceramic paver/tile | Ceramic tiles, Ceramic tiles (Keda (Ghana)Ceramics Co.) (Ghana) | Pavers_ceramic | Pavers_ceramic | 2025-09-28 | 2030-09-27 |  | EPD-IES-0025655 |  | EPD International AB |  | kg |  | 20.14 |  |  | 0.56604 | 0.62066 | 0 | 0 | 0 | 0.56604 | 0 | 0.56604 | 0.62066 | 0 | 0 | 0 | 0.56604 | 0 | Version 2026.2
Tile | Ceramic tiles | Ceramic paver/tile | Ceramic tiles, Dry-pressed glazed ceramic tiles (Grupo CERAGNI) (Portugal, Europe) | Pavers_ceramic | Pavers_ceramic | 2025-06-18 | 2030-06-18 |  | EPD-IES-0024525 |  | EPD International AB (The International EPD® System) |  | kg |  | 11.28 |  |  | 0.60816 | 0.67642 | -0.069238 | 0 | 0 | 0.67642 | 0 | 0.60816 | 0.67642 | -0.069238 | 0 | 0 | 0.67642 | 0 | Version 2026.2
Tile | Ceramic tiles | Ceramic paver/tile | Ceramic tiles, Dry-pressed ceramic tiles (Grupo CERAGNI) (Portugal, Europe) | Pavers_ceramic | Pavers_ceramic | 2025-06-18 | 2030-06-18 |  | EPD-IES-0022371 |  | The International EPD® System / EPD International AB |  | kg |  | 14.54 |  |  | 0.56534 | 0.61623 | -0.051582 | 0 | 0 | 0.61623 | 0 | 0.56534 | 0.61623 | -0.051582 | 0 | 0 | 0.61623 | 0 | Version 2026.2
Tile | Ceramic tiles | Ceramic paver/tile | Ceramic tiles, FLOOR AND WALL CERAMIC TILES (HALCÓN CERÁMICAS) (Spain) | Pavers_ceramic | Pavers_ceramic | 2025-06-18 | 2030-06-17 |  | EPD-IES-0004418 |  | EPD International AB (The International EPD® System) |  | kg |  | 18.14 |  |  | 0.74421 | 0.79383 | -0.051709 | 0 | 0 | 0.79383 | 0 | 0.74421 | 0.79383 | -0.051709 | 0 | 0 | 0.79383 | 0 | Version 2026.2
Plasterboard | Plasterboard | Plasterboard | Plasterboard, DRYSTAR® Plasterboard (Knauf India Private Limited) (India) | Plasterboard | Plasterboard | 2025-06-18 | 2030-06-17 | India | EPD-IES-0024619 |  | EPD (International) |  | m² |  | 11 |  |  | 4.53 | 4.46 | 0.00801 | 0 | 0 | 4.468 | 0 | 0.41182 | 0.40545 | 0.00072818 | 0 | 0 | 0.40618 | 0 | Version 2026.2
Autoclaved aerated concrete | AAC panel (inc. reinforced) | Not used | AAC, YTONG AAC Blocks (PP2, PP2A, PP2A+, PP3, PP4) (YTONG POROBETON S.A.) (Global) | AAC_panel | AAC_panel | 2025-02-13 | 2030-12-02 | Global | EPD-IES-0017071:002 |  | EPD (International) | https://www.environdec.com/library/epd17071 | m³ | 420 |  |  |  | 124 | 123 | 0 | 0.409 | 0 | 124 | 0 | 0.29524 | 0.29286 | 0 | 0.00097381 | 0 | 0.29524 | 0 | Version 2026.2
Timber & engineered woods | Softwood | Sawn softwood, surfaced timber | Pre-nailed softwood frames (CARTERS Building Supplies Limited) (New Zealand) | Timber_softwood | Timber_softwood | 2025-06-20 | 2030-06-19 | New Zealand | EPD-IES-0009999 |  | EPD Australasia | https://epd-australasia.com/wp-content/uploads/2025/06/EDP-IES-0009999-001_Carters-Pre-nailed_frames_2025-06-20.pdf | m³ | 535 |  |  |  | -677 | 173 | -850 | 0.0713 | 854.3333 | 177.4046 | 854.3333 | -1.2654 | 0.32336 | -1.5888 | 0.00013327 | 1.5969 | 0.3316 | 1.5969 | Version 2026.2
Timber & engineered woods | Softwood | Sawn softwood, surfaced timber | Pre-nailed timber trusses (CARTERS Building Supplies Limited) (New Zealand) | Timber_softwood | Timber_softwood | 2025-06-20 | 2030-06-19 | New Zealand | EPD-IES-0012278 |  | EPD Australasia | https://epd-australasia.com/wp-content/uploads/2025/06/EPD-IES-0012278-001_Carters-Pre-nailed_Trusses_2025-06-20.pdf | m³ | 572 |  |  |  | -554 | 293 | -847 | 0.119 | 854.3333 | 300.4523 | 854.3333 | -0.96853 | 0.51224 | -1.4808 | 0.00020804 | 1.4936 | 0.52527 | 1.4936 | Version 2026.2
Aggregate | Aggregates | Recycled fill material | Aggregate, RECYCLED AGGREGATE PRODUCTS (City Circle Recycling Pty. Ltd.) (Australia) | Recovered_aggregate | Recovered_aggregate | 2025-06-06 | 2030-06-05 | Australia | EPD-IES-0023849:001 |  | EPD Australasia |  | tonne |  |  |  |  | 0.958 | 0.957 | 0.00117 | 0 | 0 | 0.95817 | 0 | 0.000958 | 0.000957 | 1.17e-06 | 0 | 0 | 0.00095817 | 0 | Version 2026.2
Timber & engineered woods | Particleboard | Particleboard | CUSTOMpine, Raw Particleboard, PB, Particleboard Standard STD (Porta Products Pty Limited) (Australia) | Eng_Timber_Particleboard | Eng_Timber_Particleboard | 2025-07-10 | 2030-07-10 | Australia | BOR:CP01:2025:EP |  | Global GreenTag International Pty Ltd |  | m³ | 632 |  |  |  | -699 | 484 | -1180 | 0.932 | 1063.3333 | 484.932 | 1063.3333 | -1.106 | 0.76582 | -1.8671 | 0.0014747 | 1.6825 | 0.7673 | 1.6825 | Version 2026.2
Flooring | Access floor | Access flooring | Access floor, ConCore Raised Access Floor Panel (Tate Asia-Pacific Pty td) (Australia, China) | Access_floor | Access_floor | 2025-11-12 | 2030-11-12 | Australia, China | EPD-IES-0002049:002 | 2 | EPD Australasia |  | m² |  | 32.49 |  |  | 46.2 | 48.3 | -2.07 | 0.0202 | 0 | 48.3202 | 0 | 1.422 | 1.4866 | -0.063712 | 0.00062173 | 0 | 1.4872 | 0 | Version 2026.2
Flooring | Carpet | Carpet flooring | Carpet, Wool Broadloom Carpet – 50oz/yd2 (Bremworth Carpets and Rugs Limited) (New Zealand) | Carpet_flooring | Carpet_flooring | 2025-06-16 | 2030-06-16 | Australia, New Zealand | EPD-IES-0023846:001 |  | EPD Australasia |  | m² |  | 3.427 |  |  | 18.4 | 10.6 | 5.51 | 2.25 | 0 | 18.36 | 0 | 5.3691 | 3.0931 | 1.6078 | 0.65655 | 0 | 5.3575 | 0 | Version 2026.2
Flooring | Carpet | Carpet flooring | Carpet, Wool Broadloom Carpet – 40oz/yd2 (Bremworth Carpets and Rugs Limited) (New Zealand) | Carpet_flooring | Carpet_flooring | 2025-06-16 | 2030-06-16 | Australia, New Zealand | EPD-IES-0023845:001 |  | EPD Australasia |  | m² |  | 2.909 |  |  | 14.8 | 8.83 | 4.3 | 1.7 | 0 | 14.83 | 0 | 5.0877 | 3.0354 | 1.4782 | 0.58439 | 0 | 5.098 | 0 | Version 2026.2
Flooring | Carpet | Carpet flooring | Carpet, Wool Broadloom Carpet - 70oz/yd2 (Bremworth Carpets and Rugs Limited) (New Zealand) | Carpet_flooring | Carpet_flooring | 2025-06-16 | 2030-06-16 | Australia, New Zealand | EPD-IES-0023848:001 |  | EPD Australasia |  | m² |  | 4.107 |  |  | 24.6 | 13.9 | 7.64 | 3.04 | 0 | 24.58 | 0 | 5.9898 | 3.3845 | 1.8602 | 0.7402 | 0 | 5.9849 | 0 | Version 2026.2
Timber & engineered woods |  | Not used | Laminate floor, MAGNES FLOOR COVERING (ASP Access Floors) (Australia) |  |  | 2025-06-16 | 2030-06-15 | Australia | EPD-IES-0024223:001 | Version 1 | EPD Australasia |  | m² | 871 | 14.8 |  |  | -1.15 | 17.8 | -19 | 0.0346 | 17.38 | 17.8346 | 17.38 | -0.077703 | 1.2027 | -1.2838 | 0.0023378 | 1.1743 | 1.205 | 1.1743 | Version 2026.2
Curtain wall | Curtain wall | Not used | ULTRACORE IQ from Bluechip (Bluechip) (Australia) |  |  | 2025-12-10 | 2030-12-09 | Australia | EPD-IES-0027140:001 | Version 1 | EPD Australasia |  | m² |  | 4.6 |  |  | 13.4783 | 13.2609 | 0.010652 | 0.014783 | 0 | 13.2863 | 0 | 2.9301 | 2.8828 | 0.0023157 | 0.0032136 | 0 | 2.8883 | 0 | Version 2026.2
Curtain wall | Curtain wall | Not used | Rediwall by AFS (CSR Building Products Ltd) (Australia) |  |  | 2025-03-18 | 2030-03-18 | Australia | EPD-IES-0020367 | Version 1 | EPD Australasia |  | m² |  | 10.4 |  |  | 35.3 | 16.5 | -0.00439 | 0.0224 | 0 | 16.5224 | 0 | 3.3942 | 1.5865 | -0.00042212 | 0.0021538 | 0 | 1.5887 | 0 | Version 2026.2
Insulation only |  | Not used | Insulation, Bradford Ceiling/Wall/Floor (CSR Building Products Ltd) (Australia, New Zealand) |  |  | 2025-04-14 | 2030-04-14 | Australia, New Zealand | EPD-IES-0019624 | Version 1 | EPD Australasia |  | m² |  | 0.93 |  |  | 3.36 | 3.33 | 0.00888 | 0.0316 | 0 | 3.3705 | 0 | 3.6129 | 3.5806 | 0.0095484 | 0.033978 | 0 | 3.6242 | 0 | Version 2026.2
Insulation only |  | Not used | Insulation, Bradford Anticon Light Duty Foil R1.3 60mm (CSR Building Products Ltd) (Australia) |  |  | 2025-04-14 | 2030-04-14 | Australia | EPD-IES-0019626 | Version 1 | EPD Australasia |  | m² |  | 0.78 |  |  | 309 | 309 | 0.0703 | 0.00262 | 0 | 309.0729 | 0 | 396.1538 | 396.1538 | 0.090128 | 0.003359 | 0 | 396.2473 | 0 | Version 2026.2
Autoclaved aerated concrete | AAC panel (inc. reinforced) | Not used | SPEEDPANEL® (Speedpanel Systems Pty Ltd) (Australia) | AAC_panel | AAC_panel | 2025-05-14 | 2030-06-25 | Australia | EPD-IES-0004281:002 | Version 2 | EPD Australasia |  | kg | 435 |  |  |  | 1.49 | 1.49 | 0.00144 | 0.000882 | 0 | 1.4923 | 0 | 1.49 | 1.49 | 0.00144 | 0.000882 | 0 | 1.4923 | 0 | Version 2026.2
Insulation panels |  | Not used | Ceiling tile, saveBOARD Exposed Internal Linings & Ceiling Tiles (Upcycled Building Materials Ltd (t/a saveBOARD)) (Australia, New Zealand) |  |  | 2025-01-05 | 2030-01-05 | Australia, New Zealand | EPD-IES-0014119 | Version 1 | EPD Australasia |  | m² |  | 7.18 |  |  | -7.4 | 1.28 | -8.7 | 0.0235 | 0 | 1.3035 | 0 | -1.0306 | 0.17827 | -1.2117 | 0.003273 | 0 | 0.18155 | 0 | Version 2026.2
Ceilings and walls | Ceiling tile | Ceiling tile | Ceilings and walls, roofBOARD (Upcycled Building Materials Ltd (t/a saveBOARD)) (Australia, New Zealand) | Ceiling_tile | Ceiling_tile | 2025-01-05 | 2030-01-05 | Australia, New Zealand | EPD-IES-0014115 | Version 1 | EPD Australasia | https://epd-australasia.com/wp-content/uploads/2025/01/EPD-IES-0014115_v1_saveBOARD_roofBOARD_2025-01-05.pdf | m² |  | 11.5 |  |  | -7.42 | 4.07 | -11.6 | 0.0629 | 0 | 4.1329 | 0 | -0.64522 | 0.35391 | -1.0087 | 0.0054696 | 0 | 0.35938 | 0 | Version 2026.2
Glass fibre reinforced concrete | GRC | Not used | Glass fibre reinforced concrete, BarChip R50 and BarChip R65 Macro Synthetic Fibre Concrete Reinforcement (BarChip Inc.) () |  |  | 2025-12-12 | 2030-12-11 |  | EPD-IES-0002056:002 | Version 2 | EPD Australasia |  | kg |  |  |  |  | 2.16 | 2.18 | -0.022 | 0.00243 | 0 | 2.1824 | 0 | 2.16 | 2.18 | -0.022 | 0.00243 | 0 | 2.1824 | 0 | Version 2026.2
Glass fibre reinforced concrete | GRC | Not used | Glass fibre reinforced concrete, BarChip MQ58 and BarChip MQ58 8020 Macro Synthetic Fibre Concrete Reinforcement (BarChip Inc.) () |  |  | 2025-12-12 | 2030-12-11 |  | EPD-IES-0002055:002 | Version 2 | EPD Australasia |  | kg |  |  |  |  | 2.71 | 2.72 | -0.0142 | 0.00247 | 0 | 2.7225 | 0 | 2.71 | 2.72 | -0.0142 | 0.00247 | 0 | 2.7225 | 0 | Version 2026.2
Glass fibre reinforced concrete | GRC | Not used | Glass fibre reinforced concrete, BarChip 48, BarChip 54 and BarChip 60 Macro Synthetic Fibre Concrete Reinforcement (BarChip Inc.) () |  |  | 2025-12-12 | 2030-12-11 |  | EPD-IES-0002054:002 | Version 2 | EPD Australasia |  | kg |  |  |  |  | 2.27 | 2.29 | -0.0192 | 0.00223 | 0 | 2.2922 | 0 | 2.27 | 2.29 | -0.0192 | 0.00223 | 0 | 2.2922 | 0 | Version 2026.2
Concrete (in-situ) | Concrete, ? MPa, | Not used | Concrete (in-situ), STABILISED SAND 7% (Heidelberg Materials Australia Pty Ltd) (Australia) |  |  | 2025-05-02 | 2030-05-02 | Australia | EPD-IES-0018950:001 | Version 1 | EPD Australasia |  | m³ | 1841 |  |  |  | 54.4 | 54.1 | 0.507 | 0.0177 | 0 | 54.6247 | 0 | 0.029549 | 0.029386 | 0.00027539 | 9.6143e-06 | 0 | 0.029671 | 0 | Version 2026.2
Concrete (in-situ) | N/A | Not used | Concrete (in-situ), VIC – North East Link Project – Spark – VP3GSS (Holcim (Australia) Pty Ltd) (Australia) |  |  | 2025-03-04 | 2030-03-04 | Australia | EPD-IES-0018503:001 |  | EPD Australasia |  | m³ | 2400 |  |  |  | 60.3 | 59.7 | 0.617 | 0.0141 | 0 | 60.3311 | 0 | 0.025125 | 0.024875 | 0.00025708 | 5.875e-06 | 0 | 0.025138 | 0 | Version 2026.2
Concrete (in-situ) | Concrete, ? MPa, | Not used | Concrete (in-situ), Premix Concrete – 5% Stabilised Sand (Piave Premix Concrete Pty Ltd) (Australia) |  |  | 2025-03-31 | 2030-03-31 | Australia | EPD-IES-17588 | Version 9 | EPD Australasia |  | m³ | 2065 |  |  |  | 62.5 | 62.5 | 0 | 0.00896 | 0 | 62.5 | 0 | 0.030266 | 0.030266 | 0 | 4.339e-06 | 0 | 0.030266 | 0 | Version 2026.2
Concrete (in-situ) | Concrete, ? MPa, | Not used | Concrete (in-situ), Premix Concrete – 5% No Fines (Piave Premix Concrete Pty Ltd) (Australia) |  |  | 2025-03-31 | 2030-03-31 | Australia | EPD-IES-17587:001 | Version 20 | EPD Australasia |  | m³ | 1645 |  |  |  | 72.1 | 72.1 | 0 | 0 | 0 | 72.1 | 0 | 0.04383 | 0.04383 | 0 | 0 | 0 | 0.04383 | 0 | Version 2026.2
Aggregate | Aggregates | Recycled fill material | Aggregate, CLASS 3 20 MM RECYCLED CONCRETE (ResourceCo) (Australia) | Recovered_aggregate | Recovered_aggregate | 2025-06-17 | 2030-06-16 | Australia | EPD-IES-0024052:001 | Version 1 | EPD Australasia |  | tonne |  |  |  |  | 0.947 | 0.929 | 0.0178 | 6.66e-05 | 0 | 0.94687 | 0 | 0.000947 | 0.000929 | 1.78e-05 | 6.66e-08 | 0 | 0.00094687 | 0 | Version 2026.2
Aggregate | Aggregates | Recycled fill material | Aggregate, CLASS 4 RECYCLED CONCRETE (ResourceCo) (Australia) | Recovered_aggregate | Recovered_aggregate | 2025-06-17 | 2030-06-16 | Australia | EPD-IES-0024053:001 | Version 1 | EPD Australasia |  | tonne |  |  |  |  | 0.754 | 0.739 | 0.0142 | 5.3e-05 | 0 | 0.75325 | 0 | 0.000754 | 0.000739 | 1.42e-05 | 5.3e-08 | 0 | 0.00075325 | 0 | Version 2026.2
Concrete (in-situ) | Concrete, 20 MPa | >10 MPa to ≤20 MPa | Concrete (in-situ), SA – Adelaide Metro – ECOPact – SE202EM2 (Holcim (Australia) Pty Ltd) (Australia) | Concrete_20MPa | Concrete_20MPa | 2025-05-23 | 2030-05-23 | Australia | EPD-IES-0022092:001 |  | EPD Australasia |  | m³ | 2400 |  |  |  | 85.7 | 85.2 | 0.327 | 0.148 | 0 | 85.675 | 0 | 0.035708 | 0.0355 | 0.00013625 | 6.1667e-05 | 0 | 0.035698 | 0 | Version 2026.2
Concrete (in-situ) | Concrete, 25 MPa | >20 MPa to ≤25 MPa | Concrete (in-situ), SA – Adelaide Metro – ECOPact – SE252EM2 (Holcim (Australia) Pty Ltd) (Australia) | Concrete_25MPa | Concrete_25MPa | 2025-05-23 | 2030-05-23 | Australia | EPD-IES-0022143:001 |  | EPD Australasia |  | m³ | 2400 |  |  |  | 97.8 | 97.3 | 0.339 | 0.188 | 0 | 97.827 | 0 | 0.04075 | 0.040542 | 0.00014125 | 7.8333e-05 | 0 | 0.040761 | 0 | Version 2026.2
Concrete (in-situ) | Concrete, 32 MPa | >25 MPa to ≤32 MPa | Concrete (in-situ), VIC – Melbourne Metro – ECOPact – VE322EAMF (Holcim (Australia) Pty Ltd) (Australia) | Concrete_32MPa | Concrete_32MPa | 2025-04-15 | 2030-04-15 | Australia | EPD-IES-0020602:001 |  | EPD Australasia |  | m³ | 2400 |  |  |  | 105 | 104 | 0.781 | 0.0184 | 0 | 104.7994 | 0 | 0.04375 | 0.043333 | 0.00032542 | 7.6667e-06 | 0 | 0.043666 | 0 | Version 2026.2
Concrete (in-situ) | Concrete, 25 MPa | >20 MPa to ≤25 MPa | Concrete (in-situ), QLD - Sunshine Coast - ECOPact - QE257EBMX (Holcim (Australia) Pty Ltd) (Australia) | Concrete_25MPa | Concrete_25MPa | 2025-06-13 | 2030-06-13 | Australia | EPD-IES-0023431:001 |  | EPD Australasia |  | m³ | 2400 |  |  |  | 191 | 190 | 0.857 | 0.0144 | 0 | 190.8714 | 0 | 0.079583 | 0.079167 | 0.00035708 | 6e-06 | 0 | 0.07953 | 0 | Version 2026.2
Concrete (in-situ) | Concrete, 32 MPa | >25 MPa to ≤32 MPa | Concrete (in-situ), SA - ADLC - ECOPact Mixes- SE322EM2 (Holcim (Australia) Pty Ltd) (Australia) | Concrete_32MPa | Concrete_32MPa | 2025-05-23 | 2030-05-23 | Australia | EPD-IES-22149:001 |  | EPD Australasia |  | m³ | 2400 |  |  |  | 107 | 107 | 0.344 | 0.235 | 0 | 107.579 | 0 | 0.044583 | 0.044583 | 0.00014333 | 9.7917e-05 | 0 | 0.044825 | 0 | Version 2026.2
Concrete (in-situ) | Concrete, 20 MPa | >10 MPa to ≤20 MPa | Concrete (in-situ), Premix Concrete – S20MPa GreenCrete 70 (Piave Premix Concrete Pty Ltd) (Australia) | Concrete_20MPa | Concrete_20MPa | 2025-03-31 | 2030-03-31 | Australia | EPD-IES-0023041 | Version 28 | EPD Australasia |  | m³ | 2342 |  |  |  | 109 | 109 | 0 | 0.0181 | 0 | 109 | 0 | 0.046541 | 0.046541 | 0 | 7.7284e-06 | 0 | 0.046541 | 0 | Version 2026.2
Concrete (in-situ) | N/A | Not used | Concrete (in-situ), Climate Active – NSW - Taree (Blackhead) - NP14:1GSS (Holcim (Australia) Pty Ltd) (Australia) |  |  | 2025-04-17 | 2030-04-17 | Australia | EPD-IES-0020648:001 |  | EPD Australasia |  | m³ | 2400 |  |  |  | 111 | 111 | 0.128 | 0.00996 | 0 | 111.138 | 0 | 0.04625 | 0.04625 | 5.3333e-05 | 4.15e-06 | 0 | 0.046307 | 0 | Version 2026.2
Concrete (in-situ) | Concrete, 32 MPa | Not used | Concrete (in-situ), VIC - Melbourne Metro - ECOPact - VE322EAMF - 5KG Recycled Plastic FIB (Holcim (Australia) Pty Ltd) (Australia) |  |  | 2025-05-28 | 2030-05-28 | Australia | EPD-IES-20603:001 |  | EPD Australasia |  | m³ | 2400 |  |  |  | 111 | 111 | 0.504 | 0.0208 | 0 | 111.5248 | 0 | 0.04625 | 0.04625 | 0.00021 | 8.6667e-06 | 0 | 0.046469 | 0 | Version 2026.2
Concrete (in-situ) | Concrete, 5 Mpa | ≤10 MPa | Concrete (in-situ), TfNSW R82 Leanmix 5MPa (Heidelberg Materials Australia Pty Ltd) (Australia) | Concrete_10MPa | Concrete_10MPa | 2025-01-28 | 2030-01-28 | Australia | EPD-IES-0011821:001 | Version 1 | EPD Australasia |  | m³ | 2330 |  |  |  | 120 | 120 | 0.141 | 0.0215 | 0 | 120.1625 | 0 | 0.051502 | 0.051502 | 6.0515e-05 | 9.2275e-06 | 0 | 0.051572 | 0 | Version 2026.2
Concrete (in-situ) | Concrete, 5 Mpa | ≤10 MPa | Concrete (in-situ), TfNSW R82 Leanmix 5MPa (Hymix Australia Pty Ltd) (Australia) | Concrete_10MPa | Concrete_10MPa | 2025-01-28 | 2030-01-28 | Australia | EPD-IES-0016686:001 | Version 1 | EPD Australasia |  | m³ | 2330 |  |  |  | 120 | 120 | 0.141 | 0.0215 | 0 | 120.1625 | 0 | 0.051502 | 0.051502 | 6.0515e-05 | 9.2275e-06 | 0 | 0.051572 | 0 | Version 2026.2
Concrete (in-situ) | Concrete, 25 MPa | >20 MPa to ≤25 MPa | Concrete (in-situ), Premix Concrete – S25MPa GreenCrete 70 (Piave Premix Concrete Pty Ltd) (Australia) | Concrete_25MPa | Concrete_25MPa | 2025-03-31 | 2030-03-31 | Australia | EPD-IES-0023042 | Version 25 | EPD Australasia |  | m³ | 2357 |  |  |  | 120 | 120 | 0 | 0.0206 | 0 | 120 | 0 | 0.050912 | 0.050912 | 0 | 8.7399e-06 | 0 | 0.050912 | 0 | Version 2026.2
Concrete (in-situ) | Concrete, 20 MPa | >10 MPa to ≤20 MPa | Concrete (in-situ), Climate Active – NSW - Forster - NN202F (Holcim (Australia) Pty Ltd) (Australia) | Concrete_20MPa | Concrete_20MPa | 2025-04-17 | 2030-04-17 | Australia | EPD-IES-0020625:001 |  | EPD Australasia |  | m³ | 2400 |  |  |  | 120 | 120 | 0.02 | 0.0189 | 0 | 120.0389 | 0 | 0.05 | 0.05 | 8.3333e-06 | 7.875e-06 | 0 | 0.050016 | 0 | Version 2026.2
Concrete (in-situ) | Concrete, 40 MPa | >32 MPa to ≤40 MPa | Concrete (in-situ), TfNSW B80 Cast-in-place piles 40MPa B2 Exposure (Heidelberg Materials Australia Pty Ltd) (Australia) | Concrete_40MPa | Concrete_40MPa | 2025-01-28 | 2030-01-28 | Australia | EPD-IES-0012033:001 | Version 1 | EPD Australasia |  | m³ | 2402.3 |  |  |  | 248 | 248 | 0.0516 | 0.0355 | 0 | 248.0871 | 0 | 0.10323 | 0.10323 | 2.1479e-05 | 1.4778e-05 | 0 | 0.10327 | 0 | Version 2026.2
Concrete (in-situ) | Concrete, 65 MPa | >50 MPa to ≤65 MPa | Concrete (in-situ), QLD – Brisbane – ECOPact – QE651EA02 (Holcim (Australia) Pty Ltd) (Australia) | Concrete_65MPa | Concrete_65MPa | 2025-05-13 | 2030-05-13 | Australia | EPD-IES-0021954:001 |  | EPD Australasia |  | m³ | 2400 |  |  |  | 353 | 352 | 0.795 | 0.0635 | 0 | 352.8585 | 0 | 0.14708 | 0.14667 | 0.00033125 | 2.6458e-05 | 0 | 0.14702 | 0 | Version 2026.2
Concrete (in-situ) | Concrete, 50 MPa | >40 MPa to ≤50 MPa | Concrete (in-situ), GS LCHP20HE50 50 MPa (LCHP20HE50) (Elvin Group (ACT) Pty Ltd) (Australia) | Concrete_50MPa | Concrete_50MPa | 2025-03-07 | 2030-03-07 | Australia | EPD-IES-0019694:001 | Version 1 | EPD Australasia |  | m³ | 2340 |  |  |  | 394 | 394 | 0.196 | 0.0592 | 0 | 394.2552 | 0 | 0.16838 | 0.16838 | 8.3761e-05 | 2.5299e-05 | 0 | 0.16849 | 0 | Version 2026.2
Concrete (in-situ) | Concrete, 40 MPa | >32 MPa to ≤40 MPa | Concrete (in-situ), GS LCHP20HE40 40 MPa (LCHP20HE40) (Elvin Group (ACT) Pty Ltd) (Australia) | Concrete_40MPa | Concrete_40MPa | 2025-03-07 | 2030-03-07 | Australia | EPD-IES-0019693:001 | Version 1 | EPD Australasia |  | m³ | 2340 |  |  |  | 315 | 315 | 0.174 | 0.0489 | 0 | 315.2229 | 0 | 0.13462 | 0.13462 | 7.4359e-05 | 2.0897e-05 | 0 | 0.13471 | 0 | Version 2026.2
Concrete (in-situ) | Concrete, 20 MPa | >10 MPa to ≤20 MPa | Concrete (in-situ), NSW – Sydney – ECOPact – NE202ER53 (Holcim (Australia) Pty Ltd) (Australia) | Concrete_20MPa | Concrete_20MPa | 2025-05-28 | 2030-05-28 | Australia | EPD-IES-0023358:001 |  | EPD Australasia |  | m³ | 2400 |  |  |  | 129 | 129 | 0.142 | 0.0121 | 0 | 129.1541 | 0 | 0.05375 | 0.05375 | 5.9167e-05 | 5.0417e-06 | 0 | 0.053814 | 0 | Version 2026.2
Concrete (in-situ) | Concrete, 20 MPa | >10 MPa to ≤20 MPa | Concrete (in-situ), AR2014 pre-mixed concrete (Aurora Construction Materials Epping Pty Ltd) (Australia) | Concrete_20MPa | Concrete_20MPa | 2025-08-15 | 2030-08-15 | Australia | EPD-IES-0021751:001 | Version 1 | EPD Australasia |  | m³ | 2240 |  |  |  | 131 | 132 | -0.245 | 0.0112 | 0 | 132.0112 | 0 | 0.058482 | 0.058929 | -0.00010938 | 5e-06 | 0 | 0.058934 | 0 | Version 2026.2
Concrete (in-situ) | Concrete, 20 MPa | >10 MPa to ≤20 MPa | Concrete (in-situ), AR2020 pre-mixed concrete (Aurora Construction Materials Epping Pty. Ltd.) (Australia) | Concrete_20MPa | Concrete_20MPa | 2025-08-15 | 2030-08-15 | Australia | EPD-IES-0021752:001 | Version 1 | EPD Australasia |  | m³ | 2240 |  |  |  | 131 | 132 | -0.245 | 0.0112 | 0 | 132.0112 | 0 | 0.058482 | 0.058929 | -0.00010938 | 5e-06 | 0 | 0.058934 | 0 | Version 2026.2
Concrete (in-situ) | Concrete, 20 MPa | >10 MPa to ≤20 MPa | Concrete (in-situ), QLD - Gold Coast - ECOPact - QE202CC80 (Holcim (Australia) Pty Ltd) (Australia) | Concrete_20MPa | Concrete_20MPa | 2025-05-28 | 2030-05-28 | Australia | EPD-IES-0018582:001 |  | EPD Australasia |  | m³ | 2400 |  |  |  | 131 | 130 | 0.837 | 0.00995 | 0 | 130.8469 | 0 | 0.054583 | 0.054167 | 0.00034875 | 4.1458e-06 | 0 | 0.05452 | 0 | Version 2026.2
Concrete (in-situ) | Concrete, 40 MPa | >32 MPa to ≤40 MPa | Concrete (in-situ), QLD - Sunshine Coast - ECOPact - QE401EPU2 (Holcim (Australia) Pty Ltd) (Australia) | Concrete_40MPa | Concrete_40MPa | 2025-06-13 | 2030-06-13 | Australia | EPD-IES-23515:001 |  | EPD Australasia |  | m³ | 2400 |  |  |  | 215 | 215 | 0.882 | 0.0152 | 0 | 215.8972 | 0 | 0.089583 | 0.089583 | 0.0003675 | 6.3333e-06 | 0 | 0.089957 | 0 | Version 2026.2
Concrete (in-situ) | Concrete, 20 MPa | >10 MPa to ≤20 MPa | Concrete (in-situ), QLD - Gold Coast - ECOPact - QE202C100 (Holcim (Australia) Pty Ltd) (Australia) | Concrete_20MPa | Concrete_20MPa | 2025-05-28 | 2030-05-28 | Australia | EPD-IES-18583:001 |  | EPD Australasia |  | m³ | 2400 |  |  |  | 133 | 132 | 0.837 | 0.0103 | 0 | 132.8473 | 0 | 0.055417 | 0.055 | 0.00034875 | 4.2917e-06 | 0 | 0.055353 | 0 | Version 2026.2
Concrete (in-situ) | Concrete, 20 MPa | >10 MPa to ≤20 MPa | Concrete (in-situ), NSW - Sydney - ECOPact - NE201ER53 (Holcim (Australia) Pty Ltd) (Australia) | Concrete_20MPa | Concrete_20MPa | 2025-05-28 | 2030-05-28 | Australia | EPD-IES-23354:001 |  | EPD Australasia |  | m³ | 2400 |  |  |  | 133 | 133 | 0.144 | 0.0123 | 0 | 133.1563 | 0 | 0.055417 | 0.055417 | 6e-05 | 5.125e-06 | 0 | 0.055482 | 0 | Version 2026.2
Concrete (in-situ) | Concrete, 40 MPa | >32 MPa to ≤40 MPa | Concrete (in-situ), WA - Southwest - ECOPact - WE402E1 (Holcim (Australia) Pty Ltd) (Australia) | Concrete_40MPa | Concrete_40MPa | 2025-05-19 | 2030-05-19 | Australia | EPD-IES-21994:001 |  | EPD Australasia |  | m³ | 2400 |  |  |  | 283 | 282 | 0.979 | 0.0242 | 0 | 283.0032 | 0 | 0.11792 | 0.1175 | 0.00040792 | 1.0083e-05 | 0 | 0.11792 | 0 | Version 2026.2
Concrete (in-situ) | Concrete, 20 MPa | >10 MPa to ≤20 MPa | Concrete (in-situ), AR2014 pre-mixed concrete (Aurora Construction Materials Epping Pty. Ltd.) (Australia) | Concrete_20MPa | Concrete_20MPa | 2025-08-15 | 2030-08-15 | Australia | EPD-IES-0021722:001 | Version 1 | EPD Australasia |  | m³ | 2240 |  |  |  | 134 | 134 | -0.245 | 0.0112 | 0 | 134.0112 | 0 | 0.059821 | 0.059821 | -0.00010938 | 5e-06 | 0 | 0.059826 | 0 | Version 2026.2
Concrete (in-situ) | Concrete, ? MPa, | Not used | Concrete (in-situ), Premix Concrete – 15% Stabilised Sand (Piave Premix Concrete Pty Ltd) (Australia) |  |  | 2025-03-31 | 2030-03-31 | Australia | EPD-IES-23039 | Version 33 | EPD Australasia |  | m³ | 1930 |  |  |  | 134 | 134 | 0 | 0 | 0 | 134 | 0 | 0.06943 | 0.06943 | 0 | 0 | 0 | 0.06943 | 0 | Version 2026.2
Concrete (in-situ) | Concrete, 32 MPa | >25 MPa to ≤32 MPa | Concrete (in-situ), Premix Concrete – S32MPa GreenCrete 70 (Piave Premix Concrete Pty Ltd) (Australia) | Concrete_32MPa | Concrete_32MPa | 2025-03-31 | 2030-03-31 | Australia | EPD-IES-0023043 | Version 42 | EPD Australasia |  | m³ | 2373 |  |  |  | 134 | 134 | 0 | 0.0228 | 0 | 134 | 0 | 0.056469 | 0.056469 | 0 | 9.6081e-06 | 0 | 0.056469 | 0 | Version 2026.2
Concrete (in-situ) | Concrete, 40 MPa | >32 MPa to ≤40 MPa | Concrete (in-situ), VIC – Melbourne Metro – ECOPact – VE402EMVW (Holcim (Australia) Pty Ltd) (Australia) | Concrete_40MPa | Concrete_40MPa | 2025-04-15 | 2030-04-15 | Australia | EPD-IES-0020592:001 |  | EPD Australasia |  | m³ | 2400 |  |  |  | 134 | 133 | 0.545 | 0.0317 | 0 | 133.5767 | 0 | 0.055833 | 0.055417 | 0.00022708 | 1.3208e-05 | 0 | 0.055657 | 0 | Version 2026.2
Concrete (in-situ) | Concrete, 40 MPa | >32 MPa to ≤40 MPa | Concrete (in-situ), VIC - Melbourne Metro - ECOPact- VE402EMWC (Holcim (Australia) Pty Ltd) (Australia) | Concrete_40MPa | Concrete_40MPa | 2025-04-15 | 2030-04-15 | Australia | EPD-IES-20593:001 |  | EPD Australasia |  | m³ | 2400 |  |  |  | 134 | 133 | 0.545 | 0.0317 | 0 | 133.5767 | 0 | 0.055833 | 0.055417 | 0.00022708 | 1.3208e-05 | 0 | 0.055657 | 0 | Version 2026.2
Concrete (in-situ) | Concrete, 40 MPa | >32 MPa to ≤40 MPa | Concrete (in-situ), VIC - Melbourne Metro - ECOPact- VE402EM5 (Holcim (Australia) Pty Ltd) (Australia) | Concrete_40MPa | Concrete_40MPa | 2025-04-15 | 2030-04-15 | Australia | EPD-IES-20591:001 |  | EPD Australasia |  | m³ | 2400 |  |  |  | 135 | 134 | 0.777 | 0.0295 | 0 | 134.8065 | 0 | 0.05625 | 0.055833 | 0.00032375 | 1.2292e-05 | 0 | 0.056169 | 0 | Version 2026.2
Concrete (in-situ) | Concrete, 20 MPa | >10 MPa to ≤20 MPa | Concrete (in-situ), Climate Active – QLD - Southport - QZ202E (Holcim (Australia) Pty Ltd) (Australia) | Concrete_20MPa | Concrete_20MPa | 2025-04-17 | 2030-04-17 | Australia | EPD-IES-0020677:001 |  | EPD Australasia |  | m³ | 2400 |  |  |  | 136 | 135 | 1.01 | 0.00917 | 0 | 136.0192 | 0 | 0.056667 | 0.05625 | 0.00042083 | 3.8208e-06 | 0 | 0.056675 | 0 | Version 2026.2
Concrete (in-situ) | Concrete, 25 MPa | >20 MPa to ≤25 MPa | Concrete (in-situ), QLD - North Queensland - ECOPact - QE251E1 (Holcim (Australia) Pty Ltd) (Australia) | Concrete_25MPa | Concrete_25MPa | 2025-06-18 | 2030-06-18 | Australia | EPD-IES-23555:001 |  | EPD Australasia |  | m³ | 2400 |  |  |  | 137 | 136 | 1.02 | 0.0103 | 0 | 137.0303 | 0 | 0.057083 | 0.056667 | 0.000425 | 4.2917e-06 | 0 | 0.057096 | 0 | Version 2026.2
Concrete (in-situ) | Concrete, 20 MPa | >10 MPa to ≤20 MPa | Concrete (in-situ), QLD - Sunshine Coast - ECOPact - QE201E100 (Holcim (Australia) Pty Ltd) (Australia) | Concrete_20MPa | Concrete_20MPa | 2025-06-13 | 2030-06-13 | Australia | EPD-IES-23438:001 |  | EPD Australasia |  | m³ | 2400 |  |  |  | 137 | 136 | 0.954 | 0.0101 | 0 | 136.9641 | 0 | 0.057083 | 0.056667 | 0.0003975 | 4.2083e-06 | 0 | 0.057068 | 0 | Version 2026.2
Concrete (in-situ) | Concrete, 20 MPa | >10 MPa to ≤20 MPa | Concrete (in-situ), QLD - Murarrie - Climate Active - QZ202E100 (Holcim (Australia) Pty Ltd) (Australia) | Concrete_20MPa | Concrete_20MPa | 2025-04-17 | 2030-04-17 | Australia | EPD-IES-20680:001 |  | EPD Australasia |  | m³ | 2400 |  |  |  | 137 | 136 | 1.02 | 0.0103 | 0 | 137.0303 | 0 | 0.057083 | 0.056667 | 0.000425 | 4.2917e-06 | 0 | 0.057096 | 0 | Version 2026.2
Concrete (in-situ) | Concrete, 32 MPa | >25 MPa to ≤32 MPa | Concrete (in-situ), GS LCHP50HPX32 32 MPa (LCHP50HPX32) (Elvin Group (ACT) Pty Ltd) (Australia) | Concrete_32MPa | Concrete_32MPa | 2025-03-07 | 2030-03-07 | Australia | EPD-IES-0019704:001 | Version 1 | EPD Australasia |  | m³ | 2360 |  |  |  | 212 | 212 | 0.163 | 0.0389 | 0 | 212.2019 | 0 | 0.089831 | 0.089831 | 6.9068e-05 | 1.6483e-05 | 0 | 0.089916 | 0 | Version 2026.2
Concrete (in-situ) | Concrete, 25 MPa | >20 MPa to ≤25 MPa | Concrete (in-situ), GE252VW12 (Heidelberg Materials Australia Pty Ltd) (Australia) | Concrete_25MPa | Concrete_25MPa | 2025-01-24 | 2030-01-24 | Australia | EPD-IES-0014869:001 | Version 1 | EPD Australasia |  | m³ | 2275.1 |  |  |  | 138 | 138 | 0.0886 | 0.0219 | 0 | 138.1105 | 0 | 0.060657 | 0.060657 | 3.8943e-05 | 9.626e-06 | 0 | 0.060705 | 0 | Version 2026.2
Concrete (in-situ) | Concrete, 20 MPa | >10 MPa to ≤20 MPa | Concrete (in-situ), Climate Active – QLD - Brisbane (City) - QZ202EEZY (Holcim (Australia) Pty Ltd) (Australia) | Concrete_20MPa | Concrete_20MPa | 2025-04-17 | 2030-04-17 | Australia | EPD-IES-0020681:001 |  | EPD Australasia |  | m³ | 2400 |  |  |  | 138 | 137 | 0.0272 | 0.015 | 0 | 137.0422 | 0 | 0.0575 | 0.057083 | 1.1333e-05 | 6.25e-06 | 0 | 0.057101 | 0 | Version 2026.2
Concrete (in-situ) | Concrete, 40 MPa | >32 MPa to ≤40 MPa | Concrete (in-situ), VIC – Melbourne Metro – ECOPact – VE402EAM2 (Holcim (Australia) Pty Ltd) (Australia) | Concrete_40MPa | Concrete_40MPa | 2025-04-15 | 2030-04-15 | Australia | EPD-IES-0020589:001 |  | EPD Australasia |  | m³ | 2400 |  |  |  | 138 | 137 | 0.772 | 0.033 | 0 | 137.805 | 0 | 0.0575 | 0.057083 | 0.00032167 | 1.375e-05 | 0 | 0.057419 | 0 | Version 2026.2
Concrete (in-situ) | Concrete, 20 MPa | >10 MPa to ≤20 MPa | Concrete (in-situ), QLD – Sunshine Coast – ECOPact – QE201EL21 (Holcim (Australia) Pty Ltd) (Australia) | Concrete_20MPa | Concrete_20MPa | 2025-06-13 | 2030-06-13 | Australia | EPD-IES-0023485:001 |  | EPD Australasia |  | m³ | 2400 |  |  |  | 138 | 137 | 0.887 | 0.0102 | 0 | 137.8972 | 0 | 0.0575 | 0.057083 | 0.00036958 | 4.25e-06 | 0 | 0.057457 | 0 | Version 2026.2
Concrete (in-situ) | Concrete, 20 MPa | >10 MPa to ≤20 MPa | Concrete (in-situ), Premix Concrete - 20MPA Pump Mix (Piave Premix Concrete Pty Ltd) (Australia) | Concrete_20MPa | Concrete_20MPa | 2025-03-31 | 2030-03-31 | Australia | EPD-IES-17556 | Version 44 | EPD Australasia |  | m³ | 2391 |  |  |  | 139 | 139 | 0 | 0.0137 | 0 | 139 | 0 | 0.058135 | 0.058135 | 0 | 5.7298e-06 | 0 | 0.058135 | 0 | Version 2026.2
Concrete (in-situ) | Concrete, 20 MPa | >10 MPa to ≤20 MPa | Concrete (in-situ), Premix Concrete - 20MPa Line Pump (Piave Premix Concrete Pty Ltd) (Australia) | Concrete_20MPa | Concrete_20MPa | 2025-03-31 | 2030-03-31 | Australia | EPD-IES-17557 | Version 45 | EPD Australasia |  | m³ | 2371 |  |  |  | 139 | 139 | 0 | 0.0137 | 0 | 139 | 0 | 0.058625 | 0.058625 | 0 | 5.7782e-06 | 0 | 0.058625 | 0 | Version 2026.2
Concrete (in-situ) | Concrete, 50 MPa | >40 MPa to ≤50 MPa | Concrete (in-situ), VIC – North East Link Project – Spark – VS502NE3 (Holcim (Australia) Pty Ltd) (Australia) | Concrete_50MPa | Concrete_50MPa | 2025-03-04 | 2030-03-04 | Australia | EPD-IES-0018491:001 |  | EPD Australasia |  | m³ | 2400 |  |  |  | 225 | 225 | 0.562 | 0.0622 | 0 | 225.6242 | 0 | 0.09375 | 0.09375 | 0.00023417 | 2.5917e-05 | 0 | 0.09401 | 0 | Version 2026.2
Concrete (in-situ) | Concrete, 20 MPa | >10 MPa to ≤20 MPa | Concrete (in-situ), Climate Active – QLD - Southport - QZ202E100 (Holcim (Australia) Pty Ltd) (Australia) | Concrete_20MPa | Concrete_20MPa | 2025-04-17 | 2030-04-17 | Australia | EPD-IES-0020679:001 |  | EPD Australasia |  | m³ | 2400 |  |  |  | 139 | 138 | 1.01 | 0 | 0 | 139.01 | 0 | 0.057917 | 0.0575 | 0.00042083 | 0 | 0 | 0.057921 | 0 | Version 2026.2
Concrete (in-situ) | Concrete, 25 MPa | >20 MPa to ≤25 MPa | Concrete (in-situ), AR2514 pre-mixed concrete (Aurora Construction Materials Epping Pty. Ltd.) (Australia) | Concrete_25MPa | Concrete_25MPa | 2025-08-15 | 2030-08-15 | Australia | EPD-IES-0021753:001 | Version 1 | EPD Australasia |  | m³ | 2270 |  |  |  | 140 | 140 | -0.24 | 0.0119 | 0 | 140.0119 | 0 | 0.061674 | 0.061674 | -0.00010573 | 5.2423e-06 | 0 | 0.061679 | 0 | Version 2026.2
Concrete (in-situ) | Concrete, 25 MPa | >20 MPa to ≤25 MPa | Concrete (in-situ), AR2520 pre-mixed concrete (Aurora Construction Materials Epping Pty. Ltd.) (Australia) | Concrete_25MPa | Concrete_25MPa | 2025-08-15 | 2030-08-15 | Australia | EPD-IES-0021754:001 | Version 1 | EPD Australasia |  | m³ | 2270 |  |  |  | 140 | 140 | -0.24 | 0.0119 | 0 | 140.0119 | 0 | 0.061674 | 0.061674 | -0.00010573 | 5.2423e-06 | 0 | 0.061679 | 0 | Version 2026.2
Concrete (in-situ) | Concrete, 25 MPa | >20 MPa to ≤25 MPa | Concrete (in-situ), NSW - Coffs Coast - ECOPact- NE252L8 (Holcim (Australia) Pty Ltd) (Australia) | Concrete_25MPa | Concrete_25MPa | 2025-04-22 | 2030-04-22 | Australia | EPD-IES-0018544:001 |  | EPD Australasia |  | m³ | 2400 |  |  |  | 140 | 140 | 0.145 | 0.0299 | 0 | 140.1749 | 0 | 0.058333 | 0.058333 | 6.0417e-05 | 1.2458e-05 | 0 | 0.058406 | 0 | Version 2026.2
Concrete (in-situ) | Concrete, 20 MPa | >10 MPa to ≤20 MPa | Concrete (in-situ), WA – Mid West – ECOPact – WE204E1 (Holcim (Australia) Pty Ltd) (Australia) | Concrete_20MPa | Concrete_20MPa | 2025-03-24 | 2030-03-24 | Australia | EPD-IES-0014359:001 |  | EPD Australasia |  | m³ | 2400 |  |  |  | 140 | 140 | 0.052 | 0.0063 | 0 | 140.0583 | 0 | 0.058333 | 0.058333 | 2.1667e-05 | 2.625e-06 | 0 | 0.058358 | 0 | Version 2026.2
Concrete (in-situ) | Concrete, 20 MPa | >10 MPa to ≤20 MPa | Concrete (in-situ), NSW – Sydney – ECOPact – NE201EBMX (Holcim (Australia) Pty Ltd) (Australia) | Concrete_20MPa | Concrete_20MPa | 2025-05-28 | 2030-05-28 | Australia | EPD-IES-0023353:001 |  | EPD Australasia |  | m³ | 2400 |  |  |  | 140 | 139 | 0.148 | 0.0124 | 0 | 139.1604 | 0 | 0.058333 | 0.057917 | 6.1667e-05 | 5.1667e-06 | 0 | 0.057984 | 0 | Version 2026.2
Concrete (in-situ) | Concrete, 32 MPa | >25 MPa to ≤32 MPa | Concrete (in-situ), GS LCHP25HE32 32 MPa (LCHP25HE32) (Elvin Group (ACT) Pty Ltd) (Australia) | Concrete_32MPa | Concrete_32MPa | 2025-03-07 | 2030-03-07 | Australia | EPD-IES-0019695:001 | Version 1 | EPD Australasia |  | m³ | 2360 |  |  |  | 270 | 270 | 0.174 | 0.0434 | 0 | 270.2174 | 0 | 0.11441 | 0.11441 | 7.3729e-05 | 1.839e-05 | 0 | 0.1145 | 0 | Version 2026.2
Concrete (in-situ) | Concrete, 20 MPa | >10 MPa to ≤20 MPa | Concrete (in-situ), QLD - Sunshine Coast - ECOPact - QE201EEZY (Holcim (Australia) Pty Ltd) (Australia) | Concrete_20MPa | Concrete_20MPa | 2025-06-13 | 2030-06-13 | Australia | EPD-IES-23442:001 |  | EPD Australasia |  | m³ | 2400 |  |  |  | 141 | 140 | 0.941 | 0.0104 | 0 | 140.9514 | 0 | 0.05875 | 0.058333 | 0.00039208 | 4.3333e-06 | 0 | 0.05873 | 0 | Version 2026.2
Concrete (in-situ) | Concrete, 20 MPa | >10 MPa to ≤20 MPa | Concrete (in-situ), Climate Active – NSW - Port Macquarie - NN202F (Holcim (Australia) Pty Ltd) (Australia) | Concrete_20MPa | Concrete_20MPa | 2025-04-17 | 2030-04-17 | Australia | EPD-IES-0020626:001 |  | EPD Australasia |  | m³ | 2400 |  |  |  | 141 | 141 | 0.0271 | 0.0159 | 0 | 141.043 | 0 | 0.05875 | 0.05875 | 1.1292e-05 | 6.625e-06 | 0 | 0.058768 | 0 | Version 2026.2
Concrete (in-situ) | Concrete, 20 MPa | >10 MPa to ≤20 MPa | Concrete (in-situ), SA – Adelaide Metro – ECOPact – SE202E (Holcim (Australia) Pty Ltd) (Australia) | Concrete_20MPa | Concrete_20MPa | 2025-05-23 | 2030-05-23 | Australia | EPD-IES-0022049:001 |  | EPD Australasia |  | m³ | 2400 |  |  |  | 141 | 140 | 0.369 | 0.499 | 0 | 140.868 | 0 | 0.05875 | 0.058333 | 0.00015375 | 0.00020792 | 0 | 0.058695 | 0 | Version 2026.2
Concrete (in-situ) | Concrete, 25 MPa | >20 MPa to ≤25 MPa | Concrete (in-situ), AR2520 pre-mixed concrete (Aurora Construction Materials Epping Pty. Ltd.) (Australia) | Concrete_25MPa | Concrete_25MPa | 2025-08-15 | 2030-08-15 | Australia | EPD-IES-0021754:001 | Version 1 | EPD Australasia |  | m³ | 2270 |  |  |  | 140 | 140 | -0.24 | 0.0119 | 0 | 140.0119 | 0 | 0.061674 | 0.061674 | -0.00010573 | 5.2423e-06 | 0 | 0.061679 | 0 | Version 2026.2
Concrete (in-situ) | Concrete, 20 MPa | >10 MPa to ≤20 MPa | Concrete (in-situ), Climate Active – QLD - Murarrie - QZ202EEZY (Holcim (Australia) Pty Ltd) (Australia) | Concrete_20MPa | Concrete_20MPa | 2025-04-17 | 2030-04-17 | Australia | EPD-IES-0020684:001 |  | EPD Australasia |  | m³ | 2400 |  |  |  | 142 | 141 | 0.992 | 0.0106 | 0 | 142.0026 | 0 | 0.059167 | 0.05875 | 0.00041333 | 4.4167e-06 | 0 | 0.059168 | 0 | Version 2026.2
Concrete (in-situ) | Concrete, 20 MPa | >10 MPa to ≤20 MPa | Concrete (in-situ), HYLO-50 Normal-Class 20 MPa (Hymix Australia Pty Ltd) (Australia) | Concrete_20MPa | Concrete_20MPa | 2025-01-28 | 2030-01-28 | Australia | EPD-IES-0012798:001 | Version 1 | EPD Australasia |  | m³ | 2359 |  |  |  | 143 | 143 | 0.0916 | 0.0258 | 0 | 143.1174 | 0 | 0.060619 | 0.060619 | 3.883e-05 | 1.0937e-05 | 0 | 0.060669 | 0 | Version 2026.2
Concrete (in-situ) | Concrete, 25 MPa | >20 MPa to ≤25 MPa | Concrete (in-situ), QLD - Gold Coast - ECOPact - QE252C100 (Holcim (Australia) Pty Ltd) (Australia) | Concrete_25MPa | Concrete_25MPa | 2025-05-28 | 2030-05-28 | Australia | EPD-IES-18586:001 |  | EPD Australasia |  | m³ | 2400 |  |  |  | 143 | 142 | 0.838 | 0.0109 | 0 | 142.8489 | 0 | 0.059583 | 0.059167 | 0.00034917 | 4.5417e-06 | 0 | 0.05952 | 0 | Version 2026.2
Concrete (in-situ) | Concrete, 25 MPa | >20 MPa to ≤25 MPa | Concrete (in-situ), QLD – Sunshine Coast – ECOPact – QE252EFB (Holcim (Australia) Pty Ltd) (Australia) | Concrete_25MPa | Concrete_25MPa | 2025-06-13 | 2030-06-13 | Australia | EPD-IES-0023516:001 |  | EPD Australasia |  | m³ | 2400 |  |  |  | 143 | 143 | 0.0276 | 0.0231 | 0 | 143.0507 | 0 | 0.059583 | 0.059583 | 1.15e-05 | 9.625e-06 | 0 | 0.059604 | 0 | Version 2026.2
Concrete (in-situ) | Concrete, 20 MPa | >10 MPa to ≤20 MPa | Concrete (in-situ), Climate Active – QLD - Southport - QZ202EEZY (Holcim (Australia) Pty Ltd) (Australia) | Concrete_20MPa | Concrete_20MPa | 2025-04-17 | 2030-04-17 | Australia | EPD-IES-0020682:001 |  | EPD Australasia |  | m³ | 2400 |  |  |  | 143 | 142 | 0.982 | 0.00953 | 0 | 142.9915 | 0 | 0.059583 | 0.059167 | 0.00040917 | 3.9708e-06 | 0 | 0.05958 | 0 | Version 2026.2
Concrete (in-situ) | Concrete, 20 MPa | >10 MPa to ≤20 MPa | Concrete (in-situ), Climate Active – QLD - Burleigh - QZ202EEZY (Holcim (Australia) Pty Ltd) (Australia) | Concrete_20MPa | Concrete_20MPa | 2025-04-17 | 2030-04-17 | Australia | EPD-IES-0020683:001 |  | EPD Australasia |  | m³ | 2400 |  |  |  | 143 | 142 | 0.982 | 0.00953 | 0 | 142.9915 | 0 | 0.059583 | 0.059167 | 0.00040917 | 3.9708e-06 | 0 | 0.05958 | 0 | Version 2026.2
Concrete (in-situ) | Concrete, 25 MPa | >20 MPa to ≤25 MPa | Concrete (in-situ), NSW – Sydney – ECOPact – NE252ER53 (Holcim (Australia) Pty Ltd) (Australia) | Concrete_25MPa | Concrete_25MPa | 2025-05-28 | 2030-05-28 | Australia | EPD-IES-0023366:001 |  | EPD Australasia |  | m³ | 2400 |  |  |  | 143 | 142 | 0.144 | 0.0132 | 0 | 142.1572 | 0 | 0.059583 | 0.059167 | 6e-05 | 5.5e-06 | 0 | 0.059232 | 0 | Version 2026.2
Concrete (in-situ) | Concrete, 20 MPa | >10 MPa to ≤20 MPa | Concrete (in-situ), SA - ADLC - ECOPact Mixes- SE201E5 (Holcim (Australia) Pty Ltd) (Australia) | Concrete_20MPa | Concrete_20MPa | 2025-05-23 | 2030-05-23 | Australia | EPD-IES-22135:001 | Version 1 | EPD Australasia |  | m³ | 2400 |  |  |  | 144 | 143 | 0.314 | 0 | 0 | 143.314 | 0 | 0.06 | 0.059583 | 0.00013083 | 0 | 0 | 0.059714 | 0 | Version 2026.2
Concrete (in-situ) | Concrete, 32 MPa | >25 MPa to ≤32 MPa | Concrete (in-situ), GS LCHP20HE32 32 MPa (LCHP20HE32) (Elvin Group (ACT) Pty Ltd) (Australia) | Concrete_32MPa | Concrete_32MPa | 2025-03-07 | 2030-03-07 | Australia | EPD-IES-0019692:001 | Version 1 | EPD Australasia |  | m³ | 2370 |  |  |  | 285 | 285 | 0.177 | 0.045 | 0 | 285.222 | 0 | 0.12025 | 0.12025 | 7.4684e-05 | 1.8987e-05 | 0 | 0.12035 | 0 | Version 2026.2
Concrete (in-situ) | Concrete, 40 MPa | >32 MPa to ≤40 MPa | Concrete (in-situ), GS LCHP25HE40 40 MPa (LCHP25HE40) (Elvin Group (ACT) Pty Ltd) (Australia) | Concrete_40MPa | Concrete_40MPa | 2025-03-07 | 2030-03-07 | Australia | EPD-IES-0019696:001 | Version 1 | EPD Australasia |  | m³ | 2340 |  |  |  | 145 | 145 | 0.0483 | 0.0321 | 0 | 145.0804 | 0 | 0.061966 | 0.061966 | 2.0641e-05 | 1.3718e-05 | 0 | 0.062 | 0 | Version 2026.2
Concrete (in-situ) | Concrete, 20 MPa | >10 MPa to ≤20 MPa | Concrete (in-situ), AR2014 pre-mixed concrete (Aurora Construction Materials Epping Pty. Ltd.) (Australia) | Concrete_20MPa | Concrete_20MPa | 2025-08-15 | 2030-08-15 | Australia | EPD-IES-0021722:001 | Version 1 | EPD Australasia |  | m³ | 2240 |  |  |  | 134 | 134 | -0.245 | 0.0112 | 0 | 134.0112 | 0 | 0.059821 | 0.059821 | -0.00010938 | 5e-06 | 0 | 0.059826 | 0 | Version 2026.2
Concrete (in-situ) | Concrete, 20 MPa | >10 MPa to ≤20 MPa | Concrete (in-situ), AR2020 pre-mixed concrete (Aurora Construction Materials Epping Pty. Ltd.) (Australia) | Concrete_20MPa | Concrete_20MPa | 2025-08-15 | 2030-08-15 | Australia | EPD-IES-0021752:001 | Version 1 | EPD Australasia |  | m³ | 2240 |  |  |  | 131 | 132 | -0.245 | 0.0112 | 0 | 132.0112 | 0 | 0.058482 | 0.058929 | -0.00010938 | 5e-06 | 0 | 0.058934 | 0 | Version 2026.2
Concrete (in-situ) | Concrete, ? MPa, | Not used | Concrete (in-situ), Ready-mix concrete (Holcim (Australia) Pty Ltd) (Australia) |  |  | 2025-05-19 | 2030-05-19 | Australia | EPD-IES-0021993:001 | Version 1 | EPD Australasia |  | m³ | 2400 |  |  |  | 147 | 147 | 0.142 | 0.0263 | 0 | 147.1683 | 0 | 0.06125 | 0.06125 | 5.9167e-05 | 1.0958e-05 | 0 | 0.06132 | 0 | Version 2026.2
Concrete (in-situ) | Concrete, 25 MPa | >20 MPa to ≤25 MPa | Concrete (in-situ), QLD – Sunshine Coast – ECOPact – QE251E (Holcim (Australia) Pty Ltd) (Australia) | Concrete_25MPa | Concrete_25MPa | 2025-06-13 | 2030-06-13 | Australia | EPD-IES-0023435:001 |  | EPD Australasia |  | m³ | 2400 |  |  |  | 147 | 146 | 1.01 | 0.0109 | 0 | 147.0209 | 0 | 0.06125 | 0.060833 | 0.00042083 | 4.5417e-06 | 0 | 0.061259 | 0 | Version 2026.2
Concrete (in-situ) | Concrete, 25 MPa | >20 MPa to ≤25 MPa | Concrete (in-situ), QLD - Acacia Ridge - Climate Active - QE252E100 (Holcim (Australia) Pty Ltd) (Australia) | Concrete_25MPa | Concrete_25MPa | 2025-04-17 | 2030-04-17 | Australia | EPD-IES-20667:001 |  | EPD Australasia |  | m³ | 2400 |  |  |  | 147 | 146 | 1.03 | 0.00988 | 0 | 147.0399 | 0 | 0.06125 | 0.060833 | 0.00042917 | 4.1167e-06 | 0 | 0.061267 | 0 | Version 2026.2
Concrete (in-situ) | Concrete, 20 MPa | >10 MPa to ≤20 MPa | Concrete (in-situ), QLD - Tweed - Climate Active - QZ201EEZY (Holcim (Australia) Pty Ltd) (Australia) | Concrete_20MPa | Concrete_20MPa | 2025-04-17 | 2030-04-17 | Australia | EPD-IES-20675:001 |  | EPD Australasia |  | m³ | 2400 |  |  |  | 147 | 146 | 0.976 | 0.00977 | 0 | 146.9858 | 0 | 0.06125 | 0.060833 | 0.00040667 | 4.0708e-06 | 0 | 0.061244 | 0 | Version 2026.2
Concrete (in-situ) | Concrete, 25 MPa | >20 MPa to ≤25 MPa | Concrete (in-situ), Climate Active – QLD - Brisbane (City) - QZ252E (Holcim (Australia) Pty Ltd) (Australia) | Concrete_25MPa | Concrete_25MPa | 2025-04-17 | 2030-04-17 | Australia | EPD-IES-0020688:001 |  | EPD Australasia |  | m³ | 2400 |  |  |  | 147 | 146 | 1.08 | 0.011 | 0 | 147.091 | 0 | 0.06125 | 0.060833 | 0.00045 | 4.5833e-06 | 0 | 0.061288 | 0 | Version 2026.2
Concrete (in-situ) | Concrete, 25 MPa | >20 MPa to ≤25 MPa | Concrete (in-situ), NSW - Sydney - ECOPact - NE251ER53 (Holcim (Australia) Pty Ltd) (Australia) | Concrete_25MPa | Concrete_25MPa | 2025-05-28 | 2030-05-28 | Australia | EPD-IES-23362:001 |  | EPD Australasia |  | m³ | 2400 |  |  |  | 147 | 147 | 0.146 | 0.0134 | 0 | 147.1594 | 0 | 0.06125 | 0.06125 | 6.0833e-05 | 5.5833e-06 | 0 | 0.061316 | 0 | Version 2026.2
Concrete (in-situ) | Concrete, 20 MPa | >10 MPa to ≤20 MPa | Concrete (in-situ), Climate Active – QLD - Southport - QZ201EEZY (Holcim (Australia) Pty Ltd) (Australia) | Concrete_20MPa | Concrete_20MPa | 2025-04-17 | 2030-04-17 | Australia | EPD-IES-0020674:001 |  | EPD Australasia |  | m³ | 2400 |  |  |  | 147 | 146 | 0.986 | 0.0098 | 0 | 146.9958 | 0 | 0.06125 | 0.060833 | 0.00041083 | 4.0833e-06 | 0 | 0.061248 | 0 | Version 2026.2
Concrete (in-situ) | Concrete, 25 MPa | >20 MPa to ≤25 MPa | Concrete (in-situ), ENRICH-50 FOOTING 25MPA (Heidelberg Materials Australia Pty Ltd) (Australia) | Concrete_25MPa | Concrete_25MPa | 2025-05-02 | 2030-05-02 | Australia | EPD-IES-0018904:001 | Version 1 | EPD Australasia |  | m³ | 2329 |  |  |  | 149 | 148 | 1.48 | 0.0393 | 0 | 149.5193 | 0 | 0.063976 | 0.063547 | 0.00063547 | 1.6874e-05 | 0 | 0.064199 | 0 | Version 2026.2
Concrete (in-situ) | Concrete, 25 MPa | >20 MPa to ≤25 MPa | Concrete (in-situ), QLD - Sunshine Coast - ECOPact - QE251E100 (Holcim (Australia) Pty Ltd) (Australia) | Concrete_25MPa | Concrete_25MPa | 2025-06-13 | 2030-06-13 | Australia | EPD-IES-23439:001 |  | EPD Australasia |  | m³ | 2400 |  |  |  | 149 | 148 | 1 | 0.011 | 0 | 149.011 | 0 | 0.062083 | 0.061667 | 0.00041667 | 4.5833e-06 | 0 | 0.062088 | 0 | Version 2026.2
Concrete (in-situ) | Concrete, 20 MPa | >10 MPa to ≤20 MPa | Concrete (in-situ), QLD - Sunshine Coast - ECOPact - QE202EEZY (Holcim (Australia) Pty Ltd) (Australia) | Concrete_20MPa | Concrete_20MPa | 2025-06-13 | 2030-06-13 | Australia | EPD-IES-23456:001 |  | EPD Australasia |  | m³ | 2400 |  |  |  | 150 | 149 | 0.997 | 0.0114 | 0 | 150.0084 | 0 | 0.0625 | 0.062083 | 0.00041542 | 4.75e-06 | 0 | 0.062504 | 0 | Version 2026.2
Concrete (in-situ) | Concrete, 25 MPa | >20 MPa to ≤25 MPa | Concrete (in-situ), QLD - Acacia Ridge - Climate Active - QN252T (Holcim (Australia) Pty Ltd) (Australia) | Concrete_25MPa | Concrete_25MPa | 2025-04-17 | 2030-04-17 | Australia | EPD-IES-20672:001 |  | EPD Australasia |  | m³ | 2400 |  |  |  | 150 | 149 | 1.01 | 0.0102 | 0 | 150.0202 | 0 | 0.0625 | 0.062083 | 0.00042083 | 4.25e-06 | 0 | 0.062508 | 0 | Version 2026.2
Concrete (in-situ) | Concrete, 25 MPa | >20 MPa to ≤25 MPa | Concrete (in-situ), QLD - Brisbane (City) - Climate Active - QZ252E100 (Holcim (Australia) Pty Ltd) (Australia) | Concrete_25MPa | Concrete_25MPa | 2025-04-17 | 2030-04-17 | Australia | EPD-IES-20689:001 |  | EPD Australasia |  | m³ | 2400 |  |  |  | 150 | 149 | 1.1 | 0.0112 | 0 | 150.1112 | 0 | 0.0625 | 0.062083 | 0.00045833 | 4.6667e-06 | 0 | 0.062546 | 0 | Version 2026.2
Concrete (in-situ) | Concrete, 20 MPa | >10 MPa to ≤20 MPa | Concrete (in-situ), VIC - North East Link Project - Spark - VN202B (Holcim (Australia) Pty Ltd) (Australia) | Concrete_20MPa | Concrete_20MPa | 2025-03-04 | 2030-03-04 | Australia | EPD-IES-18497:001 |  | EPD Australasia |  | m³ | 2400 |  |  |  | 150 | 150 | 0.623 | 0.0413 | 0 | 150.6643 | 0 | 0.0625 | 0.0625 | 0.00025958 | 1.7208e-05 | 0 | 0.062777 | 0 | Version 2026.2
Concrete (in-situ) | Concrete, 20 MPa | >10 MPa to ≤20 MPa | Concrete (in-situ), VIC – Melbourne Metro – ECOPact – VZ202E3 (Holcim (Australia) Pty Ltd) (Australia) | Concrete_20MPa | Concrete_20MPa | 2025-04-15 | 2030-04-15 | Australia | EPD-IES-0020483:001 |  | EPD Australasia |  | m³ | 2400 |  |  |  | 151 | 150 | 0.676 | 0.042 | 0 | 150.718 | 0 | 0.062917 | 0.0625 | 0.00028167 | 1.75e-05 | 0 | 0.062799 | 0 | Version 2026.2
Concrete (in-situ) | Concrete, 25 MPa | >20 MPa to ≤25 MPa | Concrete (in-situ), Climate Active – QLD - Darra - QZ252E100 (Holcim (Australia) Pty Ltd) (Australia) | Concrete_25MPa | Concrete_25MPa | 2025-04-17 | 2030-04-17 | Australia | EPD-IES-0020690:001 |  | EPD Australasia |  | m³ | 2400 |  |  |  | 151 | 150 | 1.04 | 0.0112 | 0 | 151.0512 | 0 | 0.062917 | 0.0625 | 0.00043333 | 4.6667e-06 | 0 | 0.062938 | 0 | Version 2026.2
Concrete (in-situ) | Concrete, 20 MPa | >10 MPa to ≤20 MPa | Concrete (in-situ), VIC – Melbourne Metro – ECOPact – VE202E3 (Holcim (Australia) Pty Ltd) (Australia) | Concrete_20MPa | Concrete_20MPa | 2025-04-15 | 2030-04-15 | Australia | EPD-IES-0020482:001 |  | EPD Australasia |  | m³ | 2400 |  |  |  | 151 | 150 | 0.676 | 0.042 | 0 | 150.718 | 0 | 0.062917 | 0.0625 | 0.00028167 | 1.75e-05 | 0 | 0.062799 | 0 | Version 2026.2
Concrete (in-situ) | Concrete, ? MPa, | Not used | Concrete (in-situ), Premix Concrete – 20% Stabilised Sand (Piave Premix Concrete Pty Ltd) (Australia) |  |  | 2025-03-31 | 2030-03-31 | Australia | EPD-IES-23040 | Version 34 | EPD Australasia |  | m³ | 1980 |  |  |  | 152 | 152 | 0 | 0 | 0 | 152 | 0 | 0.076768 | 0.076768 | 0 | 0 | 0 | 0.076768 | 0 | Version 2026.2
Concrete (in-situ) | Concrete, 20 MPa | >10 MPa to ≤20 MPa | Concrete (in-situ), QLD - North Queensland - ECOPact - QE202E1 (Holcim (Australia) Pty Ltd) (Australia) | Concrete_20MPa | Concrete_20MPa | 2025-06-18 | 2030-06-18 | Australia | EPD-IES-23540:001 |  | EPD Australasia |  | m³ | 2400 |  |  |  | 152 | 151 | 0.899 | 0.0109 | 0 | 151.9099 | 0 | 0.063333 | 0.062917 | 0.00037458 | 4.5417e-06 | 0 | 0.063296 | 0 | Version 2026.2
Concrete (in-situ) | Concrete, 25 MPa | >20 MPa to ≤25 MPa | Concrete (in-situ), QLD - Sunshine Coast - ECOPact - QE252EEZY (Holcim (Australia) Pty Ltd) (Australia) | Concrete_25MPa | Concrete_25MPa | 2025-06-13 | 2030-06-13 | Australia | EPD-IES-23457:001 |  | EPD Australasia |  | m³ | 2400 |  |  |  | 152 | 151 | 1.02 | 0.0115 | 0 | 152.0315 | 0 | 0.063333 | 0.062917 | 0.000425 | 4.7917e-06 | 0 | 0.063346 | 0 | Version 2026.2
Concrete (in-situ) | Concrete, 20 MPa | >10 MPa to ≤20 MPa | Concrete (in-situ), VIC – North East Link Project – Spark – VN202B100 (Holcim (Australia) Pty Ltd) (Australia) | Concrete_20MPa | Concrete_20MPa | 2025-03-04 | 2030-03-04 | Australia | EPD-IES-0018498:001 |  | EPD Australasia |  | m³ | 2400 |  |  |  | 152 | 151 | 0.621 | 0.0418 | 0 | 151.6628 | 0 | 0.063333 | 0.062917 | 0.00025875 | 1.7417e-05 | 0 | 0.063193 | 0 | Version 2026.2
Concrete (in-situ) | Concrete, 40 MPa | >32 MPa to ≤40 MPa | Concrete (in-situ), SA - ADLC - ECOPact Mixes- SE402DWCH (Holcim (Australia) Pty Ltd) (Australia) | Concrete_40MPa | Concrete_40MPa | 2025-05-23 | 2030-05-23 | Australia | EPD-IES-22130:001 |  | EPD Australasia |  | m³ | 2400 |  |  |  | 152 | 151 | 0.329 | 0.439 | 0 | 151.768 | 0 | 0.063333 | 0.062917 | 0.00013708 | 0.00018292 | 0 | 0.063237 | 0 | Version 2026.2
Concrete (in-situ) | Concrete, 40 MPa | >32 MPa to ≤40 MPa | Concrete (in-situ), SA - ADLC - ECOPact Mixes- SE402DWH4 (Holcim (Australia) Pty Ltd) (Australia) | Concrete_40MPa | Concrete_40MPa | 2025-05-23 | 2030-05-23 | Australia | EPD-IES-22131:001 |  | EPD Australasia |  | m³ | 2400 |  |  |  | 152 | 151 | 0.329 | 0.439 | 0 | 151.768 | 0 | 0.063333 | 0.062917 | 0.00013708 | 0.00018292 | 0 | 0.063237 | 0 | Version 2026.2
Concrete (in-situ) | Concrete, ? MPa, | Not used | Concrete (in-situ), Ready-mix concrete (Holcim (Australia) Pty Ltd) (Australia) |  |  | 2025-05-19 | 2030-05-19 | Australia | EPD-IES-0021993:001 | Version 1 | EPD Australasia |  | m³ | 2400 |  |  |  | 147 | 147 | 0.142 | 0.0263 | 0 | 147.1683 | 0 | 0.06125 | 0.06125 | 5.9167e-05 | 1.0958e-05 | 0 | 0.06132 | 0 | Version 2026.2
Concrete (in-situ) | Concrete, 20 MPa | >10 MPa to ≤20 MPa | Concrete (in-situ), GE202FP93 (Heidelberg Materials Australia Pty Ltd) (Australia) | Concrete_20MPa | Concrete_20MPa | 2025-01-31 | 2030-01-31 | Australia | EPD-IES-0018823:001 | Version 1 | EPD Australasia |  | m³ | 2264 |  |  |  | 153 | 153 | 0.0673 | 0.0374 | 0 | 153.1047 | 0 | 0.06758 | 0.06758 | 2.9726e-05 | 1.6519e-05 | 0 | 0.067626 | 0 | Version 2026.2
Concrete (in-situ) | Concrete, 25 MPa | >20 MPa to ≤25 MPa | Concrete (in-situ), QLD - Sunshine Coast - ECOPact - QE251EL21 (Holcim (Australia) Pty Ltd) (Australia) | Concrete_25MPa | Concrete_25MPa | 2025-06-13 | 2030-06-13 | Australia | EPD-IES-23486:001 |  | EPD Australasia |  | m³ | 2400 |  |  |  | 153 | 152 | 0.937 | 0.0113 | 0 | 152.9483 | 0 | 0.06375 | 0.063333 | 0.00039042 | 4.7083e-06 | 0 | 0.063728 | 0 | Version 2026.2
Concrete (in-situ) | Concrete, 25 MPa | >20 MPa to ≤25 MPa | Concrete (in-situ), Climate Active – QLD - Brisbane (City) - QZ251E100 (Holcim (Australia) Pty Ltd) (Australia) | Concrete_25MPa | Concrete_25MPa | 2025-04-17 | 2030-04-17 | Australia | EPD-IES-0020687:001 |  | EPD Australasia |  | m³ | 2400 |  |  |  | 153 | 152 | 1.06 | 0.0114 | 0 | 153.0714 | 0 | 0.06375 | 0.063333 | 0.00044167 | 4.75e-06 | 0 | 0.06378 | 0 | Version 2026.2
Concrete (in-situ) | Concrete, 20 MPa | >10 MPa to ≤20 MPa | Concrete (in-situ), QLD - North Queensland - ECOPact - QE201E (Holcim (Australia) Pty Ltd) (Australia) | Concrete_20MPa | Concrete_20MPa | 2025-06-18 | 2030-06-18 | Australia | EPD-IES-0023552:001 |  | EPD Australasia |  | m³ | 2400 |  |  |  | 154 | 153 | 0.875 | 0.011 | 0 | 153.886 | 0 | 0.064167 | 0.06375 | 0.00036458 | 4.5833e-06 | 0 | 0.064119 | 0 | Version 2026.2
Concrete (in-situ) | Concrete, 20 MPa | >10 MPa to ≤20 MPa | Concrete (in-situ), QLD - North Queensland - ECOPact - QE201E1 (Holcim (Australia) Pty Ltd) (Australia) | Concrete_20MPa | Concrete_20MPa | 2025-06-18 | 2030-06-18 | Australia | EPD-IES-23553:001 |  | EPD Australasia |  | m³ | 2400 |  |  |  | 154 | 153 | 0.875 | 0.011 | 0 | 153.886 | 0 | 0.064167 | 0.06375 | 0.00036458 | 4.5833e-06 | 0 | 0.064119 | 0 | Version 2026.2
Concrete (in-situ) | Concrete, 25 MPa | >20 MPa to ≤25 MPa | Concrete (in-situ), QLD – Sunshine Coast – ECOPact – QE251EEZY (Holcim (Australia) Pty Ltd) (Australia) | Concrete_25MPa | Concrete_25MPa | 2025-06-13 | 2030-06-13 | Australia | EPD-IES-0023443:001 |  | EPD Australasia |  | m³ | 2400 |  |  |  | 154 | 153 | 0.987 | 0.0114 | 0 | 153.9984 | 0 | 0.064167 | 0.06375 | 0.00041125 | 4.75e-06 | 0 | 0.064166 | 0 | Version 2026.2
Concrete (in-situ) | Concrete, 25 MPa | >20 MPa to ≤25 MPa | Concrete (in-situ), NSW – Sydney – ECOPact – NE251EBMX (Holcim (Australia) Pty Ltd) (Australia) | Concrete_25MPa | Concrete_25MPa | 2025-05-28 | 2030-05-28 | Australia | EPD-IES-0023361:001 |  | EPD Australasia |  | m³ | 2400 |  |  |  | 154 | 154 | 0.154 | 0.0145 | 0 | 154.1685 | 0 | 0.064167 | 0.064167 | 6.4167e-05 | 6.0417e-06 | 0 | 0.064237 | 0 | Version 2026.2
Concrete (in-situ) | Concrete, 20 MPa | >10 MPa to ≤20 MPa | Concrete (in-situ), S15/20/Fly Ash concrete manufactured in Northern Region (Hazell Bros Group (HBG) Pty Ltd) (Australia) | Concrete_20MPa | Concrete_20MPa | 2025-12-01 | 2030-11-30 | Australia | EPD-IES-0026952:001 | Version 1 | EPD Australasia |  | m³ | 2247 |  |  |  | 155 | 155 | 0.0198 | 0.0462 | 0 | 155.066 | 0 | 0.068981 | 0.068981 | 8.8117e-06 | 2.0561e-05 | 0 | 0.06901 | 0 | Version 2026.2
Concrete (in-situ) | Concrete, 25 MPa | >20 MPa to ≤25 MPa | Concrete (in-situ), SA - ADLC - ECOPact Mixes- SE252E2 (Holcim (Australia) Pty Ltd) (Australia) | Concrete_25MPa | Concrete_25MPa | 2025-05-23 | 2030-05-23 | Australia | EPD-IES-22053:001 | Version 1 | EPD Australasia |  | m³ | 2400 |  |  |  | 155 | 154 | 0.369 | 0.562 | 0 | 154.931 | 0 | 0.064583 | 0.064167 | 0.00015375 | 0.00023417 | 0 | 0.064555 | 0 | Version 2026.2
Concrete (in-situ) | Concrete, 25 MPa | >20 MPa to ≤25 MPa | Concrete (in-situ), AR2514 pre-mixed concrete (Aurora Construction Materials Epping Pty. Ltd.) (Australia) | Concrete_25MPa | Concrete_25MPa | 2025-08-15 | 2030-08-15 | Australia | EPD-IES-0021753:001 | Version 1 | EPD Australasia |  | m³ | 2270 |  |  |  | 140 | 140 | -0.24 | 0.0119 | 0 | 140.0119 | 0 | 0.061674 | 0.061674 | -0.00010573 | 5.2423e-06 | 0 | 0.061679 | 0 | Version 2026.2
Concrete (in-situ) | Concrete, 25 MPa | >20 MPa to ≤25 MPa | Concrete (in-situ), AR2520 pre-mixed concrete (Aurora Construction Materials Epping Pty. Ltd.) (Australia) | Concrete_25MPa | Concrete_25MPa | 2025-08-15 | 2030-08-15 | Australia | EPD-IES-0021754:001 | Version 1 | EPD Australasia |  | m³ | 2270 |  |  |  | 140 | 140 | -0.24 | 0.0119 | 0 | 140.0119 | 0 | 0.061674 | 0.061674 | -0.00010573 | 5.2423e-06 | 0 | 0.061679 | 0 | Version 2026.2
Concrete (in-situ) | Concrete, 25 MPa | >20 MPa to ≤25 MPa | Concrete (in-situ), QLD – Sunshine Coast – ECOPact – QE252E (Holcim (Australia) Pty Ltd) (Australia) | Concrete_25MPa | Concrete_25MPa | 2025-06-13 | 2030-06-13 | Australia | EPD-IES-0023448:001 |  | EPD Australasia |  | m³ | 2400 |  |  |  | 155 | 154 | 0.996 | 0.0117 | 0 | 155.0077 | 0 | 0.064583 | 0.064167 | 0.000415 | 4.875e-06 | 0 | 0.064587 | 0 | Version 2026.2
Concrete (in-situ) | Concrete, 25 MPa | >20 MPa to ≤25 MPa | Concrete (in-situ), SA – Adelaide Metro – ECOPact – SE252E3 (Holcim (Australia) Pty Ltd) (Australia) | Concrete_25MPa | Concrete_25MPa | 2025-05-23 | 2030-05-23 | Australia | EPD-IES-0022054:001 |  | EPD Australasia |  | m³ | 2400 |  |  |  | 155 | 154 | 0.364 | 0.563 | 0 | 154.927 | 0 | 0.064583 | 0.064167 | 0.00015167 | 0.00023458 | 0 | 0.064553 | 0 | Version 2026.2
Concrete (in-situ) | Concrete, 25 MPa | >20 MPa to ≤25 MPa | Concrete (in-situ), HYLO-50 Normal-Class 25 MPa (Hymix Australia Pty Ltd) (Australia) | Concrete_25MPa | Concrete_25MPa | 2025-01-28 | 2030-01-28 | Australia | EPD-IES-0013258:001 | Version 1 | EPD Australasia |  | m³ | 2359 |  |  |  | 156 | 156 | 0.0871 | 0.0269 | 0 | 156.114 | 0 | 0.06613 | 0.06613 | 3.6922e-05 | 1.1403e-05 | 0 | 0.066178 | 0 | Version 2026.2
Concrete (in-situ) | Concrete, 25 MPa | >20 MPa to ≤25 MPa | Concrete (in-situ), VIC - Melbourne Metro - ECOPact- VE254EKCS (Holcim (Australia) Pty Ltd) (Australia) | Concrete_25MPa | Concrete_25MPa | 2025-04-15 | 2030-04-15 | Australia | EPD-IES-20557:001 |  | EPD Australasia |  | m³ | 2400 |  |  |  | 156 | 155 | 0.883 | 0.0394 | 0 | 155.9224 | 0 | 0.065 | 0.064583 | 0.00036792 | 1.6417e-05 | 0 | 0.064968 | 0 | Version 2026.2
Concrete (in-situ) | Concrete, 32 MPa | >25 MPa to ≤32 MPa | Concrete (in-situ), Climate Active – NSW - Narellan - NE322E5 (Holcim (Australia) Pty Ltd) (Australia) | Concrete_32MPa | Concrete_32MPa | 2025-04-17 | 2030-04-17 | Australia | EPD-IES-0020619:001 |  | EPD Australasia |  | m³ | 2400 |  |  |  | 156 | 156 | 0.153 | 0.015 | 0 | 156.168 | 0 | 0.065 | 0.065 | 6.375e-05 | 6.25e-06 | 0 | 0.06507 | 0 | Version 2026.2
Concrete (in-situ) | Concrete, 20 MPa | >10 MPa to ≤20 MPa | Concrete (in-situ), NSW – Sydney – ECOPact – NE202E1 (Holcim (Australia) Pty Ltd) (Australia) | Concrete_20MPa | Concrete_20MPa | 2025-05-28 | 2030-05-28 | Australia | EPD-IES-0023355:001 |  | EPD Australasia |  | m³ | 2400 |  |  |  | 156 | 155 | 0.149 | 0.0145 | 0 | 155.1635 | 0 | 0.065 | 0.064583 | 6.2083e-05 | 6.0417e-06 | 0 | 0.064651 | 0 | Version 2026.2
Concrete (in-situ) | Concrete, 32 MPa | >25 MPa to ≤32 MPa | Concrete (in-situ), GE322KGF3 (Heidelberg Materials Australia Pty Ltd) (Australia) | Concrete_32MPa | Concrete_32MPa | 2025-01-24 | 2030-01-24 | Australia | EPD-IES-0014870:001 | Version 1 | EPD Australasia |  | m³ | 2400 |  |  |  | 157 | 157 | 0.0897 | 0.0238 | 0 | 157.1135 | 0 | 0.065417 | 0.065417 | 3.7375e-05 | 9.9167e-06 | 0 | 0.065464 | 0 | Version 2026.2
Concrete (in-situ) | Concrete, 25 MPa | >20 MPa to ≤25 MPa | Concrete (in-situ), QLD – Sunshine Coast – ECOPact – QE252E100 (Holcim (Australia) Pty Ltd) (Australia) | Concrete_25MPa | Concrete_25MPa | 2025-06-13 | 2030-06-13 | Australia | EPD-IES-0023452:001 |  | EPD Australasia |  | m³ | 2400 |  |  |  | 157 | 156 | 0.991 | 0.0119 | 0 | 157.0029 | 0 | 0.065417 | 0.065 | 0.00041292 | 4.9583e-06 | 0 | 0.065418 | 0 | Version 2026.2
Concrete (in-situ) | Concrete, 40 MPa | >32 MPa to ≤40 MPa | Concrete (in-situ), QLD – North Queensland – ECOPact – QE402EPT (Holcim (Australia) Pty Ltd) (Australia) | Concrete_40MPa | Concrete_40MPa | 2025-05-07 | 2030-05-07 | Australia | EPD-IES-0021934:001 |  | EPD Australasia |  | m³ | 2400 |  |  |  | 157 | 157 | 0.0279 | 0.0237 | 0 | 157.0516 | 0 | 0.065417 | 0.065417 | 1.1625e-05 | 9.875e-06 | 0 | 0.065438 | 0 | Version 2026.2
Concrete (in-situ) | Concrete, 20 MPa | >10 MPa to ≤20 MPa | Concrete (in-situ), VIC – Melbourne Metro – ECOPact – VE204E (Holcim (Australia) Pty Ltd) (Australia) | Concrete_20MPa | Concrete_20MPa | 2025-04-15 | 2030-04-15 | Australia | EPD-IES-0020548:001 |  | EPD Australasia |  | m³ | 2400 |  |  |  | 157 | 156 | 0.712 | 0.0442 | 0 | 156.7562 | 0 | 0.065417 | 0.065 | 0.00029667 | 1.8417e-05 | 0 | 0.065315 | 0 | Version 2026.2
Concrete (in-situ) | Concrete, 25 MPa | >20 MPa to ≤25 MPa | Concrete (in-situ), GS LCT60G25 25 MPa (Elvin Group (ACT) Pty Ltd) (Australia) | Concrete_25MPa | Concrete_25MPa | 2025-03-07 | 2030-03-07 | Australia | EPD-IES-0019682:001 | Version 1 | EPD Australasia |  | m³ | 2370 |  |  |  | 158 | 158 | 0.151 | 0.0325 | 0 | 158.1835 | 0 | 0.066667 | 0.066667 | 6.3713e-05 | 1.3713e-05 | 0 | 0.066744 | 0 | Version 2026.2
Concrete (in-situ) | Concrete, 40 MPa | >32 MPa to ≤40 MPa | Concrete (in-situ), Climate Active – QLD - Brisbane (City) - QZ401E200 (Holcim (Australia) Pty Ltd) (Australia) | Concrete_40MPa | Concrete_40MPa | 2025-04-17 | 2030-04-17 | Australia | EPD-IES-0020710:001 |  | EPD Australasia |  | m³ | 2400 |  |  |  | 158 | 158 | 0.228 | 0.263 | 0 | 158.491 | 0 | 0.065833 | 0.065833 | 9.5e-05 | 0.00010958 | 0 | 0.066038 | 0 | Version 2026.2
Concrete (in-situ) | Concrete, 20 MPa | >10 MPa to ≤20 MPa | Concrete (in-situ), VIC - Melbourne Metro - ECOPact- VE204E2 (Holcim (Australia) Pty Ltd) (Australia) | Concrete_20MPa | Concrete_20MPa | 2025-04-15 | 2030-04-15 | Australia | EPD-IES-20549:001 |  | EPD Australasia |  | m³ | 2400 |  |  |  | 158 | 157 | 0.719 | 0.0442 | 0 | 157.7632 | 0 | 0.065833 | 0.065417 | 0.00029958 | 1.8417e-05 | 0 | 0.065735 | 0 | Version 2026.2
Concrete (in-situ) | Concrete, 20 MPa | >10 MPa to ≤20 MPa | Concrete (in-situ), NSW – Sydney – ECOPact – NE201E1 (Holcim (Australia) Pty Ltd) (Australia) | Concrete_20MPa | Concrete_20MPa | 2025-05-28 | 2030-05-28 | Australia | EPD-IES-0023351:001 |  | EPD Australasia |  | m³ | 2400 |  |  |  | 158 | 158 | 0.148 | 0.0146 | 0 | 158.1626 | 0 | 0.065833 | 0.065833 | 6.1667e-05 | 6.0833e-06 | 0 | 0.065901 | 0 | Version 2026.2
Concrete (in-situ) | Concrete, 32 MPa | >25 MPa to ≤32 MPa | Concrete (in-situ), QLD - Gold Coast - ECOPact - QE322C100 (Holcim (Australia) Pty Ltd) (Australia) | Concrete_32MPa | Concrete_32MPa | 2025-05-28 | 2030-05-28 | Australia | EPD-IES-0018587:001 |  | EPD Australasia |  | m³ | 2400 |  |  |  | 158 | 157 | 0.853 | 0.0119 | 0 | 157.8649 | 0 | 0.065833 | 0.065417 | 0.00035542 | 4.9583e-06 | 0 | 0.065777 | 0 | Version 2026.2
Concrete (in-situ) | Concrete, 20 MPa | >10 MPa to ≤20 MPa | Concrete (in-situ), NSW – Sydney – ECOPact – NE201E5 (Holcim (Australia) Pty Ltd) (Australia) | Concrete_20MPa | Concrete_20MPa | 2025-05-28 | 2030-05-28 | Australia | EPD-IES-0023352:001 |  | EPD Australasia |  | m³ | 2400 |  |  |  | 158 | 158 | 0.148 | 0.0148 | 0 | 158.1628 | 0 | 0.065833 | 0.065833 | 6.1667e-05 | 6.1667e-06 | 0 | 0.065901 | 0 | Version 2026.2
Concrete (in-situ) | Concrete, 25 MPa | >20 MPa to ≤25 MPa | Concrete (in-situ), SA - ADLC - ECOPact Mixes- SE252EF2 (Holcim (Australia) Pty Ltd) (Australia) | Concrete_25MPa | Concrete_25MPa | 2025-05-23 | 2030-05-23 | Australia | EPD-IES-0022142:001 | Version 1 | EPD Australasia |  | m³ | 2400 |  |  |  | 159 | 158 | 0.355 | 0.582 | 0 | 158.937 | 0 | 0.06625 | 0.065833 | 0.00014792 | 0.0002425 | 0 | 0.066224 | 0 | Version 2026.2
Concrete (in-situ) | Concrete, 20 MPa | >10 MPa to ≤20 MPa | Concrete (in-situ), NSW – Sydney – ECOPact – NE202E5 (Holcim (Australia) Pty Ltd) (Australia) | Concrete_20MPa | Concrete_20MPa | 2025-05-28 | 2030-05-28 | Australia | EPD-IES-0023357:001 |  | EPD Australasia |  | m³ | 2400 |  |  |  | 159 | 159 | 0.153 | 0.0152 | 0 | 159.1682 | 0 | 0.06625 | 0.06625 | 6.375e-05 | 6.3333e-06 | 0 | 0.06632 | 0 | Version 2026.2
Concrete (in-situ) | Concrete, 32 MPa | >25 MPa to ≤32 MPa | Concrete (in-situ), Climate Active – NSW - Narellan - NE321E5 (Holcim (Australia) Pty Ltd) (Australia) | Concrete_32MPa | Concrete_32MPa | 2025-04-17 | 2030-04-17 | Australia | EPD-IES-0020618:001 |  | EPD Australasia |  | m³ | 2400 |  |  |  | 160 | 160 | 0.153 | 0.0153 | 0 | 160.1683 | 0 | 0.066667 | 0.066667 | 6.375e-05 | 6.375e-06 | 0 | 0.066737 | 0 | Version 2026.2
Concrete (in-situ) | Concrete, 40 MPa | >32 MPa to ≤40 MPa | Concrete (in-situ), Climate Active – QLD - Darra - QZ402PT1 (Holcim (Australia) Pty Ltd) (Australia) | Concrete_40MPa | Concrete_40MPa | 2025-04-17 | 2030-04-17 | Australia | EPD-IES-0020739:001 |  | EPD Australasia |  | m³ | 2400 |  |  |  | 160 | 159 | 0.234 | 0.262 | 0 | 159.496 | 0 | 0.066667 | 0.06625 | 9.75e-05 | 0.00010917 | 0 | 0.066457 | 0 | Version 2026.2
Concrete (in-situ) | Concrete, 32 MPa | >25 MPa to ≤32 MPa | Concrete (in-situ), NSW – Sydney – ECOPact – NE322ER53 (Holcim (Australia) Pty Ltd) (Australia) | Concrete_32MPa | Concrete_32MPa | 2025-05-28 | 2030-05-28 | Australia | EPD-IES-0023380:001 |  | EPD Australasia |  | m³ | 2400 |  |  |  | 160 | 159 | 0.146 | 0.0146 | 0 | 159.1606 | 0 | 0.066667 | 0.06625 | 6.0833e-05 | 6.0833e-06 | 0 | 0.066317 | 0 | Version 2026.2
Concrete (in-situ) | Concrete, 20 MPa | >10 MPa to ≤20 MPa | Concrete (in-situ), QLD – Brisbane – ECOPact – QE201EBMX (Holcim (Australia) Pty Ltd) (Australia) | Concrete_20MPa | Concrete_20MPa | 2025-05-13 | 2030-05-13 | Australia | EPD-IES-0021941:001 |  | EPD Australasia |  | m³ | 2400 |  |  |  | 161 | 160 | 0.917 | 0.0122 | 0 | 160.9292 | 0 | 0.067083 | 0.066667 | 0.00038208 | 5.0833e-06 | 0 | 0.067054 | 0 | Version 2026.2
Concrete (in-situ) | Concrete, 32 MPa | >25 MPa to ≤32 MPa | Concrete (in-situ), NSW - Forster - Climate Active - NS327FBMX (Holcim (Australia) Pty Ltd) (Australia) | Concrete_32MPa | Concrete_32MPa | 2025-04-17 | 2030-04-17 | Australia | EPD-IES-20656:001 |  | EPD Australasia |  | m³ | 2400 |  |  |  | 161 | 161 | 0.0284 | 0.0251 | 0 | 161.0535 | 0 | 0.067083 | 0.067083 | 1.1833e-05 | 1.0458e-05 | 0 | 0.067106 | 0 | Version 2026.2
Concrete (in-situ) | Concrete, 25 MPa | >20 MPa to ≤25 MPa | Concrete (in-situ), SA - ADLC - ECOPact Mixes- SE251EKC (Holcim (Australia) Pty Ltd) (Australia) | Concrete_25MPa | Concrete_25MPa | 2025-05-23 | 2030-05-23 | Australia | EPD-IES-22141:001 |  | EPD Australasia |  | m³ | 2400 |  |  |  | 161 | 160 | 0.332 | 0.622 | 0 | 160.954 | 0 | 0.067083 | 0.066667 | 0.00013833 | 0.00025917 | 0 | 0.067064 | 0 | Version 2026.2
Concrete (in-situ) | Concrete, 32 MPa | >25 MPa to ≤32 MPa | Concrete (in-situ), NSW - Sydney - ECOPact - NE321E1L2 (Holcim (Australia) Pty Ltd) (Australia) | Concrete_32MPa | Concrete_32MPa | 2025-05-28 | 2030-05-28 | Australia | EPD-IES-23368:001 |  | EPD Australasia |  | m³ | 2400 |  |  |  | 161 | 161 | 0.17 | 0.0136 | 0 | 161.1836 | 0 | 0.067083 | 0.067083 | 7.0833e-05 | 5.6667e-06 | 0 | 0.06716 | 0 | Version 2026.2
Concrete (in-situ) | Concrete, 32 MPa | >25 MPa to ≤32 MPa | Concrete (in-situ), VIC – Melbourne Metro – ECOPact – VE322P (Holcim (Australia) Pty Ltd) (Australia) | Concrete_32MPa | Concrete_32MPa | 2025-04-15 | 2030-04-15 | Australia | EPD-IES-0020410:001 |  | EPD Australasia |  | m³ | 2400 |  |  |  | 161 | 160 | 0.64 | 0 | 0 | 160.64 | 0 | 0.067083 | 0.066667 | 0.00026667 | 0 | 0 | 0.066933 | 0 | Version 2026.2
Concrete (in-situ) | Concrete, 25 MPa | >20 MPa to ≤25 MPa | Concrete (in-situ), QLD - North Queensland - ECOPact - QE252EFB1 + NO FIB (Holcim (Australia) Pty Ltd) (Australia) | Concrete_25MPa | Concrete_25MPa | 2025-06-18 | 2030-06-18 | Australia | EPD-IES-0023533:001 |  | EPD Australasia |  | m³ | 2400 |  |  |  | 162 | 161 | 0.885 | 0.0111 | 0 | 161.8961 | 0 | 0.0675 | 0.067083 | 0.00036875 | 4.625e-06 | 0 | 0.067457 | 0 | Version 2026.2
Concrete (in-situ) | Concrete, 20 MPa | >10 MPa to ≤20 MPa | Concrete (in-situ), Climate Active – QLD - Burleigh - QZ207EBMX (Holcim (Australia) Pty Ltd) (Australia) | Concrete_20MPa | Concrete_20MPa | 2025-04-17 | 2030-04-17 | Australia | EPD-IES-0020686:001 |  | EPD Australasia |  | m³ | 2400 |  |  |  | 162 | 161 | 0.882 | 0.0125 | 0 | 161.8945 | 0 | 0.0675 | 0.067083 | 0.0003675 | 5.2083e-06 | 0 | 0.067456 | 0 | Version 2026.2
Concrete (in-situ) | Concrete, 20 MPa | >10 MPa to ≤20 MPa | Concrete (in-situ), VIC - Melbourne Metro - ECOPact- VE202E (Holcim (Australia) Pty Ltd) (Australia) | Concrete_20MPa | Concrete_20MPa | 2025-04-15 | 2030-04-15 | Australia | EPD-IES-20392:001 |  | EPD Australasia |  | m³ | 2400 |  |  |  | 162 | 161 | 0.678 | 0.0469 | 0 | 161.7249 | 0 | 0.0675 | 0.067083 | 0.0002825 | 1.9542e-05 | 0 | 0.067385 | 0 | Version 2026.2
Concrete (in-situ) | Concrete, 20 MPa | >10 MPa to ≤20 MPa | Concrete (in-situ), VIC – Melbourne Metro – ECOPact – BZ202E (Holcim (Australia) Pty Ltd) (Australia) | Concrete_20MPa | Concrete_20MPa | 2025-05-28 | 2030-05-28 | Australia | EPD-IES-0023259:001 |  | EPD Australasia |  | m³ | 2400 |  |  |  | 162 | 161 | 0.678 | 0.0469 | 0 | 161.7249 | 0 | 0.0675 | 0.067083 | 0.0002825 | 1.9542e-05 | 0 | 0.067385 | 0 | Version 2026.2
Concrete (in-situ) | Concrete, 32 MPa | >25 MPa to ≤32 MPa | Concrete (in-situ), Climate Active – QLD - Acacia Ridge - QE322E (Holcim (Australia) Pty Ltd) (Australia) | Concrete_32MPa | Concrete_32MPa | 2025-04-17 | 2030-04-17 | Australia | EPD-IES-0020670:001 |  | EPD Australasia |  | m³ | 2400 |  |  |  | 162 | 161 | 1.03 | 0.0108 | 0 | 162.0408 | 0 | 0.0675 | 0.067083 | 0.00042917 | 4.5e-06 | 0 | 0.067517 | 0 | Version 2026.2
Concrete (in-situ) | Concrete, 20 MPa | >10 MPa to ≤20 MPa | Concrete (in-situ), VIC - Melbourne Metro - ECOPact- VZ202E (Holcim (Australia) Pty Ltd) (Australia) | Concrete_20MPa | Concrete_20MPa | 2025-04-15 | 2030-04-15 | Australia | EPD-IES-20393:001 |  | EPD Australasia |  | m³ | 2400 |  |  |  | 162 | 161 | 0.678 | 0.0469 | 0 | 161.7249 | 0 | 0.0675 | 0.067083 | 0.0002825 | 1.9542e-05 | 0 | 0.067385 | 0 | Version 2026.2
Concrete (in-situ) | Concrete, 40 MPa | >32 MPa to ≤40 MPa | Concrete (in-situ), VIC – Melbourne Metro – ECOPact – VE401VWCH (Holcim (Australia) Pty Ltd) (Australia) | Concrete_40MPa | Concrete_40MPa | 2025-04-15 | 2030-04-15 | Australia | EPD-IES-0020470:001 |  | EPD Australasia |  | m³ | 2400 |  |  |  | 162 | 162 | 0.673 | 0.0384 | 0 | 162.7114 | 0 | 0.0675 | 0.0675 | 0.00028042 | 1.6e-05 | 0 | 0.067796 | 0 | Version 2026.2
Concrete (in-situ) | Concrete, 40 MPa | >32 MPa to ≤40 MPa | Concrete (in-situ), VIC - Melbourne Metro - ECOPact- VE402ESW7 (Holcim (Australia) Pty Ltd) (Australia) | Concrete_40MPa | Concrete_40MPa | 2025-04-15 | 2030-04-15 | Australia | EPD-IES-20462:001 |  | EPD Australasia |  | m³ | 2400 |  |  |  | 163 | 162 | 0.674 | 0.0386 | 0 | 162.7126 | 0 | 0.067917 | 0.0675 | 0.00028083 | 1.6083e-05 | 0 | 0.067797 | 0 | Version 2026.2
Concrete (in-situ) | Concrete, 25 MPa | >20 MPa to ≤25 MPa | Concrete (in-situ), QLD - North Queensland - ECOPact - QE251E (Holcim (Australia) Pty Ltd) (Australia) | Concrete_25MPa | Concrete_25MPa | 2025-06-18 | 2030-06-18 | Australia | EPD-IES-23554:001 |  | EPD Australasia |  | m³ | 2400 |  |  |  | 163 | 162 | 0.877 | 0.0116 | 0 | 162.8886 | 0 | 0.067917 | 0.0675 | 0.00036542 | 4.8333e-06 | 0 | 0.06787 | 0 | Version 2026.2
Concrete (in-situ) | Concrete, 25 MPa | >20 MPa to ≤25 MPa | Concrete (in-situ), VIC – North East Link Project – Spark – VN252B (Holcim (Australia) Pty Ltd) (Australia) | Concrete_25MPa | Concrete_25MPa | 2025-03-04 | 2030-03-04 | Australia | EPD-IES-0018500:001 |  | EPD Australasia |  | m³ | 2400 |  |  |  | 163 | 163 | 0.617 | 0.0454 | 0 | 163.6624 | 0 | 0.067917 | 0.067917 | 0.00025708 | 1.8917e-05 | 0 | 0.068193 | 0 | Version 2026.2
Concrete (in-situ) | Concrete, 20 MPa | >10 MPa to ≤20 MPa | Concrete (in-situ), AE2014 pre-mixed concrete (Aurora Construction Materials Epping Pty Ltd) (Australia) | Concrete_20MPa | Concrete_20MPa | 2025-08-15 | 2030-08-15 | Australia | EPD-IES-0021733:001 | Version 1 | EPD Australasia |  | m³ | 2252 |  |  |  | 164 | 164 | -0.245 | 0.0146 | 0 | 164.0146 | 0 | 0.072824 | 0.072824 | -0.00010879 | 6.4831e-06 | 0 | 0.072831 | 0 | Version 2026.2
Concrete (in-situ) | Concrete, 20 MPa | >10 MPa to ≤20 MPa | Concrete (in-situ), AE2020 pre-mixed concrete (Aurora Construction Materials Epping Pty Ltd) (Australia) | Concrete_20MPa | Concrete_20MPa | 2025-08-15 | 2030-08-15 | Australia | EPD-IES-0021734:001 | Version 1 | EPD Australasia |  | m³ | 2252 |  |  |  | 164 | 164 | -0.245 | 0.0146 | 0 | 164.0146 | 0 | 0.072824 | 0.072824 | -0.00010879 | 6.4831e-06 | 0 | 0.072831 | 0 | Version 2026.2
Concrete (in-situ) | Concrete, 32 MPa | >25 MPa to ≤32 MPa | Concrete (in-situ), VIC - Melbourne Metro - ECOPact- VE322EH2 (Holcim (Australia) Pty Ltd) (Australia) | Concrete_32MPa | Concrete_32MPa | 2025-04-15 | 2030-04-15 | Australia | EPD-IES-0020412:001 |  | EPD Australasia |  | m³ | 2400 |  |  |  | 164 | 164 | 0.727 | 0.0428 | 0 | 164.7698 | 0 | 0.068333 | 0.068333 | 0.00030292 | 1.7833e-05 | 0 | 0.068654 | 0 | Version 2026.2
Concrete (in-situ) | Concrete, 25 MPa | >20 MPa to ≤25 MPa | Concrete (in-situ), NSW – Sydney – ECOPact – NE252E1 (Holcim (Australia) Pty Ltd) (Australia) | Concrete_25MPa | Concrete_25MPa | 2025-05-28 | 2030-05-28 | Australia | EPD-IES-0023363:001 |  | EPD Australasia |  | m³ | 2400 |  |  |  | 164 | 164 | 0.154 | 0.0154 | 0 | 164.1694 | 0 | 0.068333 | 0.068333 | 6.4167e-05 | 6.4167e-06 | 0 | 0.068404 | 0 | Version 2026.2
Concrete (in-situ) | Concrete, 32 MPa | >25 MPa to ≤32 MPa | Concrete (in-situ), NSW – Sydney – ECOPact – NE321ER53 (Holcim (Australia) Pty Ltd) (Australia) | Concrete_32MPa | Concrete_32MPa | 2025-05-28 | 2030-05-28 | Australia | EPD-IES-0023372:001 |  | EPD Australasia |  | m³ | 2400 |  |  |  | 164 | 164 | 0.148 | 0.0149 | 0 | 164.1629 | 0 | 0.068333 | 0.068333 | 6.1667e-05 | 6.2083e-06 | 0 | 0.068401 | 0 | Version 2026.2
Concrete (in-situ) | Concrete, 32 MPa | >25 MPa to ≤32 MPa | Concrete (in-situ), AR3214 pre-mixed concrete (Aurora Construction Materials Epping Pty. Ltd.) (Australia) | Concrete_32MPa | Concrete_32MPa | 2025-08-15 | 2030-08-15 | Australia | EPD-IES-0021755:001 | Version 1 | EPD Australasia |  | m³ | 2300 |  |  |  | 165 | 165 | -0.22 | 0.0108 | 0 | 165.0108 | 0 | 0.071739 | 0.071739 | -9.5652e-05 | 4.6957e-06 | 0 | 0.071744 | 0 | Version 2026.2
Concrete (in-situ) | Concrete, 32 MPa | >25 MPa to ≤32 MPa | Concrete (in-situ), AR3220 pre-mixed concrete (Aurora Construction Materials Epping Pty. Ltd.) (Australia) | Concrete_32MPa | Concrete_32MPa | 2025-08-15 | 2030-08-15 | Australia | EPD-IES-0021756:001 | Version 1 | EPD Australasia |  | m³ | 2300 |  |  |  | 165 | 165 | -0.22 | 0.0108 | 0 | 165.0108 | 0 | 0.071739 | 0.071739 | -9.5652e-05 | 4.6957e-06 | 0 | 0.071744 | 0 | Version 2026.2
Concrete (in-situ) | Concrete, 25 MPa | >20 MPa to ≤25 MPa | Concrete (in-situ), SYD05 & SYD06 NEW SOUTH WALES - SYDNEY (Heidelberg Materials Australia Pty Ltd) (Australia) | Concrete_25MPa | Concrete_25MPa | 2025-01-31 | 2030-01-31 | Australia | EPD-IES-0018828:001 | Version 1 | EPD Australasia |  | m³ | 2265 |  |  |  | 165 | 165 | 0.0643 | 0.0389 | 0 | 165.1032 | 0 | 0.072848 | 0.072848 | 2.8389e-05 | 1.7174e-05 | 0 | 0.072893 | 0 | Version 2026.2
Concrete (in-situ) | Concrete, 25 MPa | >20 MPa to ≤25 MPa | Concrete (in-situ), GE252VW12 (Enrich -50) (Heidelberg Materials Australia Pty Ltd) (Australia) | Concrete_25MPa | Concrete_25MPa | 2025-11-25 | 2030-11-25 | Australia | EPD-IES-0018978:001 | Version 1 | EPD Australasia |  | m³ | 2400 |  |  |  | 165 | 164 | 0.148 | 0.0593 | 0 | 164.2073 | 0 | 0.06875 | 0.068333 | 6.1667e-05 | 2.4708e-05 | 0 | 0.06842 | 0 | Version 2026.2
Concrete (in-situ) | Concrete, 20 MPa | >10 MPa to ≤20 MPa | Concrete (in-situ), NSW – West NSW – ECOPact – NE202E142 (Holcim (Australia) Pty Ltd) (Australia) | Concrete_20MPa | Concrete_20MPa | 2025-06-19 | 2030-06-19 | Australia | EPD-IES-0023690:001 |  | EPD Australasia |  | m³ | 2400 |  |  |  | 165 | 164 | 0.129 | 0.0188 | 0 | 164.1478 | 0 | 0.06875 | 0.068333 | 5.375e-05 | 7.8333e-06 | 0 | 0.068395 | 0 | Version 2026.2
Concrete (in-situ) | Concrete, 40 MPa | >32 MPa to ≤40 MPa | Concrete (in-situ), VIC – Melbourne Metro – ECOPact – VE402VWCH (Holcim (Australia) Pty Ltd) (Australia) | Concrete_40MPa | Concrete_40MPa | 2025-04-15 | 2030-04-15 | Australia | EPD-IES-0020502:001 |  | EPD Australasia |  | m³ | 2400 |  |  |  | 165 | 165 | 0.751 | 0.0401 | 0 | 165.7911 | 0 | 0.06875 | 0.06875 | 0.00031292 | 1.6708e-05 | 0 | 0.06908 | 0 | Version 2026.2
Concrete (in-situ) | Concrete, 32 MPa | >25 MPa to ≤32 MPa | Concrete (in-situ), QLD - Sunshine Coast - ECOPact - QE322E (Holcim (Australia) Pty Ltd) (Australia) | Concrete_32MPa | Concrete_32MPa | 2025-06-13 | 2030-06-13 | Australia | EPD-IES-0023449:001 |  | EPD Australasia |  | m³ | 2400 |  |  |  | 165 | 164 | 1.01 | 0.0124 | 0 | 165.0224 | 0 | 0.06875 | 0.068333 | 0.00042083 | 5.1667e-06 | 0 | 0.068759 | 0 | Version 2026.2
Concrete (in-situ) | Concrete, 32 MPa | >25 MPa to ≤32 MPa | Concrete (in-situ), NSW – Far North Coast – ECOPact – NE321L (Holcim (Australia) Pty Ltd) (Australia) | Concrete_32MPa | Concrete_32MPa | 2025-05-19 | 2030-05-19 | Australia | EPD-IES-0022020:001 |  | EPD Australasia |  | m³ | 2400 |  |  |  | 165 | 164 | 0.148 | 0.0593 | 0 | 164.2073 | 0 | 0.06875 | 0.068333 | 6.1667e-05 | 2.4708e-05 | 0 | 0.06842 | 0 | Version 2026.2
Concrete (in-situ) | Concrete, 32 MPa | >25 MPa to ≤32 MPa | Concrete (in-situ), QLD - Wacol - Climate Active - QZ322E100 (Holcim (Australia) Pty Ltd) (Australia) | Concrete_32MPa | Concrete_32MPa | 2025-04-17 | 2030-04-17 | Australia | EPD-IES-0020701:001 |  | EPD Australasia |  | m³ | 2400 |  |  |  | 166 | 165 | 1.03 | 0.0123 | 0 | 166.0423 | 0 | 0.069167 | 0.06875 | 0.00042917 | 5.125e-06 | 0 | 0.069184 | 0 | Version 2026.2
Concrete (in-situ) | Concrete, 40 MPa | >32 MPa to ≤40 MPa | Concrete (in-situ), Climate Active – QLD - Brisbane (City) - QZ401EL21 (Holcim (Australia) Pty Ltd) (Australia) | Concrete_40MPa | Concrete_40MPa | 2025-04-17 | 2030-04-17 | Australia | EPD-IES-0020714:001 |  | EPD Australasia |  | m³ | 2400 |  |  |  | 166 | 165 | 0.251 | 0.278 | 0 | 165.529 | 0 | 0.069167 | 0.06875 | 0.00010458 | 0.00011583 | 0 | 0.06897 | 0 | Version 2026.2
Concrete (in-situ) | Concrete, 20 MPa | >10 MPa to ≤20 MPa | Concrete (in-situ), VIC – Melbourne Metro – ECOPact – BE201ECOR (Holcim (Australia) Pty Ltd) (Australia) | Concrete_20MPa | Concrete_20MPa | 2025-05-28 | 2030-05-28 | Australia | EPD-IES-0023274:001 |  | EPD Australasia |  | m³ | 2400 |  |  |  | 166 | 165 | 0.792 | 0.046 | 0 | 165.838 | 0 | 0.069167 | 0.06875 | 0.00033 | 1.9167e-05 | 0 | 0.069099 | 0 | Version 2026.2
Concrete (in-situ) | Concrete, 25 MPa | >20 MPa to ≤25 MPa | Concrete (in-situ), NSW – Sydney – ECOPact – NE251E1 (Holcim (Australia) Pty Ltd) (Australia) | Concrete_25MPa | Concrete_25MPa | 2025-05-28 | 2030-05-28 | Australia | EPD-IES-0023359:001 |  | EPD Australasia |  | m³ | 2400 |  |  |  | 166 | 166 | 0.15 | 0.0155 | 0 | 166.1655 | 0 | 0.069167 | 0.069167 | 6.25e-05 | 6.4583e-06 | 0 | 0.069236 | 0 | Version 2026.2
Concrete (in-situ) | Concrete, 50 MPa | >40 MPa to ≤50 MPa | Concrete (in-situ), VIC – Melbourne Metro – ECOPact – VE502EM5 (Holcim (Australia) Pty Ltd) (Australia) | Concrete_50MPa | Concrete_50MPa | 2025-04-15 | 2030-04-15 | Australia | EPD-IES-0020577:001 |  | EPD Australasia |  | m³ | 2400 |  |  |  | 166 | 165 | 0.756 | 0 | 0 | 165.756 | 0 | 0.069167 | 0.06875 | 0.000315 | 0 | 0 | 0.069065 | 0 | Version 2026.2
Concrete (in-situ) | Concrete, 32 MPa | >25 MPa to ≤32 MPa | Concrete (in-situ), QLD - Sunshine Coast - ECOPact - QE321E (Holcim (Australia) Pty Ltd) (Australia) | Concrete_32MPa | Concrete_32MPa | 2025-06-13 | 2030-06-13 | Australia | EPD-IES-0023436:001 |  | EPD Australasia |  | m³ | 2400 |  |  |  | 166 | 165 | 1 | 0.0123 | 0 | 166.0123 | 0 | 0.069167 | 0.06875 | 0.00041667 | 5.125e-06 | 0 | 0.069172 | 0 | Version 2026.2
Concrete (in-situ) | Concrete, 20 MPa | >10 MPa to ≤20 MPa | Concrete (in-situ), VIC – Melbourne Metro – ECOPact – VE201ECOR (Holcim (Australia) Pty Ltd) (Australia) | Concrete_20MPa | Concrete_20MPa | 2025-04-15 | 2030-04-15 | Australia | EPD-IES-0020527:001 |  | EPD Australasia |  | m³ | 2400 |  |  |  | 166 | 165 | 0.792 | 0.046 | 0 | 165.838 | 0 | 0.069167 | 0.06875 | 0.00033 | 1.9167e-05 | 0 | 0.069099 | 0 | Version 2026.2
Concrete (in-situ) | Concrete, 50 MPa | >40 MPa to ≤50 MPa | Concrete (in-situ), GS LCHP30HE50 50 MPa (Elvin Group (ACT) Pty Ltd) (Australia) | Concrete_50MPa | Concrete_50MPa | 2025-03-07 | 2030-03-07 | Australia | EPD-IES-0019698:001 | Version 1 | EPD Australasia |  | m³ | 2350 |  |  |  | 367 | 367 | 0.179 | 0.0568 | 0 | 367.2358 | 0 | 0.15617 | 0.15617 | 7.617e-05 | 2.417e-05 | 0 | 0.15627 | 0 | Version 2026.2
Concrete (in-situ) | Concrete, 20 MPa | >10 MPa to ≤20 MPa | Concrete (in-situ), AE2014 pre-mixed concrete (Aurora Construction Materials Epping Pty. Ltd.) (Australia) | Concrete_20MPa | Concrete_20MPa | 2025-08-15 | 2030-08-15 | Australia | EPD-IES-0021704:001 | Version 1 | EPD Australasia |  | m³ | 2252 |  |  |  | 167 | 167 | -0.244 | 0.0146 | 0 | 167.0146 | 0 | 0.074156 | 0.074156 | -0.00010835 | 6.4831e-06 | 0 | 0.074163 | 0 | Version 2026.2
Concrete (in-situ) | Concrete, 20 MPa | >10 MPa to ≤20 MPa | Concrete (in-situ), AE2020 pre-mixed concrete (Aurora Construction Materials Epping Pty. Ltd.) (Australia) | Concrete_20MPa | Concrete_20MPa | 2025-08-15 | 2030-08-15 | Australia | EPD-IES-0021705:001 | Version 1 | EPD Australasia |  | m³ | 2252 |  |  |  | 167 | 167 | -0.244 | 0.0146 | 0 | 167.0146 | 0 | 0.074156 | 0.074156 | -0.00010835 | 6.4831e-06 | 0 | 0.074163 | 0 | Version 2026.2
Concrete (in-situ) | Concrete, 32 MPa | >25 MPa to ≤32 MPa | Concrete (in-situ), AR3214 pre-mixed concrete (Aurora Construction Materials Epping Pty. Ltd.) (Australia) | Concrete_32MPa | Concrete_32MPa | 2025-08-15 | 2030-08-15 | Australia | EPD-IES-0021755:001 | Version 1 | EPD Australasia |  | m³ | 2300 |  |  |  | 165 | 165 | -0.22 | 0.0108 | 0 | 165.0108 | 0 | 0.071739 | 0.071739 | -9.5652e-05 | 4.6957e-06 | 0 | 0.071744 | 0 | Version 2026.2
Concrete (in-situ) | Concrete, 32 MPa | >25 MPa to ≤32 MPa | Concrete (in-situ), AR3220 pre-mixed concrete (Aurora Construction Materials Epping Pty. Ltd.) (Australia) | Concrete_32MPa | Concrete_32MPa | 2025-08-15 | 2030-08-15 | Australia | EPD-IES-0021756:001 | Version 1 | EPD Australasia |  | m³ | 2300 |  |  |  | 165 | 165 | -0.22 | 0.0108 | 0 | 165.0108 | 0 | 0.071739 | 0.071739 | -9.5652e-05 | 4.6957e-06 | 0 | 0.071744 | 0 | Version 2026.2
Concrete (in-situ) | Concrete, 25 MPa | >20 MPa to ≤25 MPa | Concrete (in-situ), QLD – Brisbane – ECOPact – QE252ER81 (Holcim (Australia) Pty Ltd) (Australia) | Concrete_25MPa | Concrete_25MPa | 2025-05-13 | 2030-05-13 | Australia | EPD-IES-0021939:001 |  | EPD Australasia |  | m³ | 2400 |  |  |  | 167 | 163 | 3.74 | 0.0326 | 0 | 166.7726 | 0 | 0.069583 | 0.067917 | 0.0015583 | 1.3583e-05 | 0 | 0.069489 | 0 | Version 2026.2
Concrete (in-situ) | Concrete, 50 MPa | >40 MPa to ≤50 MPa | Concrete (in-situ), VIC - Melbourne Metro - ECOPact- VE502EMWC (Holcim (Australia) Pty Ltd) (Australia) | Concrete_50MPa | Concrete_50MPa | 2025-04-15 | 2030-04-15 | Australia | EPD-IES-20579:001 |  | EPD Australasia |  | m³ | 2400 |  |  |  | 167 | 166 | 0.852 | 0.0402 | 0 | 166.8922 | 0 | 0.069583 | 0.069167 | 0.000355 | 1.675e-05 | 0 | 0.069538 | 0 | Version 2026.2
Concrete (in-situ) | Concrete, 32 MPa | >25 MPa to ≤32 MPa | Concrete (in-situ), Climate Active – QLD - Murarrie - QZ322E100 (Holcim (Australia) Pty Ltd) (Australia) | Concrete_32MPa | Concrete_32MPa | 2025-04-17 | 2030-04-17 | Australia | EPD-IES-0020705:001 |  | EPD Australasia |  | m³ | 2400 |  |  |  | 168 | 167 | 1.03 | 0.0124 | 0 | 168.0424 | 0 | 0.07 | 0.069583 | 0.00042917 | 5.1667e-06 | 0 | 0.070018 | 0 | Version 2026.2
Concrete (in-situ) | Concrete, 50 MPa | >40 MPa to ≤50 MPa | Concrete (in-situ), QLD - Brisbane (City) - Climate Active - QZ501E200 (Holcim (Australia) Pty Ltd) (Australia) | Concrete_50MPa | Concrete_50MPa | 2025-04-17 | 2030-04-17 | Australia | EPD-IES-20749:001 |  | EPD Australasia |  | m³ | 2400 |  |  |  | 307 | 306 | 1 | 0.0228 | 0 | 307.0228 | 0 | 0.12792 | 0.1275 | 0.00041667 | 9.5e-06 | 0 | 0.12793 | 0 | Version 2026.2
Concrete (in-situ) | Concrete, 32 MPa | >25 MPa to ≤32 MPa | Concrete (in-situ), VIC – Melbourne Metro – ECOPact – VE321E5KC (Holcim (Australia) Pty Ltd) (Australia) | Concrete_32MPa | Concrete_32MPa | 2025-04-15 | 2030-04-15 | Australia | EPD-IES-0020523:001 |  | EPD Australasia |  | m³ | 2400 |  |  |  | 168 | 167 | 0.757 | 0.0449 | 0 | 167.8019 | 0 | 0.07 | 0.069583 | 0.00031542 | 1.8708e-05 | 0 | 0.069917 | 0 | Version 2026.2
Concrete (in-situ) | Concrete, 25 MPa | >20 MPa to ≤25 MPa | Concrete (in-situ), VIC – Melbourne Metro – ECOPact – VE254EKC (Holcim (Australia) Pty Ltd) (Australia) | Concrete_25MPa | Concrete_25MPa | 2025-04-15 | 2030-04-15 | Australia | EPD-IES-0020556:001 |  | EPD Australasia |  | m³ | 2400 |  |  |  | 168 | 167 | 0.79 | 0.0466 | 0 | 167.8366 | 0 | 0.07 | 0.069583 | 0.00032917 | 1.9417e-05 | 0 | 0.069932 | 0 | Version 2026.2
Concrete (in-situ) | Concrete, 40 MPa | >32 MPa to ≤40 MPa | Concrete (in-situ), QLD - Tweed - Climate Active - QZ402LMO1 (Holcim (Australia) Pty Ltd) (Australia) | Concrete_40MPa | Concrete_40MPa | 2025-04-17 | 2030-04-17 | Australia | EPD-IES-20733:001 |  | EPD Australasia |  | m³ | 2400 |  |  |  | 168 | 164 | 0.22 | 0.264 | 0 | 164.484 | 0 | 0.07 | 0.068333 | 9.1667e-05 | 0.00011 | 0 | 0.068535 | 0 | Version 2026.2
Concrete (in-situ) | Concrete, 40 MPa | >32 MPa to ≤40 MPa | Concrete (in-situ), Climate Active – NSW - Forster - NN402F (Holcim (Australia) Pty Ltd) (Australia) | Concrete_40MPa | Concrete_40MPa | 2025-04-17 | 2030-04-17 | Australia | EPD-IES-0020646:001 |  | EPD Australasia |  | m³ | 2400 |  |  |  | 168 | 168 | 0.0293 | 0.0254 | 0 | 168.0547 | 0 | 0.07 | 0.07 | 1.2208e-05 | 1.0583e-05 | 0 | 0.070023 | 0 | Version 2026.2
Concrete (in-situ) | Concrete, 32 MPa | >25 MPa to ≤32 MPa | Concrete (in-situ), QLD - Sunshine Coast - ECOPact - QE322EEZY (Holcim (Australia) Pty Ltd) (Australia) | Concrete_32MPa | Concrete_32MPa | 2025-06-13 | 2030-06-13 | Australia | EPD-IES-23458:001 |  | EPD Australasia |  | m³ | 2400 |  |  |  | 169 | 168 | 0.992 | 0.0127 | 0 | 169.0047 | 0 | 0.070417 | 0.07 | 0.00041333 | 5.2917e-06 | 0 | 0.070419 | 0 | Version 2026.2
Concrete (in-situ) | Concrete, 32 MPa | >25 MPa to ≤32 MPa | Concrete (in-situ), Climate Active – QLD - Geebung - QZ322E100 (Holcim (Australia) Pty Ltd) (Australia) | Concrete_32MPa | Concrete_32MPa | 2025-04-17 | 2030-04-17 | Australia | EPD-IES-0020700:001 |  | EPD Australasia |  | m³ | 2400 |  |  |  | 169 | 168 | 1.09 | 0.0126 | 0 | 169.1026 | 0 | 0.070417 | 0.07 | 0.00045417 | 5.25e-06 | 0 | 0.070459 | 0 | Version 2026.2
Concrete (in-situ) | Concrete, 20 MPa | Not used | Concrete (in-situ), VIC - Melbourne Metro - ECOPact - VE202EF2 + 5KG Recycled Plastic FIB (Holcim (Australia) Pty Ltd) (Australia) |  |  | 2025-05-28 | 2030-05-28 | Australia | EPD-IES-20395:001 |  | EPD Australasia |  | m³ | 2400 |  |  |  | 169 | 169 | 0.421 | 0.0491 | 0 | 169.4701 | 0 | 0.070417 | 0.070417 | 0.00017542 | 2.0458e-05 | 0 | 0.070613 | 0 | Version 2026.2
Concrete (in-situ) | Concrete, 20 MPa | >10 MPa to ≤20 MPa | Concrete (in-situ), VIC – Melbourne Metro – ECOPact – VE202E56 (Holcim (Australia) Pty Ltd) (Australia) | Concrete_20MPa | Concrete_20MPa | 2025-04-15 | 2030-04-15 | Australia | EPD-IES-0020394:001 |  | EPD Australasia |  | m³ | 2400 |  |  |  | 169 | 168 | 0.65 | 0.0512 | 0 | 168.7012 | 0 | 0.070417 | 0.07 | 0.00027083 | 2.1333e-05 | 0 | 0.070292 | 0 | Version 2026.2
Concrete (in-situ) | Concrete, 32 MPa | >25 MPa to ≤32 MPa | Concrete (in-situ), Climate Active – QLD - Burleigh - QZ322E100 (Holcim (Australia) Pty Ltd) (Australia) | Concrete_32MPa | Concrete_32MPa | 2025-04-17 | 2030-04-17 | Australia | EPD-IES-0020703:001 | Version 1 | EPD Australasia |  | m³ | 2400 |  |  |  | 170 | 169 | 1.02 | 0.0112 | 0 | 170.0312 | 0 | 0.070833 | 0.070417 | 0.000425 | 4.6667e-06 | 0 | 0.070846 | 0 | Version 2026.2
Concrete (in-situ) | Concrete, 50 MPa | >40 MPa to ≤50 MPa | Concrete (in-situ), GS LCHP40HPX50 50 MPa (LCHP40HPX50) (Elvin Group (ACT) Pty Ltd) (Australia) | Concrete_50MPa | Concrete_50MPa | 2025-03-07 | 2030-03-07 | Australia | EPD-IES-0019702:001 | Version 1 | EPD Australasia |  | m³ | 2340 |  |  |  | 331 | 331 | 0.18 | 0.0544 | 0 | 331.2344 | 0 | 0.14145 | 0.14145 | 7.6923e-05 | 2.3248e-05 | 0 | 0.14155 | 0 | Version 2026.2
Concrete (in-situ) | Concrete, 32 MPa | >25 MPa to ≤32 MPa | Concrete (in-situ), Climate Active – QLD - Darra - QZ322E100 (Holcim (Australia) Pty Ltd) (Australia) | Concrete_32MPa | Concrete_32MPa | 2025-04-17 | 2030-04-17 | Australia | EPD-IES-0020704:001 |  | EPD Australasia |  | m³ | 2400 |  |  |  | 170 | 168 | 1.03 | 0.0125 | 0 | 169.0425 | 0 | 0.070833 | 0.07 | 0.00042917 | 5.2083e-06 | 0 | 0.070434 | 0 | Version 2026.2
Concrete (in-situ) | Concrete, 25 MPa | >20 MPa to ≤25 MPa | Concrete (in-situ), QLD – Sunshine Coast – ECOPact – QE251EBMX (Holcim (Australia) Pty Ltd) (Australia) | Concrete_25MPa | Concrete_25MPa | 2025-06-13 | 2030-06-13 | Australia | EPD-IES-0023427:001 |  | EPD Australasia |  | m³ | 2400 |  |  |  | 170 | 169 | 1.02 | 0.0112 | 0 | 170.0312 | 0 | 0.070833 | 0.070417 | 0.000425 | 4.6667e-06 | 0 | 0.070846 | 0 | Version 2026.2
Concrete (in-situ) | Concrete, 40 MPa | >32 MPa to ≤40 MPa | Concrete (in-situ), VIC - Melbourne Metro - ECOPact- VE402VWH4 (Holcim (Australia) Pty Ltd) (Australia) | Concrete_40MPa | Concrete_40MPa | 2025-04-15 | 2030-04-15 | Australia | EPD-IES-20503:001 |  | EPD Australasia |  | m³ | 2400 |  |  |  | 170 | 169 | 0.75 | 0.0426 | 0 | 169.7926 | 0 | 0.070833 | 0.070417 | 0.0003125 | 1.775e-05 | 0 | 0.070747 | 0 | Version 2026.2
Concrete (in-situ) | Concrete, 25 MPa | >20 MPa to ≤25 MPa | Concrete (in-situ), VIC - Melbourne Metro - ECOPact- VE252E2 (Holcim (Australia) Pty Ltd) (Australia) | Concrete_25MPa | Concrete_25MPa | 2025-04-15 | 2030-04-15 | Australia | EPD-IES-20550:001 |  | EPD Australasia |  | m³ | 2400 |  |  |  | 170 | 169 | 0.759 | 0.048 | 0 | 169.807 | 0 | 0.070833 | 0.070417 | 0.00031625 | 2e-05 | 0 | 0.070753 | 0 | Version 2026.2
Concrete (in-situ) | Concrete, 32 MPa | >25 MPa to ≤32 MPa | Concrete (in-situ), Climate Active – QLD - Tweed - QZ322E100 (Holcim (Australia) Pty Ltd) (Australia) | Concrete_32MPa | Concrete_32MPa | 2025-04-17 | 2030-04-17 | Australia | EPD-IES-0020702:001 |  | EPD Australasia |  | m³ | 2400 |  |  |  | 170 | 169 | 1.01 | 0.0112 | 0 | 170.0212 | 0 | 0.070833 | 0.070417 | 0.00042083 | 4.6667e-06 | 0 | 0.070842 | 0 | Version 2026.2
Concrete (in-situ) | Concrete, 25 MPa | >20 MPa to ≤25 MPa | Concrete (in-situ), AE2520 pre-mixed concrete (Aurora Construction Materials Epping Pty Ltd) (Australia) | Concrete_25MPa | Concrete_25MPa | 2025-08-15 | 2030-08-15 | Australia | EPD-IES-0021736:001 | Version 1 | EPD Australasia |  | m³ | 2255 |  |  |  | 171 | 171 | -0.241 | 0.0149 | 0 | 171.0149 | 0 | 0.075831 | 0.075831 | -0.00010687 | 6.6075e-06 | 0 | 0.075838 | 0 | Version 2026.2
Concrete (in-situ) | Concrete, 25 MPa | >20 MPa to ≤25 MPa | Concrete (in-situ), AE2514 pre-mixed concrete (Aurora Construction Materials Epping Pty. Ltd.) (Australia) | Concrete_25MPa | Concrete_25MPa | 2025-08-15 | 2030-08-15 | Australia | EPD-IES-0021735:001 | Version 1 | EPD Australasia |  | m³ | 2255 |  |  |  | 171 | 171 | -0.241 | 0.0149 | 0 | 171.0149 | 0 | 0.075831 | 0.075831 | -0.00010687 | 6.6075e-06 | 0 | 0.075838 | 0 | Version 2026.2
Concrete (in-situ) | Concrete, 32 MPa | >25 MPa to ≤32 MPa | Concrete (in-situ), QLD - Acacia Ridge - Climate Active - QN322T100 (Holcim (Australia) Pty Ltd) (Australia) | Concrete_32MPa | Concrete_32MPa | 2025-04-17 | 2030-04-17 | Australia | EPD-IES-20673:001 |  | EPD Australasia |  | m³ | 2400 |  |  |  | 171 | 170 | 1.03 | 0.0115 | 0 | 171.0415 | 0 | 0.07125 | 0.070833 | 0.00042917 | 4.7917e-06 | 0 | 0.071267 | 0 | Version 2026.2
Concrete (in-situ) | Concrete, 20 MPa | >10 MPa to ≤20 MPa | Concrete (in-situ), VIC – Melbourne Metro – ECOPact – VE202E563 (Holcim (Australia) Pty Ltd) (Australia) | Concrete_20MPa | Concrete_20MPa | 2025-04-15 | 2030-04-15 | Australia | EPD-IES-0020547:001 |  | EPD Australasia |  | m³ | 2400 |  |  |  | 171 | 170 | 0.647 | 0 | 0 | 170.647 | 0 | 0.07125 | 0.070833 | 0.00026958 | 0 | 0 | 0.071103 | 0 | Version 2026.2
Concrete (in-situ) | Concrete, 32 MPa | >25 MPa to ≤32 MPa | Concrete (in-situ), QLD - Sunshine Coast - ECOPact - QE321E100 (Holcim (Australia) Pty Ltd) (Australia) | Concrete_32MPa | Concrete_32MPa | 2025-06-13 | 2030-06-13 | Australia | EPD-IES-23440:001 |  | EPD Australasia |  | m³ | 2400 |  |  |  | 171 | 170 | 0.994 | 0.0126 | 0 | 171.0066 | 0 | 0.07125 | 0.070833 | 0.00041417 | 5.25e-06 | 0 | 0.071253 | 0 | Version 2026.2
Concrete (in-situ) | Concrete, 25 MPa | >20 MPa to ≤25 MPa | Concrete (in-situ), VIC – Melbourne Metro – ECOPact – VE254E (Holcim (Australia) Pty Ltd) (Australia) | Concrete_25MPa | Concrete_25MPa | 2025-04-15 | 2030-04-15 | Australia | EPD-IES-0020553:001 |  | EPD Australasia |  | m³ | 2400 |  |  |  | 171 | 170 | 0.717 | 0.048 | 0 | 170.765 | 0 | 0.07125 | 0.070833 | 0.00029875 | 2e-05 | 0 | 0.071152 | 0 | Version 2026.2
Concrete (in-situ) | Concrete, 15 MPa | >10 MPa to ≤20 MPa | Concrete (in-situ), S15PR20H084 concrete manufactured at Dinawan (E.B. Mawson & Sons Pty Ltd) (Australia) | Concrete_20MPa | Concrete_20MPa | 2025-05-20 | 2030-05-20 | Australia | EPD-IES-0018457:001 | Version 1 | EPD Australasia |  | m³ | 2170 |  |  |  | 172 | 172 | 0.147 | 3.69e-05 | 0 | 172.147 | 0 | 0.079263 | 0.079263 | 6.7742e-05 | 1.7005e-08 | 0 | 0.07933 | 0 | Version 2026.2
Concrete (in-situ) | Concrete, 32 MPa | >25 MPa to ≤32 MPa | Concrete (in-situ), SA - ADLC - ECOPact Mixes- SE322E3 (Holcim (Australia) Pty Ltd) (Australia) | Concrete_32MPa | Concrete_32MPa | 2025-05-23 | 2030-05-23 | Australia | EPD-IES-22057:001 |  | EPD Australasia |  | m³ | 2400 |  |  |  | 172 | 171 | 0.369 | 0.636 | 0 | 172.005 | 0 | 0.071667 | 0.07125 | 0.00015375 | 0.000265 | 0 | 0.071669 | 0 | Version 2026.2
Concrete (in-situ) | Concrete, 50 MPa | >40 MPa to ≤50 MPa | Concrete (in-situ), SA – Adelaide Metro – ECOPact – SE502DWCH (Holcim (Australia) Pty Ltd) (Australia) | Concrete_50MPa | Concrete_50MPa | 2025-05-23 | 2030-05-23 | Australia | EPD-IES-0022132:001 |  | EPD Australasia |  | m³ | 2400 |  |  |  | 172 | 172 | 0.336 | 0.499 | 0 | 172.835 | 0 | 0.071667 | 0.071667 | 0.00014 | 0.00020792 | 0 | 0.072015 | 0 | Version 2026.2
Concrete (in-situ) | Concrete, 32 MPa | >25 MPa to ≤32 MPa | Concrete (in-situ), Climate Active – QLD - Brisbane (City) - QZ321E100 (Holcim (Australia) Pty Ltd) (Australia) | Concrete_32MPa | Concrete_32MPa | 2025-04-17 | 2030-04-17 | Australia | EPD-IES-0020696:001 |  | EPD Australasia |  | m³ | 2400 |  |  |  | 172 | 171 | 1.04 | 0.0127 | 0 | 172.0527 | 0 | 0.071667 | 0.07125 | 0.00043333 | 5.2917e-06 | 0 | 0.071689 | 0 | Version 2026.2
Concrete (in-situ) | Concrete, 32 MPa | >25 MPa to ≤32 MPa | Concrete (in-situ), NSW - Far North Coast - ECOPact - NE322L120 (Holcim (Australia) Pty Ltd) (Australia) | Concrete_32MPa | Concrete_32MPa | 2025-05-19 | 2030-05-19 | Australia | EPD-IES-22028:001 |  | EPD Australasia |  | m³ | 2400 |  |  |  | 172 | 172 | 0.161 | 0.0612 | 0 | 172.2222 | 0 | 0.071667 | 0.071667 | 6.7083e-05 | 2.55e-05 | 0 | 0.071759 | 0 | Version 2026.2
Concrete (in-situ) | Concrete, 32 MPa | >25 MPa to ≤32 MPa | Concrete (in-situ), SA - ADLC - ECOPact Mixes- SE322E (Holcim (Australia) Pty Ltd) (Australia) | Concrete_32MPa | Concrete_32MPa | 2025-05-23 | 2030-05-23 | Australia | EPD-IES-22055:001 |  | EPD Australasia |  | m³ | 2400 |  |  |  | 172 | 171 | 0.38 | 0.636 | 0 | 172.016 | 0 | 0.071667 | 0.07125 | 0.00015833 | 0.000265 | 0 | 0.071673 | 0 | Version 2026.2
Concrete (in-situ) | Concrete, 32 MPa | >25 MPa to ≤32 MPa | Concrete (in-situ), QLD – Sunshine Coast – ECOPact – QE321EL21 (Holcim (Australia) Pty Ltd) (Australia) | Concrete_32MPa | Concrete_32MPa | 2025-06-13 | 2030-06-13 | Australia | EPD-IES-0023487:001 |  | EPD Australasia |  | m³ | 2400 |  |  |  | 173 | 172 | 0.929 | 0.0127 | 0 | 172.9417 | 0 | 0.072083 | 0.071667 | 0.00038708 | 5.2917e-06 | 0 | 0.072059 | 0 | Version 2026.2
Concrete (in-situ) | Concrete, 20 MPa | >10 MPa to ≤20 MPa | Concrete (in-situ), WA – Perth Metro – ECOPact – WE202E1 (Holcim (Australia) Pty Ltd) (Australia) | Concrete_20MPa | Concrete_20MPa | 2025-05-27 | 2030-05-27 | Australia | EPD-IES-0023289:001 |  | EPD Australasia |  | m³ | 2400 |  |  |  | 173 | 172 | 0.596 | 0 | 0 | 172.596 | 0 | 0.072083 | 0.071667 | 0.00024833 | 0 | 0 | 0.071915 | 0 | Version 2026.2
Concrete (in-situ) | Concrete, 32 MPa | >25 MPa to ≤32 MPa | Concrete (in-situ), SA - ADLC - ECOPact Mixes- SE322EF2 + NO Fibres (Holcim (Australia) Pty Ltd) (Australia) | Concrete_32MPa | Concrete_32MPa | 2025-05-23 | 2030-05-23 | Australia | EPD-IES-22146:001 |  | EPD Australasia |  | m³ | 2400 |  |  |  | 173 | 172 | 0.365 | 0.638 | 0 | 173.003 | 0 | 0.072083 | 0.071667 | 0.00015208 | 0.00026583 | 0 | 0.072085 | 0 | Version 2026.2
Concrete (in-situ) | Concrete, 25 MPa | >20 MPa to ≤25 MPa | Concrete (in-situ), AE2514 pre-mixed concrete (Aurora Construction Materials Epping Pty Ltd) (Australia) | Concrete_25MPa | Concrete_25MPa | 2025-08-15 | 2030-08-15 | Australia | EPD-IES-0021706:001 | Version 1 | EPD Australasia |  | m³ | 2255 |  |  |  | 174 | 174 | -0.24 | 0.0149 | 0 | 174.0149 | 0 | 0.077162 | 0.077162 | -0.00010643 | 6.6075e-06 | 0 | 0.077168 | 0 | Version 2026.2
Concrete (in-situ) | Concrete, 40 MPa | >32 MPa to ≤40 MPa | Concrete (in-situ), GS SLCT70S40 (40 MPa) (SLCT70S40) (Elvin Group (ACT) Pty Ltd) (Australia) | Concrete_40MPa | Concrete_40MPa | 2025-06-20 | 2030-06-20 | Australia | EPD-IES-0024540:001 | Version 1 | EPD Australasia |  | m³ | 2350 |  |  |  | 174 | 174 | 0.098 | 0.0283 | 0 | 174.1263 | 0 | 0.074043 | 0.074043 | 4.1702e-05 | 1.2043e-05 | 0 | 0.074096 | 0 | Version 2026.2
Concrete (in-situ) | Concrete, 20 MPa | >10 MPa to ≤20 MPa | Concrete (in-situ), HYLO-40 Normal-Class 20 MPa (Hymix Australia Pty Ltd) (Australia) | Concrete_20MPa | Concrete_20MPa | 2025-01-28 | 2030-01-28 | Australia | EPD-IES-0012791:001 | Version 1 | EPD Australasia |  | m³ | 2365 |  |  |  | 174 | 174 | 0.0986 | 0.0273 | 0 | 174.1259 | 0 | 0.073573 | 0.073573 | 4.1691e-05 | 1.1543e-05 | 0 | 0.073626 | 0 | Version 2026.2
Concrete (in-situ) | Concrete, 25 MPa | >20 MPa to ≤25 MPa | Concrete (in-situ), VIC – Melbourne Metro – ECOPact – VE251E2 (Holcim (Australia) Pty Ltd) (Australia) | Concrete_25MPa | Concrete_25MPa | 2025-04-15 | 2030-04-15 | Australia | EPD-IES-0020517:001 |  | EPD Australasia |  | m³ | 2400 |  |  |  | 174 | 174 | 0.659 | 0.0501 | 0 | 174.7091 | 0 | 0.0725 | 0.0725 | 0.00027458 | 2.0875e-05 | 0 | 0.072795 | 0 | Version 2026.2
Concrete (in-situ) | Concrete, 25 MPa | >20 MPa to ≤25 MPa | Concrete (in-situ), QLD - Tweed - Climate Active - QZ257EBMX (Holcim (Australia) Pty Ltd) (Australia) | Concrete_25MPa | Concrete_25MPa | 2025-04-17 | 2030-04-17 | Australia | EPD-IES-20692:001 |  | EPD Australasia |  | m³ | 2400 |  |  |  | 174 | 174 | 0.859 | 0.0114 | 0 | 174.8704 | 0 | 0.0725 | 0.0725 | 0.00035792 | 4.75e-06 | 0 | 0.072863 | 0 | Version 2026.2
Concrete (in-situ) | Concrete, 25 MPa | >20 MPa to ≤25 MPa | Concrete (in-situ), VIC - Melbourne Metro - ECOPact- VE254E2 (Holcim (Australia) Pty Ltd) (Australia) | Concrete_25MPa | Concrete_25MPa | 2025-04-15 | 2030-04-15 | Australia | EPD-IES-20554:001 |  | EPD Australasia |  | m³ | 2400 |  |  |  | 174 | 173 | 0.73 | 0.0488 | 0 | 173.7788 | 0 | 0.0725 | 0.072083 | 0.00030417 | 2.0333e-05 | 0 | 0.072408 | 0 | Version 2026.2
Concrete (in-situ) | Concrete, 32 MPa | >25 MPa to ≤32 MPa | Concrete (in-situ), NSW – Sydney – ECOPact – NE322E1S (Holcim (Australia) Pty Ltd) (Australia) | Concrete_32MPa | Concrete_32MPa | 2025-05-28 | 2030-05-28 | Australia | EPD-IES-0023377:001 |  | EPD Australasia |  | m³ | 2400 |  |  |  | 174 | 174 | 0.15 | 0.0191 | 0 | 174.1691 | 0 | 0.0725 | 0.0725 | 6.25e-05 | 7.9583e-06 | 0 | 0.07257 | 0 | Version 2026.2
Concrete (in-situ) | Concrete, 20 MPa | >10 MPa to ≤20 MPa | Concrete (in-situ), VIC - Melbourne Metro - ECOPact- VE202LAV6 (Holcim (Australia) Pty Ltd) (Australia) | Concrete_20MPa | Concrete_20MPa | 2025-04-15 | 2030-04-15 | Australia | EPD-IES-20511:001 |  | EPD Australasia |  | m³ | 2400 |  |  |  | 174 | 173 | 0.684 | 0.0533 | 0 | 173.7373 | 0 | 0.0725 | 0.072083 | 0.000285 | 2.2208e-05 | 0 | 0.072391 | 0 | Version 2026.2
Concrete (in-situ) | Concrete, 25 MPa | >20 MPa to ≤25 MPa | Concrete (in-situ), VIC - Melbourne Metro - ECOPact - BZ252E (Holcim (Australia) Pty Ltd) (Australia) | Concrete_25MPa | Concrete_25MPa | 2025-05-28 | 2030-05-28 | Australia | EPD-IES-23261:001 |  | EPD Australasia |  | m³ | 2400 |  |  |  | 175 | 174 | 0.656 | 0.051 | 0 | 174.707 | 0 | 0.072917 | 0.0725 | 0.00027333 | 2.125e-05 | 0 | 0.072795 | 0 | Version 2026.2
Concrete (in-situ) | Concrete, 25 MPa | >20 MPa to ≤25 MPa | Concrete (in-situ), VIC - Melbourne Metro - ECOPact- VE252E (Holcim (Australia) Pty Ltd) (Australia) | Concrete_25MPa | Concrete_25MPa | 2025-04-15 | 2030-04-15 | Australia | EPD-IES-20399:001 |  | EPD Australasia |  | m³ | 2400 |  |  |  | 175 | 174 | 0.656 | 0.051 | 0 | 174.707 | 0 | 0.072917 | 0.0725 | 0.00027333 | 2.125e-05 | 0 | 0.072795 | 0 | Version 2026.2
Concrete (in-situ) | Concrete, 25 MPa | >20 MPa to ≤25 MPa | Concrete (in-situ), VIC - Melbourne Metro - ECOPact- VZ252E (Holcim (Australia) Pty Ltd) (Australia) | Concrete_25MPa | Concrete_25MPa | 2025-04-15 | 2030-04-15 | Australia | EPD-IES-20400:001 |  | EPD Australasia |  | m³ | 2400 |  |  |  | 175 | 174 | 0.656 | 0.051 | 0 | 174.707 | 0 | 0.072917 | 0.0725 | 0.00027333 | 2.125e-05 | 0 | 0.072795 | 0 | Version 2026.2
Concrete (in-situ) | Concrete, 25 MPa | >20 MPa to ≤25 MPa | Concrete (in-situ), VIC – Melbourne Metro – ECOPact – BE252E (Holcim (Australia) Pty Ltd) (Australia) | Concrete_25MPa | Concrete_25MPa | 2025-05-28 | 2030-05-28 | Australia | EPD-IES-0023260:001 |  | EPD Australasia |  | m³ | 2400 |  |  |  | 175 | 174 | 0.656 | 0.051 | 0 | 174.707 | 0 | 0.072917 | 0.0725 | 0.00027333 | 2.125e-05 | 0 | 0.072795 | 0 | Version 2026.2
Concrete (in-situ) | Concrete, 25 MPa | >20 MPa to ≤25 MPa | Concrete (in-situ), LCF40G25 25 MPa (a LCF40G25) (Elvin Group (ACT) Pty Ltd) (Australia) | Concrete_25MPa | Concrete_25MPa | 2025-05-30 | 2030-05-30 | Australia | EPD-IES-0023800:001 | Version 1 | EPD Australasia |  | m³ | 2350 |  |  |  | 176 | 176 | 0.137 | 0.0125 | 0 | 176.1495 | 0 | 0.074894 | 0.074894 | 5.8298e-05 | 5.3191e-06 | 0 | 0.074957 | 0 | Version 2026.2
Concrete (in-situ) | Concrete, 25 MPa | Not used | Concrete (in-situ), QLD - North Queensland - ECOPact - QE252EFB1 + 6KG PLASTIC FIB (Holcim (Australia) Pty Ltd) (Australia) |  |  | 2025-06-18 | 2030-06-18 | Australia | EPD-IES-0023534:001 |  | EPD Australasia |  | m³ | 2400 |  |  |  | 176 | 175 | 0.909 | 0.015 | 0 | 175.924 | 0 | 0.073333 | 0.072917 | 0.00037875 | 6.25e-06 | 0 | 0.073302 | 0 | Version 2026.2
Concrete (in-situ) | Concrete, 32 MPa | >25 MPa to ≤32 MPa | Concrete (in-situ), SA - ADLC - ECOPact Mixes- SE321E5 (Holcim (Australia) Pty Ltd) (Australia) | Concrete_32MPa | Concrete_32MPa | 2025-05-23 | 2030-05-23 | Australia | EPD-IES-22136:001 |  | EPD Australasia |  | m³ | 2400 |  |  |  | 176 | 175 | 0.347 | 0.654 | 0 | 176.001 | 0 | 0.073333 | 0.072917 | 0.00014458 | 0.0002725 | 0 | 0.073334 | 0 | Version 2026.2
Concrete (in-situ) | Concrete, 40 MPa | >32 MPa to ≤40 MPa | Concrete (in-situ), Premix Concrete - 40MPA Pad (Piave Premix Concrete Pty Ltd) (Australia) | Concrete_40MPa | Concrete_40MPa | 2025-03-31 | 2030-03-31 | Australia | EPD-IES-17566 | Version 47 | EPD Australasia |  | m³ | 2331 |  |  |  | 177 | 177 | 0 | 0.018 | 0 | 177 | 0 | 0.075933 | 0.075933 | 0 | 7.722e-06 | 0 | 0.075933 | 0 | Version 2026.2
Concrete (in-situ) | Concrete, 20 MPa | >10 MPa to ≤20 MPa | Concrete (in-situ), QLD - North Queensland - ECOPact - QE201EBMX (Holcim (Australia) Pty Ltd) (Australia) | Concrete_20MPa | Concrete_20MPa | 2025-06-18 | 2030-06-18 | Australia | EPD-IES-23567:001 |  | EPD Australasia |  | m³ | 2400 |  |  |  | 177 | 176 | 0.912 | 0.0134 | 0 | 176.9254 | 0 | 0.07375 | 0.073333 | 0.00038 | 5.5833e-06 | 0 | 0.073719 | 0 | Version 2026.2
Concrete (in-situ) | Concrete, 32 MPa | >25 MPa to ≤32 MPa | Concrete (in-situ), QLD - North Queensland - ECOPact - QE3201EKC (Holcim (Australia) Pty Ltd) (Australia) | Concrete_32MPa | Concrete_32MPa | 2025-06-18 | 2030-06-18 | Australia | EPD-IES-23569:001 |  | EPD Australasia |  | m³ | 2400 |  |  |  | 177 | 176 | 0.8 | 0.0125 | 0 | 176.8125 | 0 | 0.07375 | 0.073333 | 0.00033333 | 5.2083e-06 | 0 | 0.073672 | 0 | Version 2026.2
Concrete (in-situ) | Concrete, 65 MPa | >50 MPa to ≤65 MPa | Concrete (in-situ), GS LCHP30HE65 65 MPa (Elvin Group (ACT) Pty Ltd) (Australia) | Concrete_65MPa | Concrete_65MPa | 2025-03-07 | 2030-03-07 | Australia | EPD-IES-0019699:001 | Version 1 | EPD Australasia |  | m³ | 2350 |  |  |  | 417 | 417 | 0.188 | 0.0634 | 0 | 417.2514 | 0 | 0.17745 | 0.17745 | 8e-05 | 2.6979e-05 | 0 | 0.17755 | 0 | Version 2026.2
Concrete (in-situ) | Concrete, 25 MPa | >20 MPa to ≤25 MPa | Concrete (in-situ), Climate Active – QLD - Burleigh - QZ257EBMX (Holcim (Australia) Pty Ltd) (Australia) | Concrete_25MPa | Concrete_25MPa | 2025-04-17 | 2030-04-17 | Australia | EPD-IES-0020693:001 |  | EPD Australasia |  | m³ | 2400 |  |  |  | 177 | 176 | 0.879 | 0.0135 | 0 | 176.8925 | 0 | 0.07375 | 0.073333 | 0.00036625 | 5.625e-06 | 0 | 0.073705 | 0 | Version 2026.2
Concrete (in-situ) | Concrete, 25 MPa | >20 MPa to ≤25 MPa | Concrete (in-situ), QLD - Darra - Climate Active - QZ257EBMX (Holcim (Australia) Pty Ltd) (Australia) | Concrete_25MPa | Concrete_25MPa | 2025-04-17 | 2030-04-17 | Australia | EPD-IES-20694:001 |  | EPD Australasia |  | m³ | 2400 |  |  |  | 177 | 176 | 0.912 | 0.0134 | 0 | 176.9254 | 0 | 0.07375 | 0.073333 | 0.00038 | 5.5833e-06 | 0 | 0.073719 | 0 | Version 2026.2
Concrete (in-situ) | Concrete, 25 MPa | >20 MPa to ≤25 MPa | Concrete (in-situ), QLD - Murarrie - Climate Active - QZ257EBMX (Holcim (Australia) Pty Ltd) (Australia) | Concrete_25MPa | Concrete_25MPa | 2025-04-17 | 2030-04-17 | Australia | EPD-IES-20695:001 |  | EPD Australasia |  | m³ | 2400 |  |  |  | 177 | 176 | 0.912 | 0.0134 | 0 | 176.9254 | 0 | 0.07375 | 0.073333 | 0.00038 | 5.5833e-06 | 0 | 0.073719 | 0 | Version 2026.2
Concrete (in-situ) | Concrete, 25 MPa | >20 MPa to ≤25 MPa | Concrete (in-situ), VIC - Melbourne Metro - ECOPact- VE252EF2 (Holcim (Australia) Pty Ltd) (Australia) | Concrete_25MPa | Concrete_25MPa | 2025-04-15 | 2030-04-15 | Australia | EPD-IES-20450:001 |  | EPD Australasia |  | m³ | 2400 |  |  |  | 177 | 176 | 0.678 | 0.0507 | 0 | 176.7287 | 0 | 0.07375 | 0.073333 | 0.0002825 | 2.1125e-05 | 0 | 0.073637 | 0 | Version 2026.2
Concrete (in-situ) | Concrete, 20 MPa | >10 MPa to ≤20 MPa | Concrete (in-situ), QLD – Sunshine Coast – ECOPact – QE201EBMX (Holcim (Australia) Pty Ltd) (Australia) | Concrete_20MPa | Concrete_20MPa | 2025-06-13 | 2030-06-13 | Australia | EPD-IES-0023426:001 |  | EPD Australasia |  | m³ | 2400 |  |  |  | 177 | 176 | 0.86 | 0.0134 | 0 | 176.8734 | 0 | 0.07375 | 0.073333 | 0.00035833 | 5.5833e-06 | 0 | 0.073697 | 0 | Version 2026.2
Concrete (in-situ) | Concrete, 25 MPa | >20 MPa to ≤25 MPa | Concrete (in-situ), Sydney Water 25MPa (Heidelberg Materials Australia Pty Ltd) (Australia) | Concrete_25MPa | Concrete_25MPa | 2025-01-28 | 2030-01-28 | Australia | EPD-IES-0011823:001 | Version 1 | EPD Australasia |  | m³ | 2430 |  |  |  | 178 | 178 | 0.103 | 0.0271 | 0 | 178.1301 | 0 | 0.073251 | 0.073251 | 4.2387e-05 | 1.1152e-05 | 0 | 0.073305 | 0 | Version 2026.2
Concrete (in-situ) | Concrete, 25 MPa | >20 MPa to ≤25 MPa | Concrete (in-situ), Sydney Water 25MPa (Hymix Australia Pty Ltd) (Australia) | Concrete_25MPa | Concrete_25MPa | 2025-01-28 | 2030-01-28 | Australia | EPD-IES-0016802:001 | Version 1 | EPD Australasia |  | m³ | 2430 |  |  |  | 178 | 178 | 0.103 | 0.0271 | 0 | 178.1301 | 0 | 0.073251 | 0.073251 | 4.2387e-05 | 1.1152e-05 | 0 | 0.073305 | 0 | Version 2026.2
Concrete (in-situ) | Concrete, 40 MPa | >32 MPa to ≤40 MPa | Concrete (in-situ), SA – Adelaide Metro – ECOPact – SE402EWH3 (Holcim (Australia) Pty Ltd) (Australia) | Concrete_40MPa | Concrete_40MPa | 2025-05-23 | 2030-05-23 | Australia | EPD-IES-0022159:001 |  | EPD Australasia |  | m³ | 2400 |  |  |  | 178 | 177 | 0.352 | 0.596 | 0 | 177.948 | 0 | 0.074167 | 0.07375 | 0.00014667 | 0.00024833 | 0 | 0.074145 | 0 | Version 2026.2
Concrete (in-situ) | Concrete, 25 MPa | >20 MPa to ≤25 MPa | Concrete (in-situ), Climate Active – QLD - Brisbane (City) - QZ257EBMX (Holcim (Australia) Pty Ltd) (Australia) | Concrete_25MPa | Concrete_25MPa | 2025-04-17 | 2030-04-17 | Australia | EPD-IES-0020691:001 |  | EPD Australasia |  | m³ | 2400 |  |  |  | 178 | 177 | 0.958 | 0.0135 | 0 | 177.9715 | 0 | 0.074167 | 0.07375 | 0.00039917 | 5.625e-06 | 0 | 0.074155 | 0 | Version 2026.2
Concrete (in-situ) | Concrete, 32 MPa | >25 MPa to ≤32 MPa | Concrete (in-situ), NSW – Sydney – ECOPact – NE322E1 (Holcim (Australia) Pty Ltd) (Australia) | Concrete_32MPa | Concrete_32MPa | 2025-05-28 | 2030-05-28 | Australia | EPD-IES-0023374:001 |  | EPD Australasia |  | m³ | 2400 |  |  |  | 178 | 178 | 0.154 | 0.0167 | 0 | 178.1707 | 0 | 0.074167 | 0.074167 | 6.4167e-05 | 6.9583e-06 | 0 | 0.074238 | 0 | Version 2026.2
Concrete (in-situ) | Concrete, 25 MPa | >20 MPa to ≤25 MPa | Concrete (in-situ), WA – Perth Metro – ECOPact – WE252EP1 (Holcim (Australia) Pty Ltd) (Australia) | Concrete_25MPa | Concrete_25MPa | 2025-05-27 | 2030-05-27 | Australia | EPD-IES-0023336:001 |  | EPD Australasia |  | m³ | 2400 |  |  |  | 178 | 177 | 0.619 | 0 | 0 | 177.619 | 0 | 0.074167 | 0.07375 | 0.00025792 | 0 | 0 | 0.074008 | 0 | Version 2026.2
Concrete (in-situ) | Concrete, 20 MPa | >10 MPa to ≤20 MPa | Concrete (in-situ), AE2014 pre-mixed concrete (Aurora Construction Materials Epping Pty Ltd) (Australia) | Concrete_20MPa | Concrete_20MPa | 2025-08-15 | 2030-08-15 | Australia | EPD-IES-0021733:001 | Version 1 | EPD Australasia |  | m³ | 2252 |  |  |  | 164 | 164 | -0.245 | 0.0146 | 0 | 164.0146 | 0 | 0.072824 | 0.072824 | -0.00010879 | 6.4831e-06 | 0 | 0.072831 | 0 | Version 2026.2
Concrete (in-situ) | Concrete, 20 MPa | >10 MPa to ≤20 MPa | Concrete (in-situ), AE2020 pre-mixed concrete (Aurora Construction Materials Epping Pty. Ltd.) (Australia) | Concrete_20MPa | Concrete_20MPa | 2025-08-15 | 2030-08-15 | Australia | EPD-IES-0021705:001 | Version 1 | EPD Australasia |  | m³ | 2252 |  |  |  | 167 | 167 | -0.244 | 0.0146 | 0 | 167.0146 | 0 | 0.074156 | 0.074156 | -0.00010835 | 6.4831e-06 | 0 | 0.074163 | 0 | Version 2026.2
Concrete (in-situ) | Concrete, 25 MPa | >20 MPa to ≤25 MPa | Concrete (in-situ), GS LCT50G25 25 MPa (Elvin Group (ACT) Pty Ltd) (Australia) | Concrete_25MPa | Concrete_25MPa | 2025-03-07 | 2030-03-07 | Australia | EPD-IES-0019672:001 | Version 1 | EPD Australasia |  | m³ | 2370 |  |  |  | 179 | 179 | 0.155 | 0.0342 | 0 | 179.1892 | 0 | 0.075527 | 0.075527 | 6.5401e-05 | 1.443e-05 | 0 | 0.075607 | 0 | Version 2026.2
Concrete (in-situ) | Concrete, 50 MPa | >40 MPa to ≤50 MPa | Concrete (in-situ), VIC – Melbourne Metro – ECOPact – VE501VWCH (Holcim (Australia) Pty Ltd) (Australia) | Concrete_50MPa | Concrete_50MPa | 2025-04-15 | 2030-04-15 | Australia | EPD-IES-0020471:001 |  | EPD Australasia |  | m³ | 2400 |  |  |  | 179 | 178 | 0.678 | 0.042 | 0 | 178.72 | 0 | 0.074583 | 0.074167 | 0.0002825 | 1.75e-05 | 0 | 0.074467 | 0 | Version 2026.2
Concrete (in-situ) | Concrete, 32 MPa | >25 MPa to ≤32 MPa | Concrete (in-situ), VIC - Footscray - Climate Active - VZ322E (Holcim (Australia) Pty Ltd) (Australia) | Concrete_32MPa | Concrete_32MPa | 2025-04-17 | 2030-04-17 | Australia | EPD-IES-20772:001 |  | EPD Australasia |  | m³ | 2400 |  |  |  | 179 | 178 | 0.621 | 0.0489 | 0 | 178.6699 | 0 | 0.074583 | 0.074167 | 0.00025875 | 2.0375e-05 | 0 | 0.074446 | 0 | Version 2026.2
Concrete (in-situ) | Concrete, 25 MPa | >20 MPa to ≤25 MPa | Concrete (in-situ), VIC - Melbourne Metro - ECOPact- VE251E2 (Holcim (Australia) Pty Ltd) (Australia) | Concrete_25MPa | Concrete_25MPa | 2025-04-15 | 2030-04-15 | Australia | EPD-IES-20449:001 |  | EPD Australasia |  | m³ | 2400 |  |  |  | 179 | 178 | 0.686 | 0.0517 | 0 | 178.7377 | 0 | 0.074583 | 0.074167 | 0.00028583 | 2.1542e-05 | 0 | 0.074474 | 0 | Version 2026.2
Concrete (in-situ) | Concrete, 32 MPa | >25 MPa to ≤32 MPa | Concrete (in-situ), NSW – Sydney – ECOPact – NE321E220 (Holcim (Australia) Pty Ltd) (Australia) | Concrete_32MPa | Concrete_32MPa | 2025-05-28 | 2030-05-28 | Australia | EPD-IES-0023369:001 |  | EPD Australasia |  | m³ | 2400 |  |  |  | 179 | 178 | 0.168 | 0.0162 | 0 | 178.1842 | 0 | 0.074583 | 0.074167 | 7e-05 | 6.75e-06 | 0 | 0.074243 | 0 | Version 2026.2
Concrete (in-situ) | Concrete, 50 MPa | >40 MPa to ≤50 MPa | Concrete (in-situ), GS LCHP25HE50 50 MPa (Elvin Group (ACT) Pty Ltd) (Australia) | Concrete_50MPa | Concrete_50MPa | 2025-03-07 | 2030-03-07 | Australia | EPD-IES-0019697:001 | Version 1 | EPD Australasia |  | m³ | 2330 |  |  |  | 376 | 376 | 0.188 | 0.0573 | 0 | 376.2453 | 0 | 0.16137 | 0.16137 | 8.0687e-05 | 2.4592e-05 | 0 | 0.16148 | 0 | Version 2026.2
Concrete (in-situ) | Concrete, 32 MPa | >25 MPa to ≤32 MPa | Concrete (in-situ), NSW – Sydney – ECOPact – NE321E5 (Holcim (Australia) Pty Ltd) (Australia) | Concrete_32MPa | Concrete_32MPa | 2025-05-28 | 2030-05-28 | Australia | EPD-IES-0023370:001 |  | EPD Australasia |  | m³ | 2400 |  |  |  | 180 | 180 | 0.153 | 0.0168 | 0 | 180.1698 | 0 | 0.075 | 0.075 | 6.375e-05 | 7e-06 | 0 | 0.075071 | 0 | Version 2026.2
Concrete (in-situ) | Concrete, 20 MPa | >10 MPa to ≤20 MPa | Concrete (in-situ), WA – Perth Metro – ECOPact – WE201E1 (Holcim (Australia) Pty Ltd) (Australia) | Concrete_20MPa | Concrete_20MPa | 2025-05-27 | 2030-05-27 | Australia | EPD-IES-0023287:001 |  | EPD Australasia |  | m³ | 2400 |  |  |  | 180 | 179 | 0.624 | 0 | 0 | 179.624 | 0 | 0.075 | 0.074583 | 0.00026 | 0 | 0 | 0.074843 | 0 | Version 2026.2
Concrete (in-situ) | Concrete, 32 MPa | >25 MPa to ≤32 MPa | Concrete (in-situ), NSW – Sydney – ECOPact – NE321E1 (Holcim (Australia) Pty Ltd) (Australia) | Concrete_32MPa | Concrete_32MPa | 2025-05-28 | 2030-05-28 | Australia | EPD-IES-0023367:001 |  | EPD Australasia |  | m³ | 2400 |  |  |  | 180 | 180 | 0.154 | 0.0169 | 0 | 180.1709 | 0 | 0.075 | 0.075 | 6.4167e-05 | 7.0417e-06 | 0 | 0.075071 | 0 | Version 2026.2
Concrete (in-situ) | Concrete, 32 MPa | >25 MPa to ≤32 MPa | Concrete (in-situ), AR3214 pre-mixed concrete (Aurora Construction Materials Epping Pty. Ltd.) (Australia) | Concrete_32MPa | Concrete_32MPa | 2025-08-15 | 2030-08-15 | Australia | EPD-IES-0021755:001 | Version 1 | EPD Australasia |  | m³ | 2300 |  |  |  | 165 | 165 | -0.22 | 0.0108 | 0 | 165.0108 | 0 | 0.071739 | 0.071739 | -9.5652e-05 | 4.6957e-06 | 0 | 0.071744 | 0 | Version 2026.2
Concrete (in-situ) | Concrete, 32 MPa | >25 MPa to ≤32 MPa | Concrete (in-situ), AR3220 pre-mixed concrete (Aurora Construction Materials Epping Pty. Ltd.) (Australia) | Concrete_32MPa | Concrete_32MPa | 2025-08-15 | 2030-08-15 | Australia | EPD-IES-0021756:001 | Version 1 | EPD Australasia |  | m³ | 2300 |  |  |  | 165 | 165 | -0.22 | 0.0108 | 0 | 165.0108 | 0 | 0.071739 | 0.071739 | -9.5652e-05 | 4.6957e-06 | 0 | 0.071744 | 0 | Version 2026.2
Concrete (in-situ) | Concrete, 40 MPa | >32 MPa to ≤40 MPa | Concrete (in-situ), GE401UX46 (Heidelberg Materials Australia Pty Ltd) (Australia) | Concrete_40MPa | Concrete_40MPa | 2025-01-24 | 2030-01-24 | Australia | EPD-IES-0014872:001 | Version 1 | EPD Australasia |  | m³ | 2338.8 |  |  |  | 181 | 181 | 0.0863 | 0.0254 | 0 | 181.1117 | 0 | 0.07739 | 0.07739 | 3.6899e-05 | 1.086e-05 | 0 | 0.077438 | 0 | Version 2026.2
Concrete (in-situ) | Concrete, ? MPa, | Not used | Concrete (in-situ), Premix Concrete – 280 KG Machine Mix (Piave Premix Concrete Pty Ltd) (Australia) |  |  | 2025-03-31 | 2030-03-31 | Australia | EPD-IES-17585 | Version 38 | EPD Australasia |  | m³ | 2301 |  |  |  | 181 | 181 | 0 | 0 | 0 | 181 | 0 | 0.078661 | 0.078661 | 0 | 0 | 0 | 0.078661 | 0 | Version 2026.2
Concrete (in-situ) | Concrete, 20 MPa | >10 MPa to ≤20 MPa | Concrete (in-situ), QLD – Sunshine Coast – ECOPact – QE202L (Holcim (Australia) Pty Ltd) (Australia) | Concrete_20MPa | Concrete_20MPa | 2025-06-13 | 2030-06-13 | Australia | EPD-IES-0023473:001 |  | EPD Australasia |  | m³ | 2400 |  |  |  | 181 | 180 | 0.992 | 0.0141 | 0 | 181.0061 | 0 | 0.075417 | 0.075 | 0.00041333 | 5.875e-06 | 0 | 0.075419 | 0 | Version 2026.2
Concrete (in-situ) | Concrete, 50 MPa | >40 MPa to ≤50 MPa | Concrete (in-situ), QLD - Sunshine Coast - ECOPact - QE501E220 (Holcim (Australia) Pty Ltd) (Australia) | Concrete_50MPa | Concrete_50MPa | 2025-06-13 | 2030-06-13 | Australia | EPD-IES-23502:001 |  | EPD Australasia |  | m³ | 2400 |  |  |  | 293 | 292 | 0.845 | 0.0205 | 0 | 292.8655 | 0 | 0.12208 | 0.12167 | 0.00035208 | 8.5417e-06 | 0 | 0.12203 | 0 | Version 2026.2
Concrete (in-situ) | Concrete, 40 MPa | >32 MPa to ≤40 MPa | Concrete (in-situ), Climate Active – QLD - Brisbane (City) - QZ402PT2 (Holcim (Australia) Pty Ltd) (Australia) | Concrete_40MPa | Concrete_40MPa | 2025-04-17 | 2030-04-17 | Australia | EPD-IES-0020741:001 |  | EPD Australasia |  | m³ | 2400 |  |  |  | 181 | 180 | 0.252 | 0.272 | 0 | 180.524 | 0 | 0.075417 | 0.075 | 0.000105 | 0.00011333 | 0 | 0.075218 | 0 | Version 2026.2
Concrete (in-situ) | Concrete, 50 MPa | >40 MPa to ≤50 MPa | Concrete (in-situ), Premix Concrete – S50MPa GreenCrete 70 (Piave Premix Concrete Pty Ltd) (Australia) | Concrete_50MPa | Concrete_50MPa | 2025-03-31 | 2030-03-31 | Australia | EPD-IES-23045 | Version 27 | EPD Australasia |  | m³ | 2379 |  |  |  | 182 | 182 | 0 | 0.0303 | 0 | 182 | 0 | 0.076503 | 0.076503 | 0 | 1.2736e-05 | 0 | 0.076503 | 0 | Version 2026.2
Concrete (in-situ) | Concrete, 40 MPa | >32 MPa to ≤40 MPa | Concrete (in-situ), Premix Concrete - 40MPA Tremie SP (Piave Premix Concrete Pty Ltd) (Australia) | Concrete_40MPa | Concrete_40MPa | 2025-03-31 | 2030-03-31 | Australia | EPD-IES-17576 | Version 57 | EPD Australasia |  | m³ | 2322 |  |  |  | 182 | 182 | 0 | 0.0174 | 0 | 182 | 0 | 0.078381 | 0.078381 | 0 | 7.4935e-06 | 0 | 0.078381 | 0 | Version 2026.2
Concrete (in-situ) | Concrete, 20 MPa | >10 MPa to ≤20 MPa | Concrete (in-situ), QLD – Sunshine Coast – ECOPact – QE201L100 (Holcim (Australia) Pty Ltd) (Australia) | Concrete_20MPa | Concrete_20MPa | 2025-06-13 | 2030-06-13 | Australia | EPD-IES-0023465:001 |  | EPD Australasia |  | m³ | 2400 |  |  |  | 182 | 181 | 0.941 | 0.0142 | 0 | 181.9552 | 0 | 0.075833 | 0.075417 | 0.00039208 | 5.9167e-06 | 0 | 0.075815 | 0 | Version 2026.2
Concrete (in-situ) | Concrete, 32 MPa | >25 MPa to ≤32 MPa | Concrete (in-situ), VIC - Melbourne Metro - ECOPact- VE324EKC (Holcim (Australia) Pty Ltd) (Australia) | Concrete_32MPa | Concrete_32MPa | 2025-04-15 | 2030-04-15 | Australia | EPD-IES-20573:001 |  | EPD Australasia |  | m³ | 2400 |  |  |  | 182 | 181 | 0.86 | 0.0487 | 0 | 181.9087 | 0 | 0.075833 | 0.075417 | 0.00035833 | 2.0292e-05 | 0 | 0.075795 | 0 | Version 2026.2
Concrete (in-situ) | Concrete, 25 MPa | >20 MPa to ≤25 MPa | Concrete (in-situ), VIC – Melbourne Metro – ECOPact – VE251EKC (Holcim (Australia) Pty Ltd) (Australia) | Concrete_25MPa | Concrete_25MPa | 2025-04-15 | 2030-04-15 | Australia | EPD-IES-0020396:001 |  | EPD Australasia |  | m³ | 2400 |  |  |  | 182 | 182 | 0.723 | 0.0532 | 0 | 182.7762 | 0 | 0.075833 | 0.075833 | 0.00030125 | 2.2167e-05 | 0 | 0.076157 | 0 | Version 2026.2
Concrete (in-situ) | Concrete, 25 MPa | >20 MPa to ≤25 MPa | Concrete (in-situ), VIC – Melbourne Metro – ECOPact – VE257EKC (Holcim (Australia) Pty Ltd) (Australia) | Concrete_25MPa | Concrete_25MPa | 2025-04-15 | 2030-04-15 | Australia | EPD-IES-0020397:001 |  | EPD Australasia |  | m³ | 2400 |  |  |  | 182 | 182 | 0.723 | 0.0532 | 0 | 182.7762 | 0 | 0.075833 | 0.075833 | 0.00030125 | 2.2167e-05 | 0 | 0.076157 | 0 | Version 2026.2
Concrete (in-situ) | Concrete, 25 MPa | >20 MPa to ≤25 MPa | Concrete (in-situ), VIC – Melbourne Metro – ECOPact – VZ251EKC (Holcim (Australia) Pty Ltd) (Australia) | Concrete_25MPa | Concrete_25MPa | 2025-04-15 | 2030-04-15 | Australia | EPD-IES-0020398:001 |  | EPD Australasia |  | m³ | 2400 |  |  |  | 182 | 182 | 0.723 | 0.0532 | 0 | 182.7762 | 0 | 0.075833 | 0.075833 | 0.00030125 | 2.2167e-05 | 0 | 0.076157 | 0 | Version 2026.2
Concrete (in-situ) | Concrete, 32 MPa | >25 MPa to ≤32 MPa | Concrete (in-situ), VIC – Melbourne Metro – ECOPact – VZ322E5 (Holcim (Australia) Pty Ltd) (Australia) | Concrete_32MPa | Concrete_32MPa | 2025-04-15 | 2030-04-15 | Australia | EPD-IES-0020444:001 |  | EPD Australasia |  | m³ | 2400 |  |  |  | 182 | 181 | 0.694 | 0.0516 | 0 | 181.7456 | 0 | 0.075833 | 0.075417 | 0.00028917 | 2.15e-05 | 0 | 0.075727 | 0 | Version 2026.2
Concrete (in-situ) | Concrete, 25 MPa | Not used | Concrete (in-situ), VIC - Melbourne Metro - ECOPact - VE252E5F2 + 5KG Recycled Plastic FIB (Holcim (Australia) Pty Ltd) (Australia) |  |  | 2025-05-28 | 2030-05-28 | Australia | EPD-IES-20551:001 |  | EPD Australasia |  | m³ | 2400 |  |  |  | 182 | 181 | 0.463 | 0.0507 | 0 | 181.5137 | 0 | 0.075833 | 0.075417 | 0.00019292 | 2.1125e-05 | 0 | 0.075631 | 0 | Version 2026.2
Concrete (in-situ) | Concrete, 25 MPa | >20 MPa to ≤25 MPa | Concrete (in-situ), VIC - Melbourne Metro - ECOPact- VE257EKC3 (Holcim (Australia) Pty Ltd) (Australia) | Concrete_25MPa | Concrete_25MPa | 2025-04-15 | 2030-04-15 | Australia | EPD-IES-20558:001 |  | EPD Australasia |  | m³ | 2400 |  |  |  | 182 | 181 | 0.756 | 0.052 | 0 | 181.808 | 0 | 0.075833 | 0.075417 | 0.000315 | 2.1667e-05 | 0 | 0.075753 | 0 | Version 2026.2
Concrete (in-situ) | Concrete, 32 MPa | >25 MPa to ≤32 MPa | Concrete (in-situ), SA - ADLC - ECOPact Mixes- SE321EKC (Holcim (Australia) Pty Ltd) (Australia) | Concrete_32MPa | Concrete_32MPa | 2025-05-23 | 2030-05-23 | Australia | EPD-IES-22145:001 |  | EPD Australasia |  | m³ | 2400 |  |  |  | 182 | 181 | 0.338 | 0.722 | 0 | 182.06 | 0 | 0.075833 | 0.075417 | 0.00014083 | 0.00030083 | 0 | 0.075858 | 0 | Version 2026.2
Concrete (in-situ) | Concrete, 50 MPa | >40 MPa to ≤50 MPa | Concrete (in-situ), VIC – Melbourne Metro – ECOPact – VE502EVR2 (Holcim (Australia) Pty Ltd) (Australia) | Concrete_50MPa | Concrete_50MPa | 2025-04-15 | 2030-04-15 | Australia | EPD-IES-0020431:001 |  | EPD Australasia |  | m³ | 2400 |  |  |  | 182 | 181 | 0.463 | 0.0507 | 0 | 181.5137 | 0 | 0.075833 | 0.075417 | 0.00019292 | 2.1125e-05 | 0 | 0.075631 | 0 | Version 2026.2
Concrete (in-situ) | Concrete, 32 MPa | >25 MPa to ≤32 MPa | Concrete (in-situ), GS LCT60G32 32 MPa (a LCT60G32) (Elvin Group (ACT) Pty Ltd) (Australia) | Concrete_32MPa | Concrete_32MPa | 2025-03-07 | 2030-03-07 | Australia | EPD-IES-0019683:001 | Version 1 | EPD Australasia |  | m³ | 2370 |  |  |  | 183 | 182 | 0.156 | 0.0364 | 0 | 182.1924 | 0 | 0.077215 | 0.076793 | 6.5823e-05 | 1.5359e-05 | 0 | 0.076874 | 0 | Version 2026.2
Concrete (in-situ) | Concrete, 25 MPa | >20 MPa to ≤25 MPa | Concrete (in-situ), VIC - Melbourne Metro - ECOPact- VE251ECOR (Holcim (Australia) Pty Ltd) (Australia) | Concrete_25MPa | Concrete_25MPa | 2025-04-15 | 2030-04-15 | Australia | EPD-IES-20528:001 |  | EPD Australasia |  | m³ | 2400 |  |  |  | 183 | 182 | 0.782 | 0.0513 | 0 | 182.8333 | 0 | 0.07625 | 0.075833 | 0.00032583 | 2.1375e-05 | 0 | 0.076181 | 0 | Version 2026.2
Concrete (in-situ) | Concrete, 40 MPa | >32 MPa to ≤40 MPa | Concrete (in-situ), NSW – Far North Coast – ECOPact – NE4022A41 (Holcim (Australia) Pty Ltd) (Australia) | Concrete_40MPa | Concrete_40MPa | 2025-05-19 | 2030-05-19 | Australia | EPD-IES-0022038:001 |  | EPD Australasia |  | m³ | 2400 |  |  |  | 183 | 183 | 0.144 | 0.0649 | 0 | 183.2089 | 0 | 0.07625 | 0.07625 | 6e-05 | 2.7042e-05 | 0 | 0.076337 | 0 | Version 2026.2
Concrete (in-situ) | Concrete, 32 MPa | >25 MPa to ≤32 MPa | Concrete (in-situ), VIC - Melbourne Metro - ECOPact- VE322E2 (Holcim (Australia) Pty Ltd) (Australia) | Concrete_32MPa | Concrete_32MPa | 2025-04-15 | 2030-04-15 | Australia | EPD-IES-20560:001 |  | EPD Australasia |  | m³ | 2400 |  |  |  | 183 | 182 | 0.697 | 0.0517 | 0 | 182.7487 | 0 | 0.07625 | 0.075833 | 0.00029042 | 2.1542e-05 | 0 | 0.076145 | 0 | Version 2026.2
Concrete (in-situ) | Concrete, 20 MPa | >10 MPa to ≤20 MPa | Concrete (in-situ), WA - Perth Metropolitan - ECOPact - WE204E2 (Holcim (Australia) Pty Ltd) (Australia) | Concrete_20MPa | Concrete_20MPa | 2025-05-27 | 2030-05-27 | Australia | EPD-IES-23346:001 |  | EPD Australasia |  | m³ | 2400 |  |  |  | 183 | 182 | 0.612 | 0.0161 | 0 | 182.6281 | 0 | 0.07625 | 0.075833 | 0.000255 | 6.7083e-06 | 0 | 0.076095 | 0 | Version 2026.2
Concrete (in-situ) | Concrete, 20 MPa | >10 MPa to ≤20 MPa | Concrete (in-situ), WA – Perth Metro – ECOPact – WE202EP1 (Holcim (Australia) Pty Ltd) (Australia) | Concrete_20MPa | Concrete_20MPa | 2025-05-27 | 2030-05-27 | Australia | EPD-IES-0023341:001 | Version 1 | EPD Australasia |  | m³ | 2400 |  |  |  | 184 | 184 | 0.643 | 0 | 0 | 184.643 | 0 | 0.076667 | 0.076667 | 0.00026792 | 0 | 0 | 0.076935 | 0 | Version 2026.2
Concrete (in-situ) | Concrete, 25 MPa | Not used | Concrete (in-situ), VIC - Melbourne Metro - ECOPact - VE252EF2 + 5KG Recycled Plastic FIB (Holcim (Australia) Pty Ltd) (Australia) |  |  | 2025-05-28 | 2030-05-28 | Australia | EPD-IES-20402:001 |  | EPD Australasia |  | m³ | 2400 |  |  |  | 184 | 183 | 0.405 | 0.0536 | 0 | 183.4586 | 0 | 0.076667 | 0.07625 | 0.00016875 | 2.2333e-05 | 0 | 0.076441 | 0 | Version 2026.2
Concrete (in-situ) | Concrete, 40 MPa | >32 MPa to ≤40 MPa | Concrete (in-situ), WA – Perth Metro – ECOPact – WE404TP03 (Holcim (Australia) Pty Ltd) (Australia) | Concrete_40MPa | Concrete_40MPa | 2025-05-27 | 2030-05-27 | Australia | EPD-IES-0023325:001 |  | EPD Australasia |  | m³ | 2400 |  |  |  | 184 | 183 | 0.537 | 0 | 0 | 183.537 | 0 | 0.076667 | 0.07625 | 0.00022375 | 0 | 0 | 0.076474 | 0 | Version 2026.2
Concrete (in-situ) | Concrete, ? MPa, | Not used | Concrete (in-situ), Ready-mix concrete (Holcim (Australia) Pty Ltd) (Australia) |  |  | 2025-05-19 | 2030-05-19 | Australia | EPD-IES-0021993:001 | Version 1 | EPD Australasia |  | m³ | 2400 |  |  |  | 147 | 147 | 0.142 | 0.0263 | 0 | 147.1683 | 0 | 0.06125 | 0.06125 | 5.9167e-05 | 1.0958e-05 | 0 | 0.06132 | 0 | Version 2026.2
Concrete (in-situ) | Concrete, 32 MPa | >25 MPa to ≤32 MPa | Concrete (in-situ), VIC - Melbourne Metro - ECOPact- VE322EPT2 (Holcim (Australia) Pty Ltd) (Australia) | Concrete_32MPa | Concrete_32MPa | 2025-04-15 | 2030-04-15 | Australia | EPD-IES-20458:001 |  | EPD Australasia |  | m³ | 2400 |  |  |  | 184 | 184 | 0.63 | 0.051 | 0 | 184.681 | 0 | 0.076667 | 0.076667 | 0.0002625 | 2.125e-05 | 0 | 0.07695 | 0 | Version 2026.2
Concrete (in-situ) | Concrete, 50 MPa | >40 MPa to ≤50 MPa | Concrete (in-situ), NSW – Far North Coast – ECOPact – NE501LCFA (Holcim (Australia) Pty Ltd) (Australia) | Concrete_50MPa | Concrete_50MPa | 2025-05-19 | 2030-05-19 | Australia | EPD-IES-0022048:001 |  | EPD Australasia |  | m³ | 2400 |  |  |  | 184 | 183 | 0.162 | 0.0669 | 0 | 183.2289 | 0 | 0.076667 | 0.07625 | 6.75e-05 | 2.7875e-05 | 0 | 0.076345 | 0 | Version 2026.2
Concrete (in-situ) | Concrete, 20 MPa | >10 MPa to ≤20 MPa | Concrete (in-situ), WA – Perth Metro – ECOPact – WE201E2 (Holcim (Australia) Pty Ltd) (Australia) | Concrete_20MPa | Concrete_20MPa | 2025-05-27 | 2030-05-27 | Australia | EPD-IES-0023345:001 | Version 1 | EPD Australasia |  | m³ | 2400 |  |  |  | 185 | 184 | 0.616 | 0.0161 | 0 | 184.6321 | 0 | 0.077083 | 0.076667 | 0.00025667 | 6.7083e-06 | 0 | 0.07693 | 0 | Version 2026.2
Concrete (in-situ) | Concrete, 20 MPa | >10 MPa to ≤20 MPa | Concrete (in-situ), GS FC40G20 20 MPa (LCF40G20) (Elvin Group (ACT) Pty Ltd) (Australia) | Concrete_20MPa | Concrete_20MPa | 2025-06-20 | 2030-06-20 | Australia | EPD-IES-0024670:001 | Version 1 | EPD Australasia |  | m³ | 2320 |  |  |  | 185 | 184 | 0.143 | 0.0319 | 0 | 184.1749 | 0 | 0.079741 | 0.07931 | 6.1638e-05 | 1.375e-05 | 0 | 0.079386 | 0 | Version 2026.2
Concrete (in-situ) | Concrete, 25 MPa | >20 MPa to ≤25 MPa | Concrete (in-situ), ENRICH-40 FOOTING 25MPA (Heidelberg Materials Australia Pty Ltd) (Australia) | Concrete_25MPa | Concrete_25MPa | 2025-05-02 | 2030-05-02 | Australia | EPD-IES-0018903:001 | Version 1 | EPD Australasia |  | m³ | 2332 |  |  |  | 185 | 183 | 2.05 | 0.047 | 0 | 185.097 | 0 | 0.079331 | 0.078473 | 0.00087907 | 2.0154e-05 | 0 | 0.079373 | 0 | Version 2026.2
Concrete (in-situ) | Concrete, 32 MPa | >25 MPa to ≤32 MPa | Concrete (in-situ), QLD - Sunshine Coast - ECOPact - QE322EFB (Holcim (Australia) Pty Ltd) (Australia) | Concrete_32MPa | Concrete_32MPa | 2025-06-13 | 2030-06-13 | Australia | EPD-IES-23517:001 |  | EPD Australasia |  | m³ | 2400 |  |  |  | 185 | 184 | 0.542 | 0.0169 | 0 | 184.5589 | 0 | 0.077083 | 0.076667 | 0.00022583 | 7.0417e-06 | 0 | 0.0769 | 0 | Version 2026.2
Concrete (in-situ) | Concrete, 32 MPa | >25 MPa to ≤32 MPa | Concrete (in-situ), NSW - Taree (Blackhead) - Climate Active - NE322L290 (Holcim (Australia) Pty Ltd) (Australia) | Concrete_32MPa | Concrete_32MPa | 2025-04-17 | 2030-04-17 | Australia | EPD-IES-20621:001 |  | EPD Australasia |  | m³ | 2400 |  |  |  | 185 | 185 | 0 | 0 | 0 | 185 | 0 | 0.077083 | 0.077083 | 0 | 0 | 0 | 0.077083 | 0 | Version 2026.2
Concrete (in-situ) | Concrete, 25 MPa | >20 MPa to ≤25 MPa | Concrete (in-situ), WA – Perth Metro – ECOPact – WE252E2 (Holcim (Australia) Pty Ltd) (Australia) | Concrete_25MPa | Concrete_25MPa | 2025-05-27 | 2030-05-27 | Australia | EPD-IES-0023296:001 | Version 1 | EPD Australasia |  | m³ | 2400 |  |  |  | 186 | 186 | 0.645 | 0 | 0 | 186.645 | 0 | 0.0775 | 0.0775 | 0.00026875 | 0 | 0 | 0.077769 | 0 | Version 2026.2
Concrete (in-situ) | Concrete, 20 MPa | >10 MPa to ≤20 MPa | Concrete (in-situ), BF201FPD (20MPa GP/FA/GGBFS Verticals) concrete (Gunlake Concrete NSW Pty Ltd) (Australia) | Concrete_20MPa | Concrete_20MPa | 2025-11-28 | 2030-11-27 | Australia | EPD-IES-0026296:001 | Version 1 | EPD Australasia |  | m³ | 2247 |  |  |  | 186 | 186 | -0.00439 | 0.0224 | 0 | 186.0224 | 0 | 0.082777 | 0.082777 | -1.9537e-06 | 9.9688e-06 | 0 | 0.082787 | 0 | Version 2026.2
Concrete (in-situ) | Concrete, ? MPa, | Not used | Concrete (in-situ), Ready-mix concrete (Holcim (Australia) Pty Ltd) (Australia) |  |  | 2025-05-19 | 2030-05-19 | Australia | EPD-IES-0021993:001 | Version 1 | EPD Australasia |  | m³ | 2400 |  |  |  | 147 | 147 | 0.142 | 0.0263 | 0 | 147.1683 | 0 | 0.06125 | 0.06125 | 5.9167e-05 | 1.0958e-05 | 0 | 0.06132 | 0 | Version 2026.2
Concrete (in-situ) | Concrete, 25 MPa | >20 MPa to ≤25 MPa | Concrete (in-situ), VIC - Melbourne Metro - ECOPact- VE252E56 (Holcim (Australia) Pty Ltd) (Australia) | Concrete_25MPa | Concrete_25MPa | 2025-04-15 | 2030-04-15 | Australia | EPD-IES-20401:001 |  | EPD Australasia |  | m³ | 2400 |  |  |  | 186 | 185 | 0.635 | 0.0568 | 0 | 185.6918 | 0 | 0.0775 | 0.077083 | 0.00026458 | 2.3667e-05 | 0 | 0.077372 | 0 | Version 2026.2
Concrete (in-situ) | Concrete, 32 MPa | >25 MPa to ≤32 MPa | Concrete (in-situ), QLD - North Queensland - ECOPact - QE321E (Holcim (Australia) Pty Ltd) (Australia) | Concrete_32MPa | Concrete_32MPa | 2025-06-18 | 2030-06-18 | Australia | EPD-IES-23556:001 |  | EPD Australasia |  | m³ | 2400 |  |  |  | 186 | 185 | 0.884 | 0.0132 | 0 | 185.8972 | 0 | 0.0775 | 0.077083 | 0.00036833 | 5.5e-06 | 0 | 0.077457 | 0 | Version 2026.2
Concrete (in-situ) | Concrete, 32 MPa | >25 MPa to ≤32 MPa | Concrete (in-situ), QLD - North Queensland - ECOPact - QE322EMR1 (Holcim (Australia) Pty Ltd) (Australia) | Concrete_32MPa | Concrete_32MPa | 2025-06-18 | 2030-06-18 | Australia | EPD-IES-0023545:001 | Version 1 | EPD Australasia |  | m³ | 2400 |  |  |  | 187 | 186 | 0.899 | 0.0133 | 0 | 186.9123 | 0 | 0.077917 | 0.0775 | 0.00037458 | 5.5417e-06 | 0 | 0.07788 | 0 | Version 2026.2
Concrete (in-situ) | Concrete, 25 MPa | >20 MPa to ≤25 MPa | Concrete (in-situ), Enrich-40 Normal-Class 25 MPa (Heidelberg Materials Australia Pty Ltd) (Australia) | Concrete_25MPa | Concrete_25MPa | 2025-01-28 | 2030-01-28 | Australia | EPD-IES-0010044 :001 | Version 1 | EPD Australasia |  | m³ | 2392 |  |  |  | 187 | 187 | 0.0969 | 0.0281 | 0 | 187.125 | 0 | 0.078177 | 0.078177 | 4.051e-05 | 1.1747e-05 | 0 | 0.07823 | 0 | Version 2026.2
Concrete (in-situ) | Concrete, 32 MPa | >25 MPa to ≤32 MPa | Concrete (in-situ), Piling 32 MPa Enrich-50 (Heidelberg Materials Australia Pty Ltd) (Australia) | Concrete_32MPa | Concrete_32MPa | 2025-01-28 | 2030-01-28 | Australia | EPD-IES-0010692:001 | Version 1 | EPD Australasia |  | m³ | 2371.1 |  |  |  | 187 | 187 | 0.0716 | 0.029 | 0 | 187.1006 | 0 | 0.078866 | 0.078866 | 3.0197e-05 | 1.2231e-05 | 0 | 0.078909 | 0 | Version 2026.2
Concrete (in-situ) | Concrete, 25 MPa | >20 MPa to ≤25 MPa | Concrete (in-situ), HYLO-40 Normal-Class 25 MPa (Hymix Australia Pty Ltd) (Australia) | Concrete_25MPa | Concrete_25MPa | 2025-01-28 | 2030-01-28 | Australia | EPD-IES-0013269:001 | Version 1 | EPD Australasia |  | m³ | 2392 |  |  |  | 187 | 187 | 0.0969 | 0.0281 | 0 | 187.125 | 0 | 0.078177 | 0.078177 | 4.051e-05 | 1.1747e-05 | 0 | 0.07823 | 0 | Version 2026.2
Concrete (in-situ) | Concrete, 32 MPa | >25 MPa to ≤32 MPa | Concrete (in-situ), Piling 32 MPa HYLO-50 (Hymix Australia Pty Ltd) (Australia) | Concrete_32MPa | Concrete_32MPa | 2025-01-28 | 2030-01-28 | Australia | EPD-IES-0016062:001 | Version 1 | EPD Australasia |  | m³ | 2371.1 |  |  |  | 187 | 187 | 0.0716 | 0.029 | 0 | 187.1006 | 0 | 0.078866 | 0.078866 | 3.0197e-05 | 1.2231e-05 | 0 | 0.078909 | 0 | Version 2026.2
Concrete (in-situ) | Concrete, 20 MPa | >10 MPa to ≤20 MPa | Concrete (in-situ), WA - Perth Metropolitan - ECOPact - WE201EBMX (Holcim (Australia) Pty Ltd) (Australia) | Concrete_20MPa | Concrete_20MPa | 2025-05-27 | 2030-05-27 | Australia | EPD-IES-23288:001 |  | EPD Australasia |  | m³ | 2400 |  |  |  | 187 | 187 | 0.65 | 0 | 0 | 187.65 | 0 | 0.077917 | 0.077917 | 0.00027083 | 0 | 0 | 0.078188 | 0 | Version 2026.2
Concrete (in-situ) | Concrete, 32 MPa | >25 MPa to ≤32 MPa | Concrete (in-situ), QLD - North Queensland - ECOPact - QE322EFB1 + NO FIB (Holcim (Australia) Pty Ltd) (Australia) | Concrete_32MPa | Concrete_32MPa | 2025-06-18 | 2030-06-18 | Australia | EPD-IES-0023535:001 |  | EPD Australasia |  | m³ | 2400 |  |  |  | 187 | 186 | 0.885 | 0.0133 | 0 | 186.8983 | 0 | 0.077917 | 0.0775 | 0.00036875 | 5.5417e-06 | 0 | 0.077874 | 0 | Version 2026.2
Concrete (in-situ) | Concrete, 32 MPa | >25 MPa to ≤32 MPa | Concrete (in-situ), QLD - North Queensland - ECOPact - QE322ELS1 (Holcim (Australia) Pty Ltd) (Australia) | Concrete_32MPa | Concrete_32MPa | 2025-06-18 | 2030-06-18 | Australia | EPD-IES-23566:001 |  | EPD Australasia |  | m³ | 2400 |  |  |  | 187 | 186 | 0.918 | 0.0134 | 0 | 186.9314 | 0 | 0.077917 | 0.0775 | 0.0003825 | 5.5833e-06 | 0 | 0.077888 | 0 | Version 2026.2
Concrete (in-situ) | Concrete, 20 MPa | >10 MPa to ≤20 MPa | Concrete (in-situ), VIC - North East Link Project - Spark - VN204B100 (Holcim (Australia) Pty Ltd) (Australia) | Concrete_20MPa | Concrete_20MPa | 2025-03-04 | 2030-03-04 | Australia | EPD-IES-18499:001 |  | EPD Australasia |  | m³ | 2400 |  |  |  | 187 | 186 | 0.663 | 0.056 | 0 | 186.719 | 0 | 0.077917 | 0.0775 | 0.00027625 | 2.3333e-05 | 0 | 0.0778 | 0 | Version 2026.2
Concrete (in-situ) | Concrete, 32 MPa | >25 MPa to ≤32 MPa | Concrete (in-situ), VIC – Melbourne Metro – ECOPact – VE322E659 (Holcim (Australia) Pty Ltd) (Australia) | Concrete_32MPa | Concrete_32MPa | 2025-04-15 | 2030-04-15 | Australia | EPD-IES-0020533:001 |  | EPD Australasia |  | m³ | 2400 |  |  |  | 187 | 187 | 0.722 | 0.0531 | 0 | 187.7751 | 0 | 0.077917 | 0.077917 | 0.00030083 | 2.2125e-05 | 0 | 0.07824 | 0 | Version 2026.2
Concrete (in-situ) | Concrete, 40 MPa | >32 MPa to ≤40 MPa | Concrete (in-situ), VIC – Melbourne Metro – ECOPact – VE402E2 (Holcim (Australia) Pty Ltd) (Australia) | Concrete_40MPa | Concrete_40MPa | 2025-04-15 | 2030-04-15 | Australia | EPD-IES-0020587:001 |  | EPD Australasia |  | m³ | 2400 |  |  |  | 187 | 187 | 0.114 | 0.00179 | 0 | 187.1158 | 0 | 0.077917 | 0.077917 | 4.75e-05 | 7.4583e-07 | 0 | 0.077965 | 0 | Version 2026.2
Concrete (in-situ) | Concrete, 25 MPa | >20 MPa to ≤25 MPa | Concrete (in-situ), VIC – Melbourne Metro – ECOPact – VE251E56 (Holcim (Australia) Pty Ltd) (Australia) | Concrete_25MPa | Concrete_25MPa | 2025-04-15 | 2030-04-15 | Australia | EPD-IES-0020418:001 |  | EPD Australasia |  | m³ | 2400 |  |  |  | 187 | 186 | 0.65 | 0 | 0 | 186.65 | 0 | 0.077917 | 0.0775 | 0.00027083 | 0 | 0 | 0.077771 | 0 | Version 2026.2
Concrete (in-situ) | Concrete, 25 MPa | >20 MPa to ≤25 MPa | Concrete (in-situ), VIC – Melbourne Metro – ECOPact – VZ251E56 (Holcim (Australia) Pty Ltd) (Australia) | Concrete_25MPa | Concrete_25MPa | 2025-04-15 | 2030-04-15 | Australia | EPD-IES-0020419:001 |  | EPD Australasia |  | m³ | 2400 |  |  |  | 187 | 186 | 0.65 | 0.0579 | 0 | 186.7079 | 0 | 0.077917 | 0.0775 | 0.00027083 | 2.4125e-05 | 0 | 0.077795 | 0 | Version 2026.2
Concrete (in-situ) | Concrete, 32 MPa | >25 MPa to ≤32 MPa | Concrete (in-situ), VIC – Melbourne Metro – ECOPact – VE322EVR2 (Holcim (Australia) Pty Ltd) (Australia) | Concrete_32MPa | Concrete_32MPa | 2025-04-15 | 2030-04-15 | Australia | EPD-IES-0020566:001 |  | EPD Australasia |  | m³ | 2400 |  |  |  | 187 | 186 | 0.717 | 0.0523 | 0 | 186.7693 | 0 | 0.077917 | 0.0775 | 0.00029875 | 2.1792e-05 | 0 | 0.077821 | 0 | Version 2026.2
Concrete (in-situ) | Concrete, 50 MPa | >40 MPa to ≤50 MPa | Concrete (in-situ), Post-tensioned 50 MPa (22 MPa @ 4 days) HySustain (Hymix Australia Pty Ltd) (Australia) | Concrete_50MPa | Concrete_50MPa | 2025-01-28 | 2030-01-28 | Australia | EPD-IES-0016999:001 | Version 1 | EPD Australasia |  | m³ | 2437 |  |  |  | 281 | 279 | 0.0698 | 0.0354 | 0 | 279.1052 | 0 | 0.11531 | 0.11449 | 2.8642e-05 | 1.4526e-05 | 0 | 0.11453 | 0 | Version 2026.2
Concrete (in-situ) | Concrete, 20 MPa | >10 MPa to ≤20 MPa | Concrete (in-situ), QLD - Sunshine Coast - ECOPact - QE201LEZY (Holcim (Australia) Pty Ltd) (Australia) | Concrete_20MPa | Concrete_20MPa | 2025-06-13 | 2030-06-13 | Australia | EPD-IES-23469:001 |  | EPD Australasia |  | m³ | 2400 |  |  |  | 188 | 187 | 0.935 | 0.0146 | 0 | 187.9496 | 0 | 0.078333 | 0.077917 | 0.00038958 | 6.0833e-06 | 0 | 0.078312 | 0 | Version 2026.2
Concrete (in-situ) | Concrete, 32 MPa | >25 MPa to ≤32 MPa | Concrete (in-situ), QLD - North Queensland - ECOPact - QE321EMR1 (Holcim (Australia) Pty Ltd) (Australia) | Concrete_32MPa | Concrete_32MPa | 2025-06-18 | 2030-06-18 | Australia | EPD-IES-0023558:001 |  | EPD Australasia |  | m³ | 2400 |  |  |  | 188 | 187 | 0.884 | 0.0134 | 0 | 187.8974 | 0 | 0.078333 | 0.077917 | 0.00036833 | 5.5833e-06 | 0 | 0.078291 | 0 | Version 2026.2
Concrete (in-situ) | Concrete, 32 MPa | >25 MPa to ≤32 MPa | Concrete (in-situ), QLD - North Queensland - ECOPact - QE321E18 (Holcim (Australia) Pty Ltd) (Australia) | Concrete_32MPa | Concrete_32MPa | 2025-06-18 | 2030-06-18 | Australia | EPD-IES-0023565:001 |  | EPD Australasia |  | m³ | 2400 |  |  |  | 189 | 188 | 0.885 | 0.0139 | 0 | 188.8989 | 0 | 0.07875 | 0.078333 | 0.00036875 | 5.7917e-06 | 0 | 0.078708 | 0 | Version 2026.2
Concrete (in-situ) | Concrete, 32 MPa | >25 MPa to ≤32 MPa | Concrete (in-situ), VIC – Melbourne Metro – ECOPact – VE322E5FH (Holcim (Australia) Pty Ltd) (Australia) | Concrete_32MPa | Concrete_32MPa | 2025-04-15 | 2030-04-15 | Australia | EPD-IES-0020605:001 |  | EPD Australasia |  | m³ | 2400 |  |  |  | 189 | 188 | 0.188 | 0.0545 | 0 | 188.2425 | 0 | 0.07875 | 0.078333 | 7.8333e-05 | 2.2708e-05 | 0 | 0.078434 | 0 | Version 2026.2
Concrete (in-situ) | Concrete, 32 MPa | >25 MPa to ≤32 MPa | Concrete (in-situ), VIC – Melbourne Metro – ECOPact – VE321E56 (Holcim (Australia) Pty Ltd) (Australia) | Concrete_32MPa | Concrete_32MPa | 2025-04-15 | 2030-04-15 | Australia | EPD-IES-0020559:001 |  | EPD Australasia |  | m³ | 2400 |  |  |  | 189 | 188 | 0.823 | 0.054 | 0 | 188.877 | 0 | 0.07875 | 0.078333 | 0.00034292 | 2.25e-05 | 0 | 0.078699 | 0 | Version 2026.2
Concrete (in-situ) | Concrete, 32 MPa | >25 MPa to ≤32 MPa | Concrete (in-situ), Premix Concrete – 32MPa CURB (Piave Premix Concrete Pty Ltd) (Australia) | Concrete_32MPa | Concrete_32MPa | 2025-03-31 | 2030-03-31 | Australia | EPD-IES-17586 | Version 41 | EPD Australasia |  | m³ | 2281 |  |  |  | 190 | 190 | 0 | 0 | 0 | 190 | 0 | 0.083297 | 0.083297 | 0 | 0 | 0 | 0.083297 | 0 | Version 2026.2
Concrete (in-situ) | Concrete, 32 MPa | >25 MPa to ≤32 MPa | Concrete (in-situ), VIC - Melbourne Metro - ECOPact- VE322EVF2 (Holcim (Australia) Pty Ltd) (Australia) | Concrete_32MPa | Concrete_32MPa | 2025-04-15 | 2030-04-15 | Australia | EPD-IES-20607:001 |  | EPD Australasia |  | m³ | 2400 |  |  |  | 190 | 189 | 0.706 | 0.0532 | 0 | 189.7592 | 0 | 0.079167 | 0.07875 | 0.00029417 | 2.2167e-05 | 0 | 0.079066 | 0 | Version 2026.2
Concrete (in-situ) | Concrete, 25 MPa | >20 MPa to ≤25 MPa | Concrete (in-situ), VIC - Melbourne Metro - ECOPact- VE252LAV6 (Holcim (Australia) Pty Ltd) (Australia) | Concrete_25MPa | Concrete_25MPa | 2025-04-15 | 2030-04-15 | Australia | EPD-IES-20512:001 |  | EPD Australasia |  | m³ | 2400 |  |  |  | 190 | 189 | 0.664 | 0.0584 | 0 | 189.7224 | 0 | 0.079167 | 0.07875 | 0.00027667 | 2.4333e-05 | 0 | 0.079051 | 0 | Version 2026.2
Concrete (in-situ) | Concrete, 32 MPa | >25 MPa to ≤32 MPa | Concrete (in-situ), GS LCHP60HPX32 32 MPa (LCHP60HPX32) (Elvin Group (ACT) Pty Ltd) (Australia) | Concrete_32MPa | Concrete_32MPa | 2025-03-07 | 2030-03-07 | Australia | EPD-IES-0019708:001 | Version 1 | EPD Australasia |  | m³ | 2350 |  |  |  | 191 | 191 | 0.159 | 0.0374 | 0 | 191.1964 | 0 | 0.081277 | 0.081277 | 6.766e-05 | 1.5915e-05 | 0 | 0.08136 | 0 | Version 2026.2
Concrete (in-situ) | Concrete, 25 MPa | >20 MPa to ≤25 MPa | Concrete (in-situ), GS252AP3 (25MPa Greenstar 3) concrete (Gunlake Concrete NSW Pty Ltd) (Australia) | Concrete_25MPa | Concrete_25MPa | 2025-11-28 | 2030-11-27 | Australia | EPD-IES-0026297:001 | Version 1 | EPD Australasia |  | m³ | 2334 |  |  |  | 191 | 191 | 0.0867 | 0.00189 | 0 | 191.0886 | 0 | 0.081834 | 0.081834 | 3.7147e-05 | 8.0977e-07 | 0 | 0.081872 | 0 | Version 2026.2
Concrete (in-situ) | Concrete, 40 MPa | >32 MPa to ≤40 MPa | Concrete (in-situ), VIC - Melbourne Metro - ECOPact- VE402A25W (Holcim (Australia) Pty Ltd) (Australia) | Concrete_40MPa | Concrete_40MPa | 2025-04-15 | 2030-04-15 | Australia | EPD-IES-20585:001 |  | EPD Australasia |  | m³ | 2400 |  |  |  | 191 | 191 | 0.742 | 0.0612 | 0 | 191.8032 | 0 | 0.079583 | 0.079583 | 0.00030917 | 2.55e-05 | 0 | 0.079918 | 0 | Version 2026.2
Concrete (in-situ) | Concrete, 32 MPa | >25 MPa to ≤32 MPa | Concrete (in-situ), QLD - BNE - ECOPact - QE321EBMX (Holcim (Australia) Pty Ltd) (Australia) | Concrete_32MPa | Concrete_32MPa | 2025-05-13 | 2030-05-13 | Australia | EPD-IES-21943:001 |  | EPD Australasia |  | m³ | 2400 |  |  |  | 191 | 190 | 0.902 | 0.0144 | 0 | 190.9164 | 0 | 0.079583 | 0.079167 | 0.00037583 | 6e-06 | 0 | 0.079548 | 0 | Version 2026.2
Concrete (in-situ) | Concrete, 25 MPa | >20 MPa to ≤25 MPa | Concrete (in-situ), WA – Perth Metro – ECOPact – WE254E31 (Holcim (Australia) Pty Ltd) (Australia) | Concrete_25MPa | Concrete_25MPa | 2025-05-27 | 2030-05-27 | Australia | EPD-IES-0023333:001 |  | EPD Australasia |  | m³ | 2400 |  |  |  | 191 | 191 | 0.667 | 0 | 0 | 191.667 | 0 | 0.079583 | 0.079583 | 0.00027792 | 0 | 0 | 0.079861 | 0 | Version 2026.2
Concrete (in-situ) | Concrete, 32 MPa | >25 MPa to ≤32 MPa | Concrete (in-situ), AE3220 pre-mixed concrete (Aurora Construction Materials Epping Pty. Ltd.) (Australia) | Concrete_32MPa | Concrete_32MPa | 2025-08-15 | 2030-08-15 | Australia | EPD-IES-0021738:001 | Version 1 | EPD Australasia |  | m³ | 2280 |  |  |  | 192 | 193 | -0.23 | 0.0153 | 0 | 193.0153 | 0 | 0.084211 | 0.084649 | -0.00010088 | 6.7105e-06 | 0 | 0.084656 | 0 | Version 2026.2
Concrete (in-situ) | Concrete, 32 MPa | >25 MPa to ≤32 MPa | Concrete (in-situ), AE3214 pre-mixed concrete (Aurora Construction Materials Epping Pty. Ltd.) (Australia) | Concrete_32MPa | Concrete_32MPa | 2025-08-15 | 2030-08-15 | Australia | EPD-IES-0021737:001 | Version 1 | EPD Australasia |  | m³ | 2280 |  |  |  | 192 | 193 | -0.23 | 0.0153 | 0 | 193.0153 | 0 | 0.084211 | 0.084649 | -0.00010088 | 6.7105e-06 | 0 | 0.084656 | 0 | Version 2026.2
Concrete (in-situ) | Concrete, 32 MPa | >25 MPa to ≤32 MPa | Concrete (in-situ), CM321AD96 (Heidelberg Materials Australia Pty Ltd) (Australia) | Concrete_32MPa | Concrete_32MPa | 2025-01-31 | 2030-01-31 | Australia | EPD-IES-0018821:001 | Version 1 | EPD Australasia |  | m³ | 2236.4 |  |  |  | 192 | 192 | 0.0507 | 0.037 | 0 | 192.0877 | 0 | 0.085852 | 0.085852 | 2.267e-05 | 1.6544e-05 | 0 | 0.085891 | 0 | Version 2026.2
Concrete (in-situ) | Concrete, 32 MPa | >25 MPa to ≤32 MPa | Concrete (in-situ), VIC – Melbourne Metro – ECOPact – VZ322E (Holcim (Australia) Pty Ltd) (Australia) | Concrete_32MPa | Concrete_32MPa | 2025-04-15 | 2030-04-15 | Australia | EPD-IES-0020406:001 |  | EPD Australasia |  | m³ | 2400 |  |  |  | 192 | 191 | 0.658 | 0.0558 | 0 | 191.7138 | 0 | 0.08 | 0.079583 | 0.00027417 | 2.325e-05 | 0 | 0.079881 | 0 | Version 2026.2
Concrete (in-situ) | Concrete, 32 MPa | >25 MPa to ≤32 MPa | Concrete (in-situ), VIC – Melbourne Metro – ECOPact – BE322E2 (Holcim (Australia) Pty Ltd) (Australia) | Concrete_32MPa | Concrete_32MPa | 2025-05-28 | 2030-05-28 | Australia | EPD-IES-0023280:001 |  | EPD Australasia |  | m³ | 2400 |  |  |  | 192 | 191 | 0.658 | 0.0558 | 0 | 191.7138 | 0 | 0.08 | 0.079583 | 0.00027417 | 2.325e-05 | 0 | 0.079881 | 0 | Version 2026.2
Concrete (in-situ) | Concrete, 25 MPa | >20 MPa to ≤25 MPa | Concrete (in-situ), WA – Perth Metro – ECOPact – WE254E4 (Holcim (Australia) Pty Ltd) (Australia) | Concrete_25MPa | Concrete_25MPa | 2025-05-27 | 2030-05-27 | Australia | EPD-IES-0023338:001 |  | EPD Australasia |  | m³ | 2400 |  |  |  | 192 | 191 | 0.668 | 0 | 0 | 191.668 | 0 | 0.08 | 0.079583 | 0.00027833 | 0 | 0 | 0.079862 | 0 | Version 2026.2
Concrete (in-situ) | Concrete, 25 MPa | >20 MPa to ≤25 MPa | Concrete (in-situ), WA - Perth Metropolitan - ECOPact - WE251E1 (Holcim (Australia) Pty Ltd) (Australia) | Concrete_25MPa | Concrete_25MPa | 2025-05-27 | 2030-05-27 | Australia | EPD-IES-23291:001 |  | EPD Australasia |  | m³ | 2400 |  |  |  | 192 | 192 | 0.668 | 0 | 0 | 192.668 | 0 | 0.08 | 0.08 | 0.00027833 | 0 | 0 | 0.080278 | 0 | Version 2026.2
Concrete (in-situ) | Concrete, 32 MPa | >25 MPa to ≤32 MPa | Concrete (in-situ), VIC - Melbourne Metro - ECOPact- VE322E (Holcim (Australia) Pty Ltd) (Australia) | Concrete_32MPa | Concrete_32MPa | 2025-04-15 | 2030-04-15 | Australia | EPD-IES-20405:001 |  | EPD Australasia |  | m³ | 2400 |  |  |  | 192 | 191 | 0.658 | 0.0558 | 0 | 191.7138 | 0 | 0.08 | 0.079583 | 0.00027417 | 2.325e-05 | 0 | 0.079881 | 0 | Version 2026.2
Concrete (in-situ) | Concrete, 32 MPa | >25 MPa to ≤32 MPa | Concrete (in-situ), VIC - Melbourne Metro - ECOPact- VE324E (Holcim (Australia) Pty Ltd) (Australia) | Concrete_32MPa | Concrete_32MPa | 2025-04-15 | 2030-04-15 | Australia | EPD-IES-20407:001 |  | EPD Australasia |  | m³ | 2400 |  |  |  | 192 | 191 | 0.658 | 0.0558 | 0 | 191.7138 | 0 | 0.08 | 0.079583 | 0.00027417 | 2.325e-05 | 0 | 0.079881 | 0 | Version 2026.2
Concrete (in-situ) | Concrete, 40 MPa | >32 MPa to ≤40 MPa | Concrete (in-situ), VIC - Melbourne Metro - ECOPact- VE401EVBW (Holcim (Australia) Pty Ltd) (Australia) | Concrete_40MPa | Concrete_40MPa | 2025-04-15 | 2030-04-15 | Australia | EPD-IES-20468:001 |  | EPD Australasia |  | m³ | 2400 |  |  |  | 192 | 191 | 0.664 | 0.0553 | 0 | 191.7193 | 0 | 0.08 | 0.079583 | 0.00027667 | 2.3042e-05 | 0 | 0.079883 | 0 | Version 2026.2
Concrete (in-situ) | Concrete, 32 MPa | >25 MPa to ≤32 MPa | Concrete (in-situ), VIC – Melbourne Metro – ECOPact – BE322E (Holcim (Australia) Pty Ltd) (Australia) | Concrete_32MPa | Concrete_32MPa | 2025-05-28 | 2030-05-28 | Australia | EPD-IES-0023262:001 |  | EPD Australasia |  | m³ | 2400 |  |  |  | 192 | 191 | 0.658 | 0.0558 | 0 | 191.7138 | 0 | 0.08 | 0.079583 | 0.00027417 | 2.325e-05 | 0 | 0.079881 | 0 | Version 2026.2
Concrete (in-situ) | Concrete, 32 MPa | >25 MPa to ≤32 MPa | Concrete (in-situ), VIC – Melbourne Metro – ECOPact – BZ322E (Holcim (Australia) Pty Ltd) (Australia) | Concrete_32MPa | Concrete_32MPa | 2025-05-28 | 2030-05-28 | Australia | EPD-IES-0023263:001 |  | EPD Australasia |  | m³ | 2400 |  |  |  | 192 | 191 | 0.658 | 0.0558 | 0 | 191.7138 | 0 | 0.08 | 0.079583 | 0.00027417 | 2.325e-05 | 0 | 0.079881 | 0 | Version 2026.2
Concrete (in-situ) | Concrete, 40 MPa | >32 MPa to ≤40 MPa | Concrete (in-situ), NSW - Sydney - ECOPact - NE401EBMX (Holcim (Australia) Pty Ltd) (Australia) | Concrete_40MPa | Concrete_40MPa | 2025-05-28 | 2030-05-28 | Australia | EPD-IES-23385:001 |  | EPD Australasia |  | m³ | 2400 |  |  |  | 192 | 192 | 0.157 | 0.0179 | 0 | 192.1749 | 0 | 0.08 | 0.08 | 6.5417e-05 | 7.4583e-06 | 0 | 0.080073 | 0 | Version 2026.2
Concrete (in-situ) | Concrete, 25 MPa | >20 MPa to ≤25 MPa | Concrete (in-situ), WA – Perth Metro – ECOPact – WE254E2 (Holcim (Australia) Pty Ltd) (Australia) | Concrete_25MPa | Concrete_25MPa | 2025-05-27 | 2030-05-27 | Australia | EPD-IES-0023299:001 |  | EPD Australasia |  | m³ | 2400 |  |  |  | 192 | 191 | 0.668 | 0 | 0 | 191.668 | 0 | 0.08 | 0.079583 | 0.00027833 | 0 | 0 | 0.079862 | 0 | Version 2026.2
Concrete (in-situ) | Concrete, 32 MPa | >25 MPa to ≤32 MPa | Concrete (in-situ), SA – Adelaide Metro – ECOPact – SE322E562 (Holcim (Australia) Pty Ltd) (Australia) | Concrete_32MPa | Concrete_32MPa | 2025-05-23 | 2030-05-23 | Australia | EPD-IES-0022094:001 | Version 1 | EPD Australasia |  | m³ | 2400 |  |  |  | 193 | 192 | 0.393 | 0.773 | 0 | 193.166 | 0 | 0.080417 | 0.08 | 0.00016375 | 0.00032208 | 0 | 0.080486 | 0 | Version 2026.2
Concrete (in-situ) | Concrete, ? MPa, | Not used | Concrete (in-situ), Ready-mix concrete (Holcim (Australia) Pty Ltd) (Australia) |  |  | 2025-05-19 | 2030-05-19 | Australia | EPD-IES-0021993:001 | Version 1 | EPD Australasia |  | m³ | 2400 |  |  |  | 147 | 147 | 0.142 | 0.0263 | 0 | 147.1683 | 0 | 0.06125 | 0.06125 | 5.9167e-05 | 1.0958e-05 | 0 | 0.06132 | 0 | Version 2026.2
Concrete (in-situ) | Concrete, 32 MPa | >25 MPa to ≤32 MPa | Concrete (in-situ), VIC - Melbourne Metro - ECOPact- VE321ECOR (Holcim (Australia) Pty Ltd) (Australia) | Concrete_32MPa | Concrete_32MPa | 2025-04-15 | 2030-04-15 | Australia | EPD-IES-20529:001 |  | EPD Australasia |  | m³ | 2400 |  |  |  | 193 | 193 | 0.772 | 0.0525 | 0 | 193.8245 | 0 | 0.080417 | 0.080417 | 0.00032167 | 2.1875e-05 | 0 | 0.08076 | 0 | Version 2026.2
Concrete (in-situ) | Concrete, 32 MPa | >25 MPa to ≤32 MPa | Concrete (in-situ), VIC – Melbourne Metro – ECOPact – BE321ECR (Holcim (Australia) Pty Ltd) (Australia) | Concrete_32MPa | Concrete_32MPa | 2025-05-28 | 2030-05-28 | Australia | EPD-IES-0023279:001 |  | EPD Australasia |  | m³ | 2400 |  |  |  | 193 | 193 | 0.772 | 0.0525 | 0 | 193.8245 | 0 | 0.080417 | 0.080417 | 0.00032167 | 2.1875e-05 | 0 | 0.08076 | 0 | Version 2026.2
Concrete (in-situ) | Concrete, 32 MPa | >25 MPa to ≤32 MPa | Concrete (in-situ), SA – Adelaide Metro – ECOPact – SE322E56 (Holcim (Australia) Pty Ltd) (Australia) | Concrete_32MPa | Concrete_32MPa | 2025-05-23 | 2030-05-23 | Australia | EPD-IES-0022093:001 |  | EPD Australasia |  | m³ | 2400 |  |  |  | 193 | 192 | 0.397 | 0.773 | 0 | 193.17 | 0 | 0.080417 | 0.08 | 0.00016542 | 0.00032208 | 0 | 0.080487 | 0 | Version 2026.2
Concrete (in-situ) | Concrete, 20 MPa | >10 MPa to ≤20 MPa | Concrete (in-situ), NSW - Newcastle - ECOPact- NE202L295 (Holcim (Australia) Pty Ltd) (Australia) | Concrete_20MPa | Concrete_20MPa | 2025-04-16 | 2030-04-16 | Australia | EPD-IES-14380:001 |  | EPD Australasia |  | m³ | 2400 |  |  |  | 193 | 193 | 0.149 | 0.0191 | 0 | 193.1681 | 0 | 0.080417 | 0.080417 | 6.2083e-05 | 7.9583e-06 | 0 | 0.080487 | 0 | Version 2026.2
Concrete (in-situ) | Concrete, 40 MPa | >32 MPa to ≤40 MPa | Concrete (in-situ), QLD - Tweed - Climate Active - QZ401EL21 (Holcim (Australia) Pty Ltd) (Australia) | Concrete_40MPa | Concrete_40MPa | 2025-04-17 | 2030-04-17 | Australia | EPD-IES-20715:001 |  | EPD Australasia |  | m³ | 2400 |  |  |  | 193 | 193 | 0.274 | 0.282 | 0 | 193.556 | 0 | 0.080417 | 0.080417 | 0.00011417 | 0.0001175 | 0 | 0.080648 | 0 | Version 2026.2
Concrete (in-situ) | Concrete, ? MPa, | Not used | Concrete (in-situ), Ready-mix concrete (Holcim (Australia) Pty Ltd) (Australia) |  |  | 2025-05-19 | 2030-05-19 | Australia | EPD-IES-0021993:001 | Version 1 | EPD Australasia |  | m³ | 2400 |  |  |  | 147 | 147 | 0.142 | 0.0263 | 0 | 147.1683 | 0 | 0.06125 | 0.06125 | 5.9167e-05 | 1.0958e-05 | 0 | 0.06132 | 0 | Version 2026.2
Concrete (in-situ) | Concrete, 32 MPa | >25 MPa to ≤32 MPa | Concrete (in-situ), VIC – Melbourne Metro – ECOPact – VE322EF2H (Holcim (Australia) Pty Ltd) (Australia) | Concrete_32MPa | Concrete_32MPa | 2025-04-15 | 2030-04-15 | Australia | EPD-IES-0020509:001 |  | EPD Australasia |  | m³ | 2400 |  |  |  | 193 | 192 | 0.655 | 0.0563 | 0 | 192.7113 | 0 | 0.080417 | 0.08 | 0.00027292 | 2.3458e-05 | 0 | 0.080296 | 0 | Version 2026.2
Concrete (in-situ) | Concrete, 20 MPa | >10 MPa to ≤20 MPa | Concrete (in-situ), NSW – West NSW – ECOPact – NE201E142 (Holcim (Australia) Pty Ltd) (Australia) | Concrete_20MPa | Concrete_20MPa | 2025-06-19 | 2030-06-19 | Australia | EPD-IES-0023688:001 |  | EPD Australasia |  | m³ | 2400 |  |  |  | 194 | 194 | 0.129 | 0.0212 | 0 | 194.1502 | 0 | 0.080833 | 0.080833 | 5.375e-05 | 8.8333e-06 | 0 | 0.080896 | 0 | Version 2026.2
Concrete (in-situ) | Concrete, 32 MPa | >25 MPa to ≤32 MPa | Concrete (in-situ), VIC - Melbourne Metro - ECOPact- VE327ESPR (Holcim (Australia) Pty Ltd) (Australia) | Concrete_32MPa | Concrete_32MPa | 2025-04-15 | 2030-04-15 | Australia | EPD-IES-20576:001 |  | EPD Australasia |  | m³ | 2400 |  |  |  | 194 | 194 | 0.108 | 0.00192 | 0 | 194.1099 | 0 | 0.080833 | 0.080833 | 4.5e-05 | 8e-07 | 0 | 0.080879 | 0 | Version 2026.2
Concrete (in-situ) | Concrete, 40 MPa | >32 MPa to ≤40 MPa | Concrete (in-situ), SA - ADLC - ECOPact Mixes- SE402ESWC (Holcim (Australia) Pty Ltd) (Australia) | Concrete_40MPa | Concrete_40MPa | 2025-05-23 | 2030-05-23 | Australia | EPD-IES-22099:001 |  | EPD Australasia |  | m³ | 2400 |  |  |  | 194 | 193 | 0.323 | 0.708 | 0 | 194.031 | 0 | 0.080833 | 0.080417 | 0.00013458 | 0.000295 | 0 | 0.080846 | 0 | Version 2026.2
Concrete (in-situ) | Concrete, 25 MPa | >20 MPa to ≤25 MPa | Concrete (in-situ), WA – Perth Metro – ECOPact – WE254EKC (Holcim (Australia) Pty Ltd) (Australia) | Concrete_25MPa | Concrete_25MPa | 2025-05-27 | 2030-05-27 | Australia | EPD-IES-0023300:001 |  | EPD Australasia |  | m³ | 2400 |  |  |  | 194 | 193 | 0.687 | 0 | 0 | 193.687 | 0 | 0.080833 | 0.080417 | 0.00028625 | 0 | 0 | 0.080703 | 0 | Version 2026.2
Concrete (in-situ) | Concrete, 32 MPa | >25 MPa to ≤32 MPa | Concrete (in-situ), AE3214 pre-mixed concrete (Aurora Construction Materials Epping Pty. Ltd.) (Australia) | Concrete_32MPa | Concrete_32MPa | 2025-08-15 | 2030-08-15 | Australia | EPD-IES-0021737:001 | Version 1 | EPD Australasia |  | m³ | 2280 |  |  |  | 192 | 193 | -0.23 | 0.0153 | 0 | 193.0153 | 0 | 0.084211 | 0.084649 | -0.00010088 | 6.7105e-06 | 0 | 0.084656 | 0 | Version 2026.2
Concrete (in-situ) | Concrete, 32 MPa | >25 MPa to ≤32 MPa | Concrete (in-situ), AE3220 pre-mixed concrete (Aurora Construction Materials Epping Pty. Ltd.) (Australia) | Concrete_32MPa | Concrete_32MPa | 2025-08-15 | 2030-08-15 | Australia | EPD-IES-0021738:001 | Version 1 | EPD Australasia |  | m³ | 2280 |  |  |  | 192 | 193 | -0.23 | 0.0153 | 0 | 193.0153 | 0 | 0.084211 | 0.084649 | -0.00010088 | 6.7105e-06 | 0 | 0.084656 | 0 | Version 2026.2
Concrete (in-situ) | Concrete, 20 MPa | >10 MPa to ≤20 MPa | Concrete (in-situ), NSW – West NSW – ECOPact – NE202E342 (Holcim (Australia) Pty Ltd) (Australia) | Concrete_20MPa | Concrete_20MPa | 2025-06-19 | 2030-06-19 | Australia | EPD-IES-0023691:001 |  | EPD Australasia |  | m³ | 2400 |  |  |  | 195 | 194 | 0.13 | 0.0215 | 0 | 194.1515 | 0 | 0.08125 | 0.080833 | 5.4167e-05 | 8.9583e-06 | 0 | 0.080896 | 0 | Version 2026.2
Concrete (in-situ) | Concrete, 32 MPa | >25 MPa to ≤32 MPa | Concrete (in-situ), VIC - Melbourne Metro - ECOPact- VE324EVR2 (Holcim (Australia) Pty Ltd) (Australia) | Concrete_32MPa | Concrete_32MPa | 2025-04-15 | 2030-04-15 | Australia | EPD-IES-20574:001 |  | EPD Australasia |  | m³ | 2400 |  |  |  | 195 | 194 | 0.768 | 0.0534 | 0 | 194.8214 | 0 | 0.08125 | 0.080833 | 0.00032 | 2.225e-05 | 0 | 0.081176 | 0 | Version 2026.2
Concrete (in-situ) | Concrete, 20 MPa | >10 MPa to ≤20 MPa | Concrete (in-situ), CoreMasta 20 MPa (Heidelberg Materials Australia Pty Ltd) (Australia) | Concrete_20MPa | Concrete_20MPa | 2025-01-28 | 2030-01-28 | Australia | EPD-IES-0010038:001 | Version 1 | EPD Australasia |  | m³ | 2400 |  |  |  | 195.5 | 195.5 | 0.0608 | 0.0274 | 0 | 195.5882 | 0 | 0.081458 | 0.081458 | 2.5333e-05 | 1.1417e-05 | 0 | 0.081495 | 0 | Version 2026.2
Concrete (in-situ) | Concrete, 25 MPa | >20 MPa to ≤25 MPa | Concrete (in-situ), WA - Perth Metropolitan - ECOPact - WE252E31 (Holcim (Australia) Pty Ltd) (Australia) | Concrete_25MPa | Concrete_25MPa | 2025-05-27 | 2030-05-27 | Australia | EPD-IES-23297:001 | Version 1 | EPD Australasia |  | m³ | 2400 |  |  |  | 196 | 195 | 0.681 | 0 | 0 | 195.681 | 0 | 0.081667 | 0.08125 | 0.00028375 | 0 | 0 | 0.081534 | 0 | Version 2026.2
Concrete (in-situ) | Concrete, 50 MPa | >40 MPa to ≤50 MPa | Concrete (in-situ), GS LCF40G65 65 MPa (Elvin Group (ACT) Pty Ltd) (Australia) | Concrete_50MPa | Concrete_50MPa | 2025-03-07 | 2030-03-07 | Australia | EPD-IES-0019659:001 | Version 1 | EPD Australasia |  | m³ | 2300 |  |  |  | 359 | 358 | 0.19 | 0.0565 | 0 | 358.2465 | 0 | 0.15609 | 0.15565 | 8.2609e-05 | 2.4565e-05 | 0 | 0.15576 | 0 | Version 2026.2
Concrete (in-situ) | Concrete, 25 MPa | >20 MPa to ≤25 MPa | Concrete (in-situ), GS LCT40G25 25 MPa (Elvin Group (ACT) Pty Ltd) (Australia) | Concrete_25MPa | Concrete_25MPa | 2025-03-07 | 2030-03-07 | Australia | EPD-IES-0019661:001 | Version 1 | EPD Australasia |  | m³ | 2370 |  |  |  | 196 | 196 | 0.0348 | 0.0218 | 0 | 196.0566 | 0 | 0.0827 | 0.0827 | 1.4684e-05 | 9.1983e-06 | 0 | 0.082724 | 0 | Version 2026.2
Concrete (in-situ) | Concrete, 25 MPa | >20 MPa to ≤25 MPa | Concrete (in-situ), Premix Concrete - 25MPa MIX SUPER (Piave Premix Concrete Pty Ltd) (Australia) | Concrete_25MPa | Concrete_25MPa | 2025-03-31 | 2030-03-31 | Australia | EPD-IES-0017570 | Version 51 | EPD Australasia |  | m³ | 2413 |  |  |  | 196 | 196 | 0 | 0.0114 | 0 | 196 | 0 | 0.081227 | 0.081227 | 0 | 4.7244e-06 | 0 | 0.081227 | 0 | Version 2026.2
Concrete (in-situ) | Concrete, 25 MPa | >20 MPa to ≤25 MPa | Concrete (in-situ), QLD – Sunshine Coast – ECOPact – QE252L (Holcim (Australia) Pty Ltd) (Australia) | Concrete_25MPa | Concrete_25MPa | 2025-06-13 | 2030-06-13 | Australia | EPD-IES-0023474:001 |  | EPD Australasia |  | m³ | 2400 |  |  |  | 196 | 195 | 1.04 | 0.0153 | 0 | 196.0553 | 0 | 0.081667 | 0.08125 | 0.00043333 | 6.375e-06 | 0 | 0.08169 | 0 | Version 2026.2
Concrete (in-situ) | Concrete, 80 MPa | >65 MPa to ≤80 MPa | Concrete (in-situ), QLD - BNE - ECOPact - QE801PLLH (Holcim (Australia) Pty Ltd) (Australia) | Concrete_80MPa | Concrete_80MPa | 2025-05-13 | 2030-05-13 | Australia | EPD-IES-21950:001 |  | EPD Australasia |  | m³ | 2400 |  |  |  | 307 | 306 | 0.724 | 0.059 | 0 | 306.783 | 0 | 0.12792 | 0.1275 | 0.00030167 | 2.4583e-05 | 0 | 0.12783 | 0 | Version 2026.2
Concrete (in-situ) | Concrete, 32 MPa | >25 MPa to ≤32 MPa | Concrete (in-situ), VIC - Melbourne Metro - ECOPact- VE324E56 (Holcim (Australia) Pty Ltd) (Australia) | Concrete_32MPa | Concrete_32MPa | 2025-04-15 | 2030-04-15 | Australia | EPD-IES-20572:001 |  | EPD Australasia |  | m³ | 2400 |  |  |  | 196 | 195 | 0.77 | 0.056 | 0 | 195.826 | 0 | 0.081667 | 0.08125 | 0.00032083 | 2.3333e-05 | 0 | 0.081594 | 0 | Version 2026.2
Concrete (in-situ) | Concrete, 40 MPa | >32 MPa to ≤40 MPa | Concrete (in-situ), SA - ADLC - ECOPact Mixes- SE402E60U (Holcim (Australia) Pty Ltd) (Australia) | Concrete_40MPa | Concrete_40MPa | 2025-05-23 | 2030-05-23 | Australia | EPD-IES-22155:001 |  | EPD Australasia |  | m³ | 2400 |  |  |  | 196 | 195 | 0.384 | 0.745 | 0 | 196.129 | 0 | 0.081667 | 0.08125 | 0.00016 | 0.00031042 | 0 | 0.08172 | 0 | Version 2026.2
Concrete (in-situ) | Concrete, 25 MPa | >20 MPa to ≤25 MPa | Concrete (in-situ), QLD – Sunshine Coast – ECOPact – QE251L (Holcim (Australia) Pty Ltd) (Australia) | Concrete_25MPa | Concrete_25MPa | 2025-06-13 | 2030-06-13 | Australia | EPD-IES-0023462:001 |  | EPD Australasia |  | m³ | 2400 |  |  |  | 196 | 195 | 0.991 | 0.0152 | 0 | 196.0062 | 0 | 0.081667 | 0.08125 | 0.00041292 | 6.3333e-06 | 0 | 0.081669 | 0 | Version 2026.2
Concrete (in-situ) | Concrete, 50 MPa | >40 MPa to ≤50 MPa | Concrete (in-situ), VIC - Melbourne Metro - ECOPact- VE502VW35 (Holcim (Australia) Pty Ltd) (Australia) | Concrete_50MPa | Concrete_50MPa | 2025-04-15 | 2030-04-15 | Australia | EPD-IES-20506:001 | Version 1 | EPD Australasia |  | m³ | 2400 |  |  |  | 197 | 196 | 0.719 | 0 | 0 | 196.719 | 0 | 0.082083 | 0.081667 | 0.00029958 | 0 | 0 | 0.081966 | 0 | Version 2026.2
Concrete (in-situ) | Concrete, 20 MPa | >10 MPa to ≤20 MPa | Concrete (in-situ), WA - Southwest - ECOPact - WE202E1 (Holcim (Australia) Pty Ltd) (Australia) | Concrete_20MPa | Concrete_20MPa | 2025-05-19 | 2030-05-19 | Australia | EPD-IES-21968:001 | Version 1 | EPD Australasia |  | m³ | 2400 |  |  |  | 197 | 196 | 0.658 | 0.0168 | 0 | 196.6748 | 0 | 0.082083 | 0.081667 | 0.00027417 | 7e-06 | 0 | 0.081948 | 0 | Version 2026.2
Concrete (in-situ) | Concrete, 32 MPa | Not used | Concrete (in-situ), VIC - Melbourne Metro - ECOPact - VE322E5FH - 6KG Recycled Plastic FIB (Holcim (Australia) Pty Ltd) (Australia) |  |  | 2025-05-28 | 2030-05-28 | Australia | EPD-IES-20606:001 | Version 1 | EPD Australasia |  | m³ | 2400 |  |  |  | 197 | 197 | -0.145 | 0.0575 | 0 | 197.0575 | 0 | 0.082083 | 0.082083 | -6.0417e-05 | 2.3958e-05 | 0 | 0.082107 | 0 | Version 2026.2
Concrete (in-situ) | Concrete, 20 MPa | >10 MPa to ≤20 MPa | Concrete (in-situ), P20SS05H001 concrete manufactured at Dinawan for Project EnergyConnect (E.B. Mawson & Sons Pty Ltd) (Australia) | Concrete_20MPa | Concrete_20MPa | 2025-05-20 | 2030-05-20 | Australia | EPD-IES-0018455:001 | Version 1 | EPD Australasia |  | m³ | 2400 |  |  |  | 197 | 197 | 0.15 | 0.00797 | 0 | 197.158 | 0 | 0.082083 | 0.082083 | 6.25e-05 | 3.3208e-06 | 0 | 0.082149 | 0 | Version 2026.2
Concrete (in-situ) | Concrete, 20 MPa | >10 MPa to ≤20 MPa | Concrete (in-situ), GS LCF30G20 20 MPa (Elvin Group (ACT) Pty Ltd) (Australia) | Concrete_20MPa | Concrete_20MPa | 2025-03-07 | 2030-03-07 | Australia | EPD-IES-0019652:001 | Version 1 | EPD Australasia |  | m³ | 2350 |  |  |  | 197 | 197 | 0.165 | 0.0338 | 0 | 197.1988 | 0 | 0.08383 | 0.08383 | 7.0213e-05 | 1.4383e-05 | 0 | 0.083914 | 0 | Version 2026.2
Concrete (in-situ) | Concrete, 40 MPa | >32 MPa to ≤40 MPa | Concrete (in-situ), GE401VC95 2 (Heidelberg Materials Australia Pty Ltd) (Australia) | Concrete_40MPa | Concrete_40MPa | 2025-01-24 | 2030-01-24 | Australia | EPD-IES-0014873:001 | Version 1 | EPD Australasia |  | m³ | 2400 |  |  |  | 197 | 197 | 0.0579 | 0.0275 | 0 | 197.0854 | 0 | 0.082083 | 0.082083 | 2.4125e-05 | 1.1458e-05 | 0 | 0.082119 | 0 | Version 2026.2
Concrete (in-situ) | Concrete, 40 MPa | >32 MPa to ≤40 MPa | Concrete (in-situ), QLD - Sunshine Coast - ECOPact - QE402L100 (Holcim (Australia) Pty Ltd) (Australia) | Concrete_40MPa | Concrete_40MPa | 2025-06-13 | 2030-06-13 | Australia | EPD-IES-23480:001 |  | EPD Australasia |  | m³ | 2400 |  |  |  | 197 | 197 | 0.578 | 0.0539 | 0 | 197.6319 | 0 | 0.082083 | 0.082083 | 0.00024083 | 2.2458e-05 | 0 | 0.082347 | 0 | Version 2026.2
Concrete (in-situ) | Concrete, 32 MPa | >25 MPa to ≤32 MPa | Concrete (in-situ), VIC - Melbourne Metro - ECOPact- VE322EF2 (Holcim (Australia) Pty Ltd) (Australia) | Concrete_32MPa | Concrete_32MPa | 2025-04-15 | 2030-04-15 | Australia | EPD-IES-20451:001 |  | EPD Australasia |  | m³ | 2400 |  |  |  | 197 | 196 | 0.646 | 0.057 | 0 | 196.703 | 0 | 0.082083 | 0.081667 | 0.00026917 | 2.375e-05 | 0 | 0.08196 | 0 | Version 2026.2
Concrete (in-situ) | Concrete, 20 MPa | >10 MPa to ≤20 MPa | Concrete (in-situ), WA – Mid West – ECOPact – WE202E1 (Holcim (Australia) Pty Ltd) (Australia) | Concrete_20MPa | Concrete_20MPa | 2025-03-24 | 2030-03-24 | Australia | EPD-IES-0014360:001 |  | EPD Australasia |  | m³ | 2400 |  |  |  | 197 | 196 | 0.66 | 0.0171 | 0 | 196.6771 | 0 | 0.082083 | 0.081667 | 0.000275 | 7.125e-06 | 0 | 0.081949 | 0 | Version 2026.2
Concrete (in-situ) | Concrete, 40 MPa | >32 MPa to ≤40 MPa | Concrete (in-situ), QLD – Sunshine Coast – ECOPact – QE402E (Holcim (Australia) Pty Ltd) (Australia) | Concrete_40MPa | Concrete_40MPa | 2025-06-13 | 2030-06-13 | Australia | EPD-IES-0023450:001 |  | EPD Australasia |  | m³ | 2400 |  |  |  | 197 | 196 | 1 | 0.0147 | 0 | 197.0147 | 0 | 0.082083 | 0.081667 | 0.00041667 | 6.125e-06 | 0 | 0.082089 | 0 | Version 2026.2
Concrete (in-situ) | Concrete, 20 MPa | >10 MPa to ≤20 MPa | Concrete (in-situ), QLD - Sunshine Coast - ECOPact - QE202LEZY (Holcim (Australia) Pty Ltd) (Australia) | Concrete_20MPa | Concrete_20MPa | 2025-06-13 | 2030-06-13 | Australia | EPD-IES-23481:001 |  | EPD Australasia |  | m³ | 2400 |  |  |  | 197 | 197 | 0.59 | 0.0539 | 0 | 197.6439 | 0 | 0.082083 | 0.082083 | 0.00024583 | 2.2458e-05 | 0 | 0.082352 | 0 | Version 2026.2
Concrete (in-situ) | Concrete, 40 MPa | >32 MPa to ≤40 MPa | Concrete (in-situ), Climate Active – VIC - Epping - VZ402E (Holcim (Australia) Pty Ltd) (Australia) | Concrete_40MPa | Concrete_40MPa | 2025-04-17 | 2030-04-17 | Australia | EPD-IES-0020773:001 |  | EPD Australasia |  | m³ | 2400 |  |  |  | 197 | 197 | 0.578 | 0.0539 | 0 | 197.6319 | 0 | 0.082083 | 0.082083 | 0.00024083 | 2.2458e-05 | 0 | 0.082347 | 0 | Version 2026.2
Concrete (in-situ) | Concrete, 50 MPa | >40 MPa to ≤50 MPa | Concrete (in-situ), VIC - Melbourne Metro - ECOPact- VE502VWCH (Holcim (Australia) Pty Ltd) (Australia) | Concrete_50MPa | Concrete_50MPa | 2025-04-15 | 2030-04-15 | Australia | EPD-IES-20504:001 |  | EPD Australasia |  | m³ | 2400 |  |  |  | 197 | 196 | 0.719 | 0.049 | 0 | 196.768 | 0 | 0.082083 | 0.081667 | 0.00029958 | 2.0417e-05 | 0 | 0.081987 | 0 | Version 2026.2
Concrete (in-situ) | Concrete, 32 MPa | Not used | Concrete (in-situ), VIC - Melbourne Metro - ECOPact - VE322EVF2 - 5KG Recycled Plastic FIB (Holcim (Australia) Pty Ltd) (Australia) |  |  | 2025-05-28 | 2030-05-28 | Australia | EPD-IES-20608:001 |  | EPD Australasia |  | m³ | 2400 |  |  |  | 197 | 196 | 0.428 | 0.0557 | 0 | 196.4837 | 0 | 0.082083 | 0.081667 | 0.00017833 | 2.3208e-05 | 0 | 0.081868 | 0 | Version 2026.2
Concrete (in-situ) | Concrete, 32 MPa | >25 MPa to ≤32 MPa | Concrete (in-situ), VIC – Melbourne Metro – ECOPact – BE322E56 (Holcim (Australia) Pty Ltd) (Australia) | Concrete_32MPa | Concrete_32MPa | 2025-05-28 | 2030-05-28 | Australia | EPD-IES-0023281:001 |  | EPD Australasia |  | m³ | 2400 |  |  |  | 197 | 197 | 0.652 | 0.0607 | 0 | 197.7127 | 0 | 0.082083 | 0.082083 | 0.00027167 | 2.5292e-05 | 0 | 0.08238 | 0 | Version 2026.2
Concrete (in-situ) | Concrete, 50 MPa | >40 MPa to ≤50 MPa | Concrete (in-situ), VIC – Melbourne Metro – ECOPact – VE502VWH4 (Holcim (Australia) Pty Ltd) (Australia) | Concrete_50MPa | Concrete_50MPa | 2025-04-15 | 2030-04-15 | Australia | EPD-IES-0020505:001 |  | EPD Australasia |  | m³ | 2400 |  |  |  | 197 | 196 | 0.719 | 0.049 | 0 | 196.768 | 0 | 0.082083 | 0.081667 | 0.00029958 | 2.0417e-05 | 0 | 0.081987 | 0 | Version 2026.2
Concrete (in-situ) | Concrete, 40 MPa | >32 MPa to ≤40 MPa | Concrete (in-situ), Climate Active – VIC - Footscray - VZ402E (Holcim (Australia) Pty Ltd) (Australia) | Concrete_40MPa | Concrete_40MPa | 2025-04-17 | 2030-04-17 | Australia | EPD-IES-0020774:001 |  | EPD Australasia |  | m³ | 2400 |  |  |  | 197 | 197 | 0.59 | 0.0539 | 0 | 197.6439 | 0 | 0.082083 | 0.082083 | 0.00024583 | 2.2458e-05 | 0 | 0.082352 | 0 | Version 2026.2
Concrete (in-situ) | Concrete, 40 MPa | >32 MPa to ≤40 MPa | Concrete (in-situ), AR4014 pre-mixed concrete (Aurora Construction Materials Epping Pty. Ltd.) (Australia) | Concrete_40MPa | Concrete_40MPa | 2025-08-15 | 2030-08-15 | Australia | EPD-IES-0021757:001 | Version 1 | EPD Australasia |  | m³ | 2295 |  |  |  | 198 | 198 | -0.199 | 0.0117 | 0 | 198.0117 | 0 | 0.086275 | 0.086275 | -8.671e-05 | 5.098e-06 | 0 | 0.08628 | 0 | Version 2026.2
Concrete (in-situ) | Concrete, 40 MPa | >32 MPa to ≤40 MPa | Concrete (in-situ), AR4020 pre-mixed concrete (Aurora Construction Materials Epping Pty. Ltd.) (Australia) | Concrete_40MPa | Concrete_40MPa | 2025-08-15 | 2030-08-15 | Australia | EPD-IES-0021758:001 | Version 1 | EPD Australasia |  | m³ | 2295 |  |  |  | 198 | 198 | -0.199 | 0.0117 | 0 | 198.0117 | 0 | 0.086275 | 0.086275 | -8.671e-05 | 5.098e-06 | 0 | 0.08628 | 0 | Version 2026.2
Concrete (in-situ) | Concrete, 32 MPa | >25 MPa to ≤32 MPa | Concrete (in-situ), QLD – Sunshine Coast – ECOPact – QE322LEZY (Holcim (Australia) Pty Ltd) (Australia) | Concrete_32MPa | Concrete_32MPa | 2025-06-13 | 2030-06-13 | Australia | EPD-IES-0023483:001 |  | EPD Australasia |  | m³ | 2400 |  |  |  | 198 | 197 | 0.619 | 0.0544 | 0 | 197.6734 | 0 | 0.0825 | 0.082083 | 0.00025792 | 2.2667e-05 | 0 | 0.082364 | 0 | Version 2026.2
Concrete (in-situ) | Concrete, 40 MPa | >32 MPa to ≤40 MPa | Concrete (in-situ), Climate Active – VIC - Footscray - VZ402E5 (Holcim (Australia) Pty Ltd) (Australia) | Concrete_40MPa | Concrete_40MPa | 2025-04-17 | 2030-04-17 | Australia | EPD-IES-0020776:001 |  | EPD Australasia |  | m³ | 2400 |  |  |  | 198 | 197 | 0.619 | 0.0544 | 0 | 197.6734 | 0 | 0.0825 | 0.082083 | 0.00025792 | 2.2667e-05 | 0 | 0.082364 | 0 | Version 2026.2
Concrete (in-situ) | Concrete, ? MPa, | Not used | Concrete (in-situ), Ready-mix concrete (Holcim (Australia) Pty Ltd) (Australia) |  |  | 2025-05-19 | 2030-05-19 | Australia | EPD-IES-0021993:001 | Version 1 | EPD Australasia |  | m³ | 2400 |  |  |  | 147 | 147 | 0.142 | 0.0263 | 0 | 147.1683 | 0 | 0.06125 | 0.06125 | 5.9167e-05 | 1.0958e-05 | 0 | 0.06132 | 0 | Version 2026.2
Concrete (in-situ) | Concrete, 40 MPa | >32 MPa to ≤40 MPa | Concrete (in-situ), SA – Adelaide Metro – ECOPact – SE402E (Holcim (Australia) Pty Ltd) (Australia) | Concrete_40MPa | Concrete_40MPa | 2025-05-23 | 2030-05-23 | Australia | EPD-IES-0022058:001 |  | EPD Australasia |  | m³ | 2400 |  |  |  | 198 | 197 | 0.389 | 0.746 | 0 | 198.135 | 0 | 0.0825 | 0.082083 | 0.00016208 | 0.00031083 | 0 | 0.082556 | 0 | Version 2026.2
Concrete (in-situ) | Concrete, 40 MPa | >32 MPa to ≤40 MPa | Concrete (in-situ), SA - ADLC - ECOPact Mixes- SE402E2 (Holcim (Australia) Pty Ltd) (Australia) | Concrete_40MPa | Concrete_40MPa | 2025-05-23 | 2030-05-23 | Australia | EPD-IES-22059:001 |  | EPD Australasia |  | m³ | 2400 |  |  |  | 198 | 197 | 0.384 | 0.746 | 0 | 198.13 | 0 | 0.0825 | 0.082083 | 0.00016 | 0.00031083 | 0 | 0.082554 | 0 | Version 2026.2
Concrete (in-situ) | Concrete, 40 MPa | >32 MPa to ≤40 MPa | Concrete (in-situ), NSW – Sydney – ECOPact – NE402ELS1 (Holcim (Australia) Pty Ltd) (Australia) | Concrete_40MPa | Concrete_40MPa | 2025-05-28 | 2030-05-28 | Australia | EPD-IES-0023388:001 |  | EPD Australasia |  | m³ | 2400 |  |  |  | 198 | 198 | 0.158 | 0.0189 | 0 | 198.1769 | 0 | 0.0825 | 0.0825 | 6.5833e-05 | 7.875e-06 | 0 | 0.082574 | 0 | Version 2026.2
Concrete (in-situ) | Concrete, 40 MPa | >32 MPa to ≤40 MPa | Concrete (in-situ), QLD – Sunshine Coast – ECOPact – QE401E100 (Holcim (Australia) Pty Ltd) (Australia) | Concrete_40MPa | Concrete_40MPa | 2025-06-13 | 2030-06-13 | Australia | EPD-IES-0023441:001 |  | EPD Australasia |  | m³ | 2400 |  |  |  | 198 | 197 | 1.01 | 0.013 | 0 | 198.023 | 0 | 0.0825 | 0.082083 | 0.00042083 | 5.4167e-06 | 0 | 0.08251 | 0 | Version 2026.2
Concrete (in-situ) | Concrete, 40 MPa | >32 MPa to ≤40 MPa | Concrete (in-situ), QLD - Tweed - Climate Active - QZ402E (Holcim (Australia) Pty Ltd) (Australia) | Concrete_40MPa | Concrete_40MPa | 2025-04-17 | 2030-04-17 | Australia | EPD-IES-20721:001 |  | EPD Australasia |  | m³ | 2400 |  |  |  | 198 | 197 | 1 | 0.0129 | 0 | 198.0129 | 0 | 0.0825 | 0.082083 | 0.00041667 | 5.375e-06 | 0 | 0.082505 | 0 | Version 2026.2
Concrete (in-situ) | Concrete, 40 MPa | >32 MPa to ≤40 MPa | Concrete (in-situ), QLD - Burleigh - Climate Active - QZ402E (Holcim (Australia) Pty Ltd) (Australia) | Concrete_40MPa | Concrete_40MPa | 2025-04-17 | 2030-04-17 | Australia | EPD-IES-20722:001 |  | EPD Australasia |  | m³ | 2400 |  |  |  | 198 | 197 | 1.01 | 0.013 | 0 | 198.023 | 0 | 0.0825 | 0.082083 | 0.00042083 | 5.4167e-06 | 0 | 0.08251 | 0 | Version 2026.2
Concrete (in-situ) | Concrete, ? MPa, | Not used | Concrete (in-situ), Ready-mix concrete (Holcim (Australia) Pty Ltd) (Australia) |  |  | 2025-05-19 | 2030-05-19 | Australia | EPD-IES-0021993:001 | Version 1 | EPD Australasia |  | m³ | 2400 |  |  |  | 147 | 147 | 0.142 | 0.0263 | 0 | 147.1683 | 0 | 0.06125 | 0.06125 | 5.9167e-05 | 1.0958e-05 | 0 | 0.06132 | 0 | Version 2026.2
Concrete (in-situ) | Concrete, ? MPa, | Not used | Concrete (in-situ), Ready-mix concrete (Holcim (Australia) Pty Ltd) (Australia) |  |  | 2025-05-19 | 2030-05-19 | Australia | EPD-IES-0021993:001 | Version 1 | EPD Australasia |  | m³ | 2400 |  |  |  | 147 | 147 | 0.142 | 0.0263 | 0 | 147.1683 | 0 | 0.06125 | 0.06125 | 5.9167e-05 | 1.0958e-05 | 0 | 0.06132 | 0 | Version 2026.2
Concrete (in-situ) | Concrete, 32 MPa | Not used | Concrete (in-situ), VIC - Melbourne Metro - ECOPact - VE322EVF2 - 6KG Recycled Plastic FIB (Holcim (Australia) Pty Ltd) (Australia) |  |  | 2025-05-28 | 2030-05-28 | Australia | EPD-IES-20609:001 |  | EPD Australasia |  | m³ | 2400 |  |  |  | 198 | 198 | 0.373 | 0.0562 | 0 | 198.4292 | 0 | 0.0825 | 0.0825 | 0.00015542 | 2.3417e-05 | 0 | 0.082679 | 0 | Version 2026.2
Concrete (in-situ) | Concrete, 40 MPa | >32 MPa to ≤40 MPa | Concrete (in-situ), SA - ADLC - ECOPact Mixes- SE402E3 (Holcim (Australia) Pty Ltd) (Australia) | Concrete_40MPa | Concrete_40MPa | 2025-05-23 | 2030-05-23 | Australia | EPD-IES-22060:001 |  | EPD Australasia |  | m³ | 2400 |  |  |  | 198 | 197 | 0.378 | 0.746 | 0 | 198.124 | 0 | 0.0825 | 0.082083 | 0.0001575 | 0.00031083 | 0 | 0.082552 | 0 | Version 2026.2
Concrete (in-situ) | Concrete, 40 MPa | >32 MPa to ≤40 MPa | Concrete (in-situ), AR4014 pre-mixed concrete (Aurora Construction Materials Epping Pty. Ltd.) (Australia) | Concrete_40MPa | Concrete_40MPa | 2025-08-15 | 2030-08-15 | Australia | EPD-IES-0021757:001 | Version 1 | EPD Australasia |  | m³ | 2295 |  |  |  | 198 | 198 | -0.199 | 0.0117 | 0 | 198.0117 | 0 | 0.086275 | 0.086275 | -8.671e-05 | 5.098e-06 | 0 | 0.08628 | 0 | Version 2026.2
Concrete (in-situ) | Concrete, 40 MPa | >32 MPa to ≤40 MPa | Concrete (in-situ), AR4020 pre-mixed concrete (Aurora Construction Materials Epping Pty. Ltd.) (Australia) | Concrete_40MPa | Concrete_40MPa | 2025-08-15 | 2030-08-15 | Australia | EPD-IES-0021758:001 | Version 1 | EPD Australasia |  | m³ | 2295 |  |  |  | 198 | 198 | -0.199 | 0.0117 | 0 | 198.0117 | 0 | 0.086275 | 0.086275 | -8.671e-05 | 5.098e-06 | 0 | 0.08628 | 0 | Version 2026.2
Concrete (in-situ) | Concrete, 20 MPa | >10 MPa to ≤20 MPa | Concrete (in-situ), S20/20/100 MRTS70 (Nucon Concrete Pty Ltd) (Australia) | Concrete_20MPa | Concrete_20MPa | 2025-06-18 | 2030-06-18 | Australia | EPD-IES-0024295:001 | Version 7 | EPD Australasia |  | m³ | 2350 |  |  |  | 199 | 199 | 0.154 | 0.0374 | 0 | 199.1914 | 0 | 0.084681 | 0.084681 | 6.5532e-05 | 1.5915e-05 | 0 | 0.084762 | 0 | Version 2026.2
Concrete (in-situ) | Concrete, 32 MPa | >25 MPa to ≤32 MPa | Concrete (in-situ), Premix Concrete - 32MPa MIX SUPER (Piave Premix Concrete Pty Ltd) (Australia) | Concrete_32MPa | Concrete_32MPa | 2025-03-31 | 2030-03-31 | Australia | EPD-IES-17571 | Version 52 | EPD Australasia |  | m³ | 2388 |  |  |  | 199 | 199 | 0 | 0.0129 | 0 | 199 | 0 | 0.083333 | 0.083333 | 0 | 5.402e-06 | 0 | 0.083333 | 0 | Version 2026.2
Concrete (in-situ) | Concrete, 40 MPa | >32 MPa to ≤40 MPa | Concrete (in-situ), QLD - Sunshine Coast - ECOPact - QE401E (Holcim (Australia) Pty Ltd) (Australia) | Concrete_40MPa | Concrete_40MPa | 2025-06-13 | 2030-06-13 | Australia | EPD-IES-23437:001 |  | EPD Australasia |  | m³ | 2400 |  |  |  | 199 | 198 | 0.99 | 0.0147 | 0 | 199.0047 | 0 | 0.082917 | 0.0825 | 0.0004125 | 6.125e-06 | 0 | 0.082919 | 0 | Version 2026.2
Concrete (in-situ) | Concrete, 25 MPa | >20 MPa to ≤25 MPa | Concrete (in-situ), QLD - Sunshine Coast - ECOPact - QE251L100 (Holcim (Australia) Pty Ltd) (Australia) | Concrete_25MPa | Concrete_25MPa | 2025-06-13 | 2030-06-13 | Australia | EPD-IES-23466:001 |  | EPD Australasia |  | m³ | 2400 |  |  |  | 199 | 198 | 0.986 | 0.0155 | 0 | 199.0015 | 0 | 0.082917 | 0.0825 | 0.00041083 | 6.4583e-06 | 0 | 0.082917 | 0 | Version 2026.2
Concrete (in-situ) | Concrete, 20 MPa | >10 MPa to ≤20 MPa | Concrete (in-situ), NSW - Coffs Coast - ECOPact- NE201L2 (Holcim (Australia) Pty Ltd) (Australia) | Concrete_20MPa | Concrete_20MPa | 2025-04-22 | 2030-04-22 | Australia | EPD-IES-18534:001 |  | EPD Australasia |  | m³ | 2400 |  |  |  | 199 | 199 | 0.165 | 0.0219 | 0 | 199.1869 | 0 | 0.082917 | 0.082917 | 6.875e-05 | 9.125e-06 | 0 | 0.082995 | 0 | Version 2026.2
Concrete (in-situ) | Concrete, 20 MPa | >10 MPa to ≤20 MPa | Concrete (in-situ), NSW - Coffs Coast - ECOPact- NE201L1 (Holcim (Australia) Pty Ltd) (Australia) | Concrete_20MPa | Concrete_20MPa | 2025-04-22 | 2030-04-22 | Australia | EPD-IES-18533:001 |  | EPD Australasia |  | m³ | 2400 |  |  |  | 199 | 198 | 0.165 | 0.0219 | 0 | 198.1869 | 0 | 0.082917 | 0.0825 | 6.875e-05 | 9.125e-06 | 0 | 0.082578 | 0 | Version 2026.2
Concrete (in-situ) | Concrete, 20 MPa | >10 MPa to ≤20 MPa | Concrete (in-situ), S20PR20H164 concrete manufactured at Dinawan for Project EnergyConnect (E.B. Mawson & Sons Pty Ltd) (Australia) | Concrete_20MPa | Concrete_20MPa | 2025-05-20 | 2030-05-20 | Australia | EPD-IES-0018458:001 | Version 1 | EPD Australasia |  | m³ | 2161 |  |  |  | 200 | 200 | 0.207 | 0.000559 | 0 | 200.2076 | 0 | 0.09255 | 0.09255 | 9.5789e-05 | 2.5868e-07 | 0 | 0.092646 | 0 | Version 2026.2
Concrete (in-situ) | Concrete, 25 MPa | >20 MPa to ≤25 MPa | Concrete (in-situ), QLD – Sunshine Coast – ECOPact – QE252LEZY (Holcim (Australia) Pty Ltd) (Australia) | Concrete_25MPa | Concrete_25MPa | 2025-06-13 | 2030-06-13 | Australia | EPD-IES-0023482:001 |  | EPD Australasia |  | m³ | 2400 |  |  |  | 200 | 198 | 1.01 | 0.0155 | 0 | 199.0255 | 0 | 0.083333 | 0.0825 | 0.00042083 | 6.4583e-06 | 0 | 0.082927 | 0 | Version 2026.2
Concrete (in-situ) | Concrete, 25 MPa | >20 MPa to ≤25 MPa | Concrete (in-situ), QLD - North Queensland - ECOPact - QE251EBMX (Holcim (Australia) Pty Ltd) (Australia) | Concrete_25MPa | Concrete_25MPa | 2025-06-18 | 2030-06-18 | Australia | EPD-IES-0023568:001 |  | EPD Australasia |  | m³ | 2400 |  |  |  | 200 | 199 | 0.68 | 0.0137 | 0 | 199.6937 | 0 | 0.083333 | 0.082917 | 0.00028333 | 5.7083e-06 | 0 | 0.083206 | 0 | Version 2026.2
Concrete (in-situ) | Concrete, 50 MPa | >40 MPa to ≤50 MPa | Concrete (in-situ), SA – Adelaide Metro – ECOPact – SE502EWH3 (Holcim (Australia) Pty Ltd) (Australia) | Concrete_50MPa | Concrete_50MPa | 2025-05-23 | 2030-05-23 | Australia | EPD-IES-0022150:001 |  | EPD Australasia |  | m³ | 2400 |  |  |  | 200 | 199 | 0.359 | 0.676 | 0 | 200.035 | 0 | 0.083333 | 0.082917 | 0.00014958 | 0.00028167 | 0 | 0.083348 | 0 | Version 2026.2
Concrete (in-situ) | Concrete, 32 MPa | >25 MPa to ≤32 MPa | Concrete (in-situ), Sydney Water 32MPa (Heidelberg Materials Australia Pty Ltd) (Australia) | Concrete_32MPa | Concrete_32MPa | 2025-01-28 | 2030-01-28 | Australia | EPD-IES-0011824:001 | Version 1 | EPD Australasia |  | m³ | 2443 |  |  |  | 201 | 201 | 0.102 | 0.0286 | 0 | 201.1306 | 0 | 0.082276 | 0.082276 | 4.1752e-05 | 1.1707e-05 | 0 | 0.082329 | 0 | Version 2026.2
Concrete (in-situ) | Concrete, 32 MPa | >25 MPa to ≤32 MPa | Concrete (in-situ), Sydney Water 32MPa (Hymix Australia Pty Ltd) (Australia) | Concrete_32MPa | Concrete_32MPa | 2025-01-28 | 2030-01-28 | Australia | EPD-IES-0016891:001 | Version 1 | EPD Australasia |  | m³ | 2443 |  |  |  | 201 | 201 | 0.102 | 0.0286 | 0 | 201.1306 | 0 | 0.082276 | 0.082276 | 4.1752e-05 | 1.1707e-05 | 0 | 0.082329 | 0 | Version 2026.2
Concrete (in-situ) | Concrete, 40 MPa | >32 MPa to ≤40 MPa | Concrete (in-situ), VIC – Melbourne Metro – ECOPact – VE402EVR5 (Holcim (Australia) Pty Ltd) (Australia) | Concrete_40MPa | Concrete_40MPa | 2025-04-15 | 2030-04-15 | Australia | EPD-IES-0020594:001 |  | EPD Australasia |  | m³ | 2400 |  |  |  | 201 | 200 | 0.647 | 0.055 | 0 | 200.702 | 0 | 0.08375 | 0.083333 | 0.00026958 | 2.2917e-05 | 0 | 0.083626 | 0 | Version 2026.2
Concrete (in-situ) | Concrete, 40 MPa | >32 MPa to ≤40 MPa | Concrete (in-situ), SA - ADLC - ECOPact Mixes- SE401E3 (Holcim (Australia) Pty Ltd) (Australia) | Concrete_40MPa | Concrete_40MPa | 2025-05-23 | 2030-05-23 | Australia | EPD-IES-22065:001 |  | EPD Australasia |  | m³ | 2400 |  |  |  | 201 | 200 | 0.372 | 0.756 | 0 | 201.128 | 0 | 0.08375 | 0.083333 | 0.000155 | 0.000315 | 0 | 0.083803 | 0 | Version 2026.2
Concrete (in-situ) | Concrete, 40 MPa | >32 MPa to ≤40 MPa | Concrete (in-situ), SA – Adelaide Metro – ECOPact – SE401E2 (Holcim (Australia) Pty Ltd) (Australia) | Concrete_40MPa | Concrete_40MPa | 2025-05-23 | 2030-05-23 | Australia | EPD-IES-0022138:001 |  | EPD Australasia |  | m³ | 2400 |  |  |  | 201 | 200 | 0.376 | 0.755 | 0 | 201.131 | 0 | 0.08375 | 0.083333 | 0.00015667 | 0.00031458 | 0 | 0.083805 | 0 | Version 2026.2
Concrete (in-situ) | Concrete, 32 MPa | >25 MPa to ≤32 MPa | Concrete (in-situ), SA – Adelaide Metro – ECOPact – SE322ERC5 (Holcim (Australia) Pty Ltd) (Australia) | Concrete_32MPa | Concrete_32MPa | 2025-05-23 | 2030-05-23 | Australia | EPD-IES-0022176:001 |  | EPD Australasia |  | m³ | 2400 |  |  |  | 201 | 200 | 0.261 | 0.835 | 0 | 201.096 | 0 | 0.08375 | 0.083333 | 0.00010875 | 0.00034792 | 0 | 0.08379 | 0 | Version 2026.2
Concrete (in-situ) | Concrete, 32 MPa | Not used | Concrete (in-situ), QLD - North Queensland - ECOPact - QE322EFB1 + 6KG PLASTIC FIB (Holcim (Australia) Pty Ltd) (Australia) |  |  | 2025-06-18 | 2030-06-18 | Australia | EPD-IES-23536:001 |  | EPD Australasia |  | m³ | 2400 |  |  |  | 201 | 200 | 0.909 | 0.0172 | 0 | 200.9262 | 0 | 0.08375 | 0.083333 | 0.00037875 | 7.1667e-06 | 0 | 0.083719 | 0 | Version 2026.2
Concrete (in-situ) | Concrete, 40 MPa | >32 MPa to ≤40 MPa | Concrete (in-situ), QLD - Sunshine Coast - ECOPact - QE402E100 (Holcim (Australia) Pty Ltd) (Australia) | Concrete_40MPa | Concrete_40MPa | 2025-06-13 | 2030-06-13 | Australia | EPD-IES-23454:001 |  | EPD Australasia |  | m³ | 2400 |  |  |  | 201 | 200 | 0.995 | 0.0149 | 0 | 201.0099 | 0 | 0.08375 | 0.083333 | 0.00041458 | 6.2083e-06 | 0 | 0.083754 | 0 | Version 2026.2
Concrete (in-situ) | Concrete, 40 MPa | >32 MPa to ≤40 MPa | Concrete (in-situ), NSW - Taree (Blackhead) - Climate Active - NP4007FKC (Holcim (Australia) Pty Ltd) (Australia) | Concrete_40MPa | Concrete_40MPa | 2025-04-17 | 2030-04-17 | Australia | EPD-IES-20650:001 |  | EPD Australasia |  | m³ | 2400 |  |  |  | 201 | 201 | 0.032 | 0.0284 | 0 | 201.0604 | 0 | 0.08375 | 0.08375 | 1.3333e-05 | 1.1833e-05 | 0 | 0.083775 | 0 | Version 2026.2
Concrete (in-situ) | Concrete, 40 MPa | >32 MPa to ≤40 MPa | Concrete (in-situ), VIC - Melbourne Metro - ECOPact- VE402E5 (Holcim (Australia) Pty Ltd) (Australia) | Concrete_40MPa | Concrete_40MPa | 2025-04-15 | 2030-04-15 | Australia | EPD-IES-20445:001 |  | EPD Australasia |  | m³ | 2400 |  |  |  | 201 | 200 | 0.672 | 0.0569 | 0 | 200.7289 | 0 | 0.08375 | 0.083333 | 0.00028 | 2.3708e-05 | 0 | 0.083637 | 0 | Version 2026.2
Concrete (in-situ) | Concrete, 40 MPa | >32 MPa to ≤40 MPa | Concrete (in-situ), VIC – Melbourne Metro – ECOPact – VZ402E5 (Holcim (Australia) Pty Ltd) (Australia) | Concrete_40MPa | Concrete_40MPa | 2025-04-15 | 2030-04-15 | Australia | EPD-IES-0020446:001 |  | EPD Australasia |  | m³ | 2400 |  |  |  | 201 | 200 | 0.672 | 0.0569 | 0 | 200.7289 | 0 | 0.08375 | 0.083333 | 0.00028 | 2.3708e-05 | 0 | 0.083637 | 0 | Version 2026.2
Concrete (in-situ) | Concrete, ? MPa, | Not used | Concrete (in-situ), Ready-mix concrete (Holcim (Australia) Pty Ltd) (Australia) |  |  | 2025-05-19 | 2030-05-19 | Australia | EPD-IES-0021993:001 | Version 1 | EPD Australasia |  | m³ | 2400 |  |  |  | 147 | 147 | 0.142 | 0.0263 | 0 | 147.1683 | 0 | 0.06125 | 0.06125 | 5.9167e-05 | 1.0958e-05 | 0 | 0.06132 | 0 | Version 2026.2
Concrete (in-situ) | Concrete, 40 MPa | >32 MPa to ≤40 MPa | Concrete (in-situ), VIC - Melbourne Metro - ECOPact- VE401EVR2 (Holcim (Australia) Pty Ltd) (Australia) | Concrete_40MPa | Concrete_40MPa | 2025-04-15 | 2030-04-15 | Australia | EPD-IES-20582:001 |  | EPD Australasia |  | m³ | 2400 |  |  |  | 201 | 200 | 0.618 | 0.0551 | 0 | 200.6731 | 0 | 0.08375 | 0.083333 | 0.0002575 | 2.2958e-05 | 0 | 0.083614 | 0 | Version 2026.2
Concrete (in-situ) | Concrete, 40 MPa | >32 MPa to ≤40 MPa | Concrete (in-situ), SA - ADLC - ECOPact Mixes- SE401E (Holcim (Australia) Pty Ltd) (Australia) | Concrete_40MPa | Concrete_40MPa | 2025-05-23 | 2030-05-23 | Australia | EPD-IES-22071:001 |  | EPD Australasia |  | m³ | 2400 |  |  |  | 201 | 200 | 0.382 | 0.756 | 0 | 201.138 | 0 | 0.08375 | 0.083333 | 0.00015917 | 0.000315 | 0 | 0.083808 | 0 | Version 2026.2
Concrete (in-situ) |  | Not used | Concrete (in-situ), ZTPIL40A (Heidelberg Materials Australia Pty Ltd) (Australia) |  |  | 2025-01-17 | 2029-12-11 | Australia | EPD-IES-0006586:002 | Version 2 | EPD Australasia |  | m³ | 2353 |  |  |  | 202 | 202 | 0.0207 | 0.0303 | 0 | 202.051 | 0 | 0.085848 | 0.085848 | 8.7973e-06 | 1.2877e-05 | 0 | 0.08587 | 0 | Version 2026.2
Concrete (in-situ) | Concrete, 20 MPa | >10 MPa to ≤20 MPa | Concrete (in-situ), QLD - Sunshine Coast - ECOPact - QE202E (Holcim (Australia) Pty Ltd) (Australia) | Concrete_20MPa | Concrete_20MPa | 2025-06-13 | 2030-06-13 | Australia | EPD-IES-23447:001 |  | EPD Australasia |  | m³ | 2400 |  |  |  | 202 | 201 | 0.993 | 0.0132 | 0 | 202.0062 | 0 | 0.084167 | 0.08375 | 0.00041375 | 5.5e-06 | 0 | 0.084169 | 0 | Version 2026.2
Concrete (in-situ) | Concrete, 20 MPa | >10 MPa to ≤20 MPa | Concrete (in-situ), WA - Southwest - ECOPact - WE204E1 (Holcim (Australia) Pty Ltd) (Australia) | Concrete_20MPa | Concrete_20MPa | 2025-05-19 | 2030-05-19 | Australia | EPD-IES-21969:001 |  | EPD Australasia |  | m³ | 2400 |  |  |  | 202 | 202 | 0.681 | 0.0172 | 0 | 202.6982 | 0 | 0.084167 | 0.084167 | 0.00028375 | 7.1667e-06 | 0 | 0.084458 | 0 | Version 2026.2
Concrete (in-situ) | Concrete, 40 MPa | >32 MPa to ≤40 MPa | Concrete (in-situ), QLD - Southport - Climate Active - QZ402EEZY (Holcim (Australia) Pty Ltd) (Australia) | Concrete_40MPa | Concrete_40MPa | 2025-04-17 | 2030-04-17 | Australia | EPD-IES-20730:001 |  | EPD Australasia |  | m³ | 2400 |  |  |  | 202 | 201 | 0.993 | 0.0132 | 0 | 202.0062 | 0 | 0.084167 | 0.08375 | 0.00041375 | 5.5e-06 | 0 | 0.084169 | 0 | Version 2026.2
Concrete (in-situ) | Concrete, 20 MPa | >10 MPa to ≤20 MPa | Concrete (in-situ), Climate Active – WA - Bunbury - WN202B (Holcim (Australia) Pty Ltd) (Australia) | Concrete_20MPa | Concrete_20MPa | 2025-04-17 | 2030-04-17 | Australia | EPD-IES-0020787:001 |  | EPD Australasia |  | m³ | 2400 |  |  |  | 202 | 201 | 0.737 | 0.0188 | 0 | 201.7558 | 0 | 0.084167 | 0.08375 | 0.00030708 | 7.8333e-06 | 0 | 0.084065 | 0 | Version 2026.2
Concrete (in-situ) | Concrete, 20 MPa | >10 MPa to ≤20 MPa | Concrete (in-situ), NSW – West NSW – ECOPact – NE201E342 (Holcim (Australia) Pty Ltd) (Australia) | Concrete_20MPa | Concrete_20MPa | 2025-06-19 | 2030-06-19 | Australia | EPD-IES-0023689:001 |  | EPD Australasia |  | m³ | 2400 |  |  |  | 202 | 202 | 0.146 | 0.0204 | 0 | 202.1664 | 0 | 0.084167 | 0.084167 | 6.0833e-05 | 8.5e-06 | 0 | 0.084236 | 0 | Version 2026.2
Concrete (in-situ) | Concrete, 40 MPa | >32 MPa to ≤40 MPa | Concrete (in-situ), QLD - Tweed - Climate Active - QZ402E100 (Holcim (Australia) Pty Ltd) (Australia) | Concrete_40MPa | Concrete_40MPa | 2025-04-17 | 2030-04-17 | Australia | EPD-IES-20725:001 |  | EPD Australasia |  | m³ | 2400 |  |  |  | 202 | 201 | 0.997 | 0.0132 | 0 | 202.0102 | 0 | 0.084167 | 0.08375 | 0.00041542 | 5.5e-06 | 0 | 0.084171 | 0 | Version 2026.2
Concrete (in-situ) | Concrete, 40 MPa | >32 MPa to ≤40 MPa | Concrete (in-situ), Climate Active – QLD - Burleigh - QZ402E100 (Holcim (Australia) Pty Ltd) (Australia) | Concrete_40MPa | Concrete_40MPa | 2025-04-17 | 2030-04-17 | Australia | EPD-IES-0020726:001 |  | EPD Australasia |  | m³ | 2400 |  |  |  | 202 | 201 | 1.01 | 0.0132 | 0 | 202.0232 | 0 | 0.084167 | 0.08375 | 0.00042083 | 5.5e-06 | 0 | 0.084176 | 0 | Version 2026.2
Concrete (in-situ) | Concrete, 40 MPa | >32 MPa to ≤40 MPa | Concrete (in-situ), VIC – Melbourne Metro – ECOPact – VE402ESW (Holcim (Australia) Pty Ltd) (Australia) | Concrete_40MPa | Concrete_40MPa | 2025-04-15 | 2030-04-15 | Australia | EPD-IES-0020460:001 |  | EPD Australasia |  | m³ | 2400 |  |  |  | 202 | 201 | 0.67 | 0.0554 | 0 | 201.7254 | 0 | 0.084167 | 0.08375 | 0.00027917 | 2.3083e-05 | 0 | 0.084052 | 0 | Version 2026.2
Concrete (in-situ) | Concrete, 20 MPa | >10 MPa to ≤20 MPa | Concrete (in-situ), NSW - Coffs Coast - ECOPact- NE202L1 (Holcim (Australia) Pty Ltd) (Australia) | Concrete_20MPa | Concrete_20MPa | 2025-04-22 | 2030-04-22 | Australia | EPD-IES-18536:001 |  | EPD Australasia |  | m³ | 2400 |  |  |  | 202 | 202 | 0.167 | 0.0222 | 0 | 202.1892 | 0 | 0.084167 | 0.084167 | 6.9583e-05 | 9.25e-06 | 0 | 0.084246 | 0 | Version 2026.2
Concrete (in-situ) | Concrete, 20 MPa | >10 MPa to ≤20 MPa | Concrete (in-situ), WA - Southwest - ECOPact - WE201EBMX (Holcim (Australia) Pty Ltd) (Australia) | Concrete_20MPa | Concrete_20MPa | 2025-05-19 | 2030-05-19 | Australia | EPD-IES-21967:001 |  | EPD Australasia |  | m³ | 2400 |  |  |  | 202 | 202 | 0.644 | 0.0168 | 0 | 202.6608 | 0 | 0.084167 | 0.084167 | 0.00026833 | 7e-06 | 0 | 0.084442 | 0 | Version 2026.2
Concrete (in-situ) | Concrete, 20 MPa | >10 MPa to ≤20 MPa | Concrete (in-situ), Climate Active – NSW - Taree (Blackhead) - NE202L290 (Holcim (Australia) Pty Ltd) (Australia) | Concrete_20MPa | Concrete_20MPa | 2025-04-17 | 2030-04-17 | Australia | EPD-IES-0020613:001 |  | EPD Australasia |  | m³ | 2400 |  |  |  | 202 | 202 | 0.146 | 0.0204 | 0 | 202.1664 | 0 | 0.084167 | 0.084167 | 6.0833e-05 | 8.5e-06 | 0 | 0.084236 | 0 | Version 2026.2
Concrete (in-situ) | Concrete, 40 MPa | >32 MPa to ≤40 MPa | Concrete (in-situ), Climate Active – QLD - Tweed - QZ402EEZY (Holcim (Australia) Pty Ltd) (Australia) | Concrete_40MPa | Concrete_40MPa | 2025-04-17 | 2030-04-17 | Australia | EPD-IES-0020731:001 |  | EPD Australasia |  | m³ | 2400 |  |  |  | 202 | 201 | 0.984 | 0.0131 | 0 | 201.9971 | 0 | 0.084167 | 0.08375 | 0.00041 | 5.4583e-06 | 0 | 0.084165 | 0 | Version 2026.2
Concrete (in-situ) | Concrete, 25 MPa | >20 MPa to ≤25 MPa | Concrete (in-situ), WA – Perth Metro – ECOPact – WE251E2 (Holcim (Australia) Pty Ltd) (Australia) | Concrete_25MPa | Concrete_25MPa | 2025-05-27 | 2030-05-27 | Australia | EPD-IES-0023292:001 | Version 1 | EPD Australasia |  | m³ | 2400 |  |  |  | 203 | 202 | 0.705 | 0 | 0 | 202.705 | 0 | 0.084583 | 0.084167 | 0.00029375 | 0 | 0 | 0.08446 | 0 | Version 2026.2
Concrete (in-situ) | Concrete, 40 MPa | >32 MPa to ≤40 MPa | Concrete (in-situ), VIC – Melbourne Metro – ECOPact – VE401E (Holcim (Australia) Pty Ltd) (Australia) | Concrete_40MPa | Concrete_40MPa | 2025-04-15 | 2030-04-15 | Australia | EPD-IES-0020464:001 |  | EPD Australasia |  | m³ | 2400 |  |  |  | 203 | 203 | 0.621 | 0.059 | 0 | 203.68 | 0 | 0.084583 | 0.084583 | 0.00025875 | 2.4583e-05 | 0 | 0.084867 | 0 | Version 2026.2
Concrete (in-situ) | Concrete, 32 MPa | >25 MPa to ≤32 MPa | Concrete (in-situ), VIC – Melbourne Metro – ECOPact – VE322E56 (Holcim (Australia) Pty Ltd) (Australia) | Concrete_32MPa | Concrete_32MPa | 2025-04-15 | 2030-04-15 | Australia | EPD-IES-0020408:001 |  | EPD Australasia |  | m³ | 2400 |  |  |  | 203 | 202 | 0.632 | 0.0621 | 0 | 202.6941 | 0 | 0.084583 | 0.084167 | 0.00026333 | 2.5875e-05 | 0 | 0.084456 | 0 | Version 2026.2
Concrete (in-situ) | Concrete, 20 MPa | >10 MPa to ≤20 MPa | Concrete (in-situ), NSW - Far North Coast - ECOPact - NE202LLH1 (Holcim (Australia) Pty Ltd) (Australia) | Concrete_20MPa | Concrete_20MPa | 2025-06-13 | 2030-06-13 | Australia | EPD-IES-23523:001 |  | EPD Australasia |  | m³ | 2400 |  |  |  | 203 | 203 | 0.149 | 0.02 | 0 | 203.169 | 0 | 0.084583 | 0.084583 | 6.2083e-05 | 8.3333e-06 | 0 | 0.084654 | 0 | Version 2026.2
Concrete (in-situ) | Concrete, 20 MPa | >10 MPa to ≤20 MPa | Concrete (in-situ), NSW - Coffs Coast - ECOPact- NE202L8 (Holcim (Australia) Pty Ltd) (Australia) | Concrete_20MPa | Concrete_20MPa | 2025-04-22 | 2030-04-22 | Australia | EPD-IES-18538:001 |  | EPD Australasia |  | m³ | 2400 |  |  |  | 203 | 203 | 0.167 | 0.0223 | 0 | 203.1893 | 0 | 0.084583 | 0.084583 | 6.9583e-05 | 9.2917e-06 | 0 | 0.084662 | 0 | Version 2026.2
Concrete (in-situ) | Concrete, 40 MPa | >32 MPa to ≤40 MPa | Concrete (in-situ), VIC - Melbourne Metro - ECOPact- VE402ESWC (Holcim (Australia) Pty Ltd) (Australia) | Concrete_40MPa | Concrete_40MPa | 2025-04-15 | 2030-04-15 | Australia | EPD-IES-20498:001 |  | EPD Australasia |  | m³ | 2400 |  |  |  | 203 | 202 | 0.737 | 0.0559 | 0 | 202.7929 | 0 | 0.084583 | 0.084167 | 0.00030708 | 2.3292e-05 | 0 | 0.084497 | 0 | Version 2026.2
Concrete (in-situ) | Concrete, 40 MPa | >32 MPa to ≤40 MPa | Concrete (in-situ), VIC - Melbourne Metro - ECOPact- VE402ESW (Holcim (Australia) Pty Ltd) (Australia) | Concrete_40MPa | Concrete_40MPa | 2025-04-15 | 2030-04-15 | Australia | EPD-IES-20499:001 |  | EPD Australasia |  | m³ | 2400 |  |  |  | 203 | 202 | 0.737 | 0.0559 | 0 | 202.7929 | 0 | 0.084583 | 0.084167 | 0.00030708 | 2.3292e-05 | 0 | 0.084497 | 0 | Version 2026.2
Concrete (in-situ) | Concrete, 40 MPa | >32 MPa to ≤40 MPa | Concrete (in-situ), VIC – Melbourne Metro – ECOPact – BE401E (Holcim (Australia) Pty Ltd) (Australia) | Concrete_40MPa | Concrete_40MPa | 2025-05-28 | 2030-05-28 | Australia | EPD-IES-0023270:001 |  | EPD Australasia |  | m³ | 2400 |  |  |  | 203 | 203 | 0.621 | 0.059 | 0 | 203.68 | 0 | 0.084583 | 0.084583 | 0.00025875 | 2.4583e-05 | 0 | 0.084867 | 0 | Version 2026.2
Concrete (in-situ) | Concrete, ? MPa, | Not used | Concrete (in-situ), Ready-mix concrete (Holcim (Australia) Pty Ltd) (Australia) |  |  | 2025-05-19 | 2030-05-19 | Australia | EPD-IES-0021993:001 | Version 1 | EPD Australasia |  | m³ | 2400 |  |  |  | 147 | 147 | 0.142 | 0.0263 | 0 | 147.1683 | 0 | 0.06125 | 0.06125 | 5.9167e-05 | 1.0958e-05 | 0 | 0.06132 | 0 | Version 2026.2
Concrete (in-situ) | Concrete, 40 MPa | >32 MPa to ≤40 MPa | Concrete (in-situ), VIC – North East Link Project – Spark – VS404NESW (Holcim (Australia) Pty Ltd) (Australia) | Concrete_40MPa | Concrete_40MPa | 2025-03-04 | 2030-03-04 | Australia | EPD-IES-0018490:001 |  | EPD Australasia |  | m³ | 2400 |  |  |  | 203 | 202 | 0.65 | 0.0554 | 0 | 202.7054 | 0 | 0.084583 | 0.084167 | 0.00027083 | 2.3083e-05 | 0 | 0.084461 | 0 | Version 2026.2
Concrete (in-situ) | Concrete, 40 MPa | >32 MPa to ≤40 MPa | Concrete (in-situ), SA - ADLC - ECOPact Mixes- SE402EF45 (Holcim (Australia) Pty Ltd) (Australia) | Concrete_40MPa | Concrete_40MPa | 2025-05-23 | 2030-05-23 | Australia | EPD-IES-22156:001 |  | EPD Australasia |  | m³ | 2400 |  |  |  | 203 | 201 | 0.382 | 0.769 | 0 | 202.151 | 0 | 0.084583 | 0.08375 | 0.00015917 | 0.00032042 | 0 | 0.08423 | 0 | Version 2026.2
Concrete (in-situ) | Concrete, 65 MPa | >50 MPa to ≤65 MPa | Concrete (in-situ), Premix Concrete - 65MPa Tremie SP (Piave Premix Concrete Pty Ltd) (Australia) | Concrete_65MPa | Concrete_65MPa | 2025-03-31 | 2030-03-31 | Australia | EPD-IES-0017578 | Version 59 | EPD Australasia |  | m³ | 2467 |  |  |  | 261 | 261 | 0 | 0.0314 | 0 | 261 | 0 | 0.1058 | 0.1058 | 0 | 1.2728e-05 | 0 | 0.1058 | 0 | Version 2026.2
Concrete (in-situ) | Concrete, 20 MPa | >10 MPa to ≤20 MPa | Concrete (in-situ), WA – Mid West – ECOPact – WE201E1 (Holcim (Australia) Pty Ltd) (Australia) | Concrete_20MPa | Concrete_20MPa | 2025-03-24 | 2030-03-24 | Australia | EPD-IES-0014358:001 |  | EPD Australasia |  | m³ | 2400 |  |  |  | 204 | 203 | 0.681 | 0.0176 | 0 | 203.6986 | 0 | 0.085 | 0.084583 | 0.00028375 | 7.3333e-06 | 0 | 0.084874 | 0 | Version 2026.2
Concrete (in-situ) | Concrete, 40 MPa | >32 MPa to ≤40 MPa | Concrete (in-situ), VIC – Melbourne Metro – ECOPact – VE402A255 (Holcim (Australia) Pty Ltd) (Australia) | Concrete_40MPa | Concrete_40MPa | 2025-04-15 | 2030-04-15 | Australia | EPD-IES-0020584:001 |  | EPD Australasia |  | m³ | 2400 |  |  |  | 204 | 203 | 0.688 | 0.0643 | 0 | 203.7523 | 0 | 0.085 | 0.084583 | 0.00028667 | 2.6792e-05 | 0 | 0.084897 | 0 | Version 2026.2
Concrete (in-situ) | Concrete, ? MPa, | Not used | Concrete (in-situ), Ready-mix concrete (Holcim (Australia) Pty Ltd) (Australia) |  |  | 2025-05-19 | 2030-05-19 | Australia | EPD-IES-0021993:001 | Version 1 | EPD Australasia |  | m³ | 2400 |  |  |  | 147 | 147 | 0.142 | 0.0263 | 0 | 147.1683 | 0 | 0.06125 | 0.06125 | 5.9167e-05 | 1.0958e-05 | 0 | 0.06132 | 0 | Version 2026.2
Concrete (in-situ) | Concrete, 65 MPa | >50 MPa to ≤65 MPa | Concrete (in-situ), Premix Concrete – 65MPa CFA (Piave Premix Concrete Pty Ltd) (Australia) | Concrete_65MPa | Concrete_65MPa | 2025-03-31 | 2030-03-31 | Australia | EPD-IES-0017592 | Version 37 | EPD Australasia |  | m³ | 2337 |  |  |  | 267 | 267 | 0 | 0.0389 | 0 | 267 | 0 | 0.11425 | 0.11425 | 0 | 1.6645e-05 | 0 | 0.11425 | 0 | Version 2026.2
Concrete (in-situ) | Concrete, 65 MPa | >50 MPa to ≤65 MPa | Concrete (in-situ), LCHP60SCC65 (Elvin Group (ACT) Pty Ltd) (Australia) | Concrete_65MPa | Concrete_65MPa | 2025-06-20 | 2030-06-20 | Australia | EPD-IES-0024555:001 | Version 1 | EPD Australasia |  | m³ | 2380 |  |  |  | 271.1825 | 271 | 0.134 | 0.0485 | 0 | 271.1825 | 0 | 0.11394 | 0.11387 | 5.6303e-05 | 2.0378e-05 | 0 | 0.11394 | 0 | Version 2026.2
Concrete precast | Precast concrete panel (inc. reinforcing) | Prefabricated concrete | Concrete precast, Columns / Walls - Class 80 Mpa (Hymix Australia Pty Ltd) (Australia) | Concrete_precast_panel | Concrete_precast_panel | 2025-01-28 | 2030-01-28 | Australia | EPD-IES-0014424:001 | Version 1 | EPD Australasia |  | m³ | 2419.5 |  |  |  | 422 | 422 | 0.0825 | 0.0408 | 0 | 422.1233 | 0 | 0.17442 | 0.17442 | 3.4098e-05 | 1.6863e-05 | 0 | 0.17447 | 0 | Version 2026.2
Concrete (in-situ) | Concrete, 32 MPa | >25 MPa to ≤32 MPa | Concrete (in-situ), QLD – North Queensland – ECOPact – QE322EFB1 (Holcim (Australia) Pty Ltd) (Australia) | Concrete_32MPa | Concrete_32MPa | 2025-05-07 | 2030-05-07 | Australia | EPD-IES-0021937:001 |  | EPD Australasia |  | m³ | 2400 |  |  |  | 204 | 203 | 0.0321 | 0.0268 | 0 | 203.0589 | 0 | 0.085 | 0.084583 | 1.3375e-05 | 1.1167e-05 | 0 | 0.084608 | 0 | Version 2026.2
Concrete (in-situ) | Concrete, 20 MPa | >10 MPa to ≤20 MPa | Concrete (in-situ), NSW – Far North Coast – ECOPact – NE201L1L2 (Holcim (Australia) Pty Ltd) (Australia) | Concrete_20MPa | Concrete_20MPa | 2025-05-19 | 2030-05-19 | Australia | EPD-IES-0022008:001 |  | EPD Australasia |  | m³ | 2400 |  |  |  | 204 | 204 | 0.158 | 0.0209 | 0 | 204.1789 | 0 | 0.085 | 0.085 | 6.5833e-05 | 8.7083e-06 | 0 | 0.085075 | 0 | Version 2026.2
Concrete (in-situ) | Concrete, 20 MPa | >10 MPa to ≤20 MPa | Concrete (in-situ), NSW - Coffs Coast - ECOPact- NE201LBX (Holcim (Australia) Pty Ltd) (Australia) | Concrete_20MPa | Concrete_20MPa | 2025-04-22 | 2030-04-22 | Australia | EPD-IES-18535:001 |  | EPD Australasia |  | m³ | 2400 |  |  |  | 204 | 203 | 0.168 | 0.0224 | 0 | 203.1904 | 0 | 0.085 | 0.084583 | 7e-05 | 9.3333e-06 | 0 | 0.084663 | 0 | Version 2026.2
Concrete (in-situ) | Concrete, ? MPa, | Not used | Concrete (in-situ), Ready-mix concrete (Holcim (Australia) Pty Ltd) (Australia) |  |  | 2025-05-19 | 2030-05-19 | Australia | EPD-IES-0021993:001 | Version 1 | EPD Australasia |  | m³ | 2400 |  |  |  | 147 | 147 | 0.142 | 0.0263 | 0 | 147.1683 | 0 | 0.06125 | 0.06125 | 5.9167e-05 | 1.0958e-05 | 0 | 0.06132 | 0 | Version 2026.2
Concrete (in-situ) | Concrete, 32 MPa | >25 MPa to ≤32 MPa | Concrete (in-situ), WA – Perth Metro – ECOPact – WE322EP1 (Holcim (Australia) Pty Ltd) (Australia) | Concrete_32MPa | Concrete_32MPa | 2025-05-27 | 2030-05-27 | Australia | EPD-IES-0023337:001 |  | EPD Australasia |  | m³ | 2400 |  |  |  | 204 | 203 | 0.715 | 0 | 0 | 203.715 | 0 | 0.085 | 0.084583 | 0.00029792 | 0 | 0 | 0.084881 | 0 | Version 2026.2
Concrete (in-situ) | Concrete, 40 MPa | >32 MPa to ≤40 MPa | Concrete (in-situ), VIC – Melbourne Metro – ECOPact – VE402A252 (Holcim (Australia) Pty Ltd) (Australia) | Concrete_40MPa | Concrete_40MPa | 2025-04-15 | 2030-04-15 | Australia | EPD-IES-0020583:001 |  | EPD Australasia |  | m³ | 2400 |  |  |  | 204 | 203 | 0.65 | 0.0644 | 0 | 203.7144 | 0 | 0.085 | 0.084583 | 0.00027083 | 2.6833e-05 | 0 | 0.084881 | 0 | Version 2026.2
Concrete (in-situ) | Concrete, 40 MPa | >32 MPa to ≤40 MPa | Concrete (in-situ), GS LCT60G40 40 MPa (LCT60G40) (Elvin Group (ACT) Pty Ltd) (Australia) | Concrete_40MPa | Concrete_40MPa | 2025-03-07 | 2030-03-07 | Australia | EPD-IES-0019684:001 | Version 1 | EPD Australasia |  | m³ | 2380 |  |  |  | 205 | 205 | 0.159 | 0.04 | 0 | 205.199 | 0 | 0.086134 | 0.086134 | 6.6807e-05 | 1.6807e-05 | 0 | 0.086218 | 0 | Version 2026.2
Concrete (in-situ) | Concrete, 32 MPa | >25 MPa to ≤32 MPa | Concrete (in-situ), GS SLCT60S32 32 MPa (SLCT60S32) (Elvin Group (ACT) Pty Ltd) (Australia) | Concrete_32MPa | Concrete_32MPa | 2025-03-07 | 2030-03-07 | Australia | EPD-IES-0019687:001 | Version 1 | EPD Australasia |  | m³ | 2330 |  |  |  | 205 | 204 | 0.112 | 0.0388 | 0 | 204.1508 | 0 | 0.087983 | 0.087554 | 4.8069e-05 | 1.6652e-05 | 0 | 0.087618 | 0 | Version 2026.2
Concrete (in-situ) | Concrete, 50 MPa | >40 MPa to ≤50 MPa | Concrete (in-situ), N50/20/100 GP/FA blend (Nucon Concrete Pty Ltd) (Australia) | Concrete_50MPa | Concrete_50MPa | 2025-06-18 | 2030-06-18 | Australia | EPD-IES-0024293:001 | Version 5 | EPD Australasia |  | m³ | 2350 |  |  |  | 205 | 204 | 0.98 | 0.0159 | 0 | 204.9959 | 0 | 0.087234 | 0.086809 | 0.00041702 | 6.766e-06 | 0 | 0.087232 | 0 | Version 2026.2
Concrete (in-situ) | Concrete, 40 MPa | >32 MPa to ≤40 MPa | Concrete (in-situ), Premix Concrete - 40MPA CFA (Piave Premix Concrete Pty Ltd) (Australia) | Concrete_40MPa | Concrete_40MPa | 2025-03-31 | 2030-03-31 | Australia | EPD-IES-17589 | Version 26 | EPD Australasia |  | m³ | 2315 |  |  |  | 205 | 205 | 0 | 0 | 0 | 205 | 0 | 0.088553 | 0.088553 | 0 | 0 | 0 | 0.088553 | 0 | Version 2026.2
Concrete (in-situ) | Concrete, 25 MPa | >20 MPa to ≤25 MPa | Concrete (in-situ), QLD – Sunshine Coast – ECOPact – QE251LEZY (Holcim (Australia) Pty Ltd) (Australia) | Concrete_25MPa | Concrete_25MPa | 2025-06-13 | 2030-06-13 | Australia | EPD-IES-0023470:001 |  | EPD Australasia |  | m³ | 2400 |  |  |  | 205 | 204 | 0.98 | 0.0159 | 0 | 204.9959 | 0 | 0.085417 | 0.085 | 0.00040833 | 6.625e-06 | 0 | 0.085415 | 0 | Version 2026.2
Concrete (in-situ) | Concrete, 40 MPa | >32 MPa to ≤40 MPa | Concrete (in-situ), VIC - Keilor - Climate Active - VZ402E (Holcim (Australia) Pty Ltd) (Australia) | Concrete_40MPa | Concrete_40MPa | 2025-04-17 | 2030-04-17 | Australia | EPD-IES-20775:001 |  | EPD Australasia |  | m³ | 2400 |  |  |  | 205 | 204 | 0.591 | 0.0583 | 0 | 204.6493 | 0 | 0.085417 | 0.085 | 0.00024625 | 2.4292e-05 | 0 | 0.085271 | 0 | Version 2026.2
Concrete (in-situ) | Concrete, 40 MPa | >32 MPa to ≤40 MPa | Concrete (in-situ), WA – Perth Metro – ECOPact – WE402EC03 (Holcim (Australia) Pty Ltd) (Australia) | Concrete_40MPa | Concrete_40MPa | 2025-05-27 | 2030-05-27 | Australia | EPD-IES-0023335:001 |  | EPD Australasia |  | m³ | 2400 |  |  |  | 205 | 204 | 0.637 | 0 | 0 | 204.637 | 0 | 0.085417 | 0.085 | 0.00026542 | 0 | 0 | 0.085265 | 0 | Version 2026.2
Concrete (in-situ) | Concrete, 32 MPa | Not used | Concrete (in-situ), VIC - Melbourne Metro - ECOPact - VE322EF2 + 5KG Recycled Plastic FIB (Holcim (Australia) Pty Ltd) (Australia) |  |  | 2025-05-28 | 2030-05-28 | Australia | EPD-IES-20409:001 |  | EPD Australasia |  | m³ | 2400 |  |  |  | 205 | 204 | 0.374 | 0.0605 | 0 | 204.4345 | 0 | 0.085417 | 0.085 | 0.00015583 | 2.5208e-05 | 0 | 0.085181 | 0 | Version 2026.2
Concrete (in-situ) | Concrete, 20 MPa | >10 MPa to ≤20 MPa | Concrete (in-situ), NSW - Far North Coast - ECOPact - NE201L (Holcim (Australia) Pty Ltd) (Australia) | Concrete_20MPa | Concrete_20MPa | 2025-05-19 | 2030-05-19 | Australia | EPD-IES-22005:001 |  | EPD Australasia |  | m³ | 2400 |  |  |  | 205 | 205 | 0.156 | 0.0211 | 0 | 205.1771 | 0 | 0.085417 | 0.085417 | 6.5e-05 | 8.7917e-06 | 0 | 0.08549 | 0 | Version 2026.2
Concrete (in-situ) | Concrete, 20 MPa | >10 MPa to ≤20 MPa | Concrete (in-situ), NSW - Far North Coast - ECOPact - NE201L100 (Holcim (Australia) Pty Ltd) (Australia) | Concrete_20MPa | Concrete_20MPa | 2025-05-19 | 2030-05-19 | Australia | EPD-IES-22006:001 |  | EPD Australasia |  | m³ | 2400 |  |  |  | 205 | 205 | 0.155 | 0.0211 | 0 | 205.1761 | 0 | 0.085417 | 0.085417 | 6.4583e-05 | 8.7917e-06 | 0 | 0.08549 | 0 | Version 2026.2
Concrete (in-situ) | Concrete, 20 MPa | >10 MPa to ≤20 MPa | Concrete (in-situ), NSW - Far North Coast - ECOPact - NE201L120 (Holcim (Australia) Pty Ltd) (Australia) | Concrete_20MPa | Concrete_20MPa | 2025-05-19 | 2030-05-19 | Australia | EPD-IES-22007:001 |  | EPD Australasia |  | m³ | 2400 |  |  |  | 205 | 205 | 0.155 | 0.0211 | 0 | 205.1761 | 0 | 0.085417 | 0.085417 | 6.4583e-05 | 8.7917e-06 | 0 | 0.08549 | 0 | Version 2026.2
Concrete (in-situ) | Concrete, 20 MPa | >10 MPa to ≤20 MPa | Concrete (in-situ), NSW – Far North Coast – ECOPact – NE202L (Holcim (Australia) Pty Ltd) (Australia) | Concrete_20MPa | Concrete_20MPa | 2025-05-19 | 2030-05-19 | Australia | EPD-IES-0022009:001 |  | EPD Australasia |  | m³ | 2400 |  |  |  | 205 | 205 | 0.157 | 0.0212 | 0 | 205.1782 | 0 | 0.085417 | 0.085417 | 6.5417e-05 | 8.8333e-06 | 0 | 0.085491 | 0 | Version 2026.2
Concrete (in-situ) | Concrete, 20 MPa | >10 MPa to ≤20 MPa | Concrete (in-situ), NSW – Far North Coast – ECOPact – NE202L100 (Holcim (Australia) Pty Ltd) (Australia) | Concrete_20MPa | Concrete_20MPa | 2025-05-19 | 2030-05-19 | Australia | EPD-IES-0022010:001 |  | EPD Australasia |  | m³ | 2400 |  |  |  | 205 | 205 | 0.156 | 0.0211 | 0 | 205.1771 | 0 | 0.085417 | 0.085417 | 6.5e-05 | 8.7917e-06 | 0 | 0.08549 | 0 | Version 2026.2
Concrete (in-situ) | Concrete, 50 MPa | >40 MPa to ≤50 MPa | Concrete (in-situ), VIC - Melbourne Metro - ECOPact- VE502SRDW (Holcim (Australia) Pty Ltd) (Australia) | Concrete_50MPa | Concrete_50MPa | 2025-04-15 | 2030-04-15 | Australia | EPD-IES-20530:001 |  | EPD Australasia |  | m³ | 2400 |  |  |  | 205 | 205 | 0.652 | 0.0546 | 0 | 205.7066 | 0 | 0.085417 | 0.085417 | 0.00027167 | 2.275e-05 | 0 | 0.085711 | 0 | Version 2026.2
Concrete (in-situ) | Concrete, 32 MPa | >25 MPa to ≤32 MPa | Concrete (in-situ), VIC - Melbourne Metro - ECOPact- VE327EKC3 (Holcim (Australia) Pty Ltd) (Australia) | Concrete_32MPa | Concrete_32MPa | 2025-04-15 | 2030-04-15 | Australia | EPD-IES-20575:001 |  | EPD Australasia |  | m³ | 2400 |  |  |  | 205 | 204 | 0.832 | 0.0594 | 0 | 204.8914 | 0 | 0.085417 | 0.085 | 0.00034667 | 2.475e-05 | 0 | 0.085371 | 0 | Version 2026.2
Concrete (in-situ) | Concrete, 25 MPa | >20 MPa to ≤25 MPa | Concrete (in-situ), WA – Perth Metro – ECOPact – WE251EKC (Holcim (Australia) Pty Ltd) (Australia) | Concrete_25MPa | Concrete_25MPa | 2025-05-27 | 2030-05-27 | Australia | EPD-IES-0023294:001 |  | EPD Australasia |  | m³ | 2400 |  |  |  | 205 | 204 | 0.733 | 0 | 0 | 204.733 | 0 | 0.085417 | 0.085 | 0.00030542 | 0 | 0 | 0.085305 | 0 | Version 2026.2
Concrete (in-situ) | Concrete, 32 MPa | >25 MPa to ≤32 MPa | Concrete (in-situ), GS LCT50G32 32 MPa (LCT50G32) (Elvin Group (ACT) Pty Ltd) (Australia) | Concrete_32MPa | Concrete_32MPa | 2025-03-07 | 2030-03-07 | Australia | EPD-IES-0019673:001 | Version 1 | EPD Australasia |  | m³ | 2370 |  |  |  | 206 | 206 | 0.16 | 0.0383 | 0 | 206.1983 | 0 | 0.08692 | 0.08692 | 6.7511e-05 | 1.616e-05 | 0 | 0.087004 | 0 | Version 2026.2
Concrete (in-situ) | Concrete, 40 MPa | >32 MPa to ≤40 MPa | Concrete (in-situ), QLD – Sunshine Coast – ECOPact – QE401EL21 (Holcim (Australia) Pty Ltd) (Australia) | Concrete_40MPa | Concrete_40MPa | 2025-06-13 | 2030-06-13 | Australia | EPD-IES-0023488:001 |  | EPD Australasia |  | m³ | 2400 |  |  |  | 206 | 205 | 0.914 | 0.0151 | 0 | 205.9291 | 0 | 0.085833 | 0.085417 | 0.00038083 | 6.2917e-06 | 0 | 0.085804 | 0 | Version 2026.2
Concrete (in-situ) | Concrete, 40 MPa | >32 MPa to ≤40 MPa | Concrete (in-situ), QLD - Sunshine Coast - ECOPact - QE401EL22 (Holcim (Australia) Pty Ltd) (Australia) | Concrete_40MPa | Concrete_40MPa | 2025-06-13 | 2030-06-13 | Australia | EPD-IES-23489:001 |  | EPD Australasia |  | m³ | 2400 |  |  |  | 206 | 205 | 0.912 | 0.0152 | 0 | 205.9272 | 0 | 0.085833 | 0.085417 | 0.00038 | 6.3333e-06 | 0 | 0.085803 | 0 | Version 2026.2
Concrete (in-situ) | N/A | Not used | Concrete (in-situ), VIC – North East Link Project – Spark – VP1GSS (Holcim (Australia) Pty Ltd) (Australia) |  |  | 2025-03-13 | 2030-03-13 | Australia | EPD-IES-0018505:001 |  | EPD Australasia |  | m³ | 2400 |  |  |  | 206 | 205 | 0.689 | 0.0185 | 0 | 205.7075 | 0 | 0.085833 | 0.085417 | 0.00028708 | 7.7083e-06 | 0 | 0.085711 | 0 | Version 2026.2
Concrete (in-situ) | Concrete, 40 MPa | >32 MPa to ≤40 MPa | Concrete (in-situ), VIC - Melbourne Metro - ECOPact- VE401E5 (Holcim (Australia) Pty Ltd) (Australia) | Concrete_40MPa | Concrete_40MPa | 2025-04-15 | 2030-04-15 | Australia | EPD-IES-20580:001 |  | EPD Australasia |  | m³ | 2400 |  |  |  | 206 | 205 | 0.653 | 0.0593 | 0 | 205.7123 | 0 | 0.085833 | 0.085417 | 0.00027208 | 2.4708e-05 | 0 | 0.085713 | 0 | Version 2026.2
Concrete (in-situ) | Concrete, 40 MPa | >32 MPa to ≤40 MPa | Concrete (in-situ), WA – Perth – Main Roads WA – WE404TP03 (Holcim (Australia) Pty Ltd) (Australia) | Concrete_40MPa | Concrete_40MPa | 2025-05-16 | 2030-05-16 | Australia | EPD-IES-0022182:001 |  | EPD Australasia |  | m³ | 2400 |  |  |  | 206 | 205 | 0.594 | 0.0169 | 0 | 205.6109 | 0 | 0.085833 | 0.085417 | 0.0002475 | 7.0417e-06 | 0 | 0.085671 | 0 | Version 2026.2
Concrete (in-situ) | Concrete, 40 MPa | >32 MPa to ≤40 MPa | Concrete (in-situ), WA - Perth Metropolitan - ECOPact - WE404EQ01 (Holcim (Australia) Pty Ltd) (Australia) | Concrete_40MPa | Concrete_40MPa | 2025-05-27 | 2030-05-27 | Australia | EPD-IES-23324:001 |  | EPD Australasia |  | m³ | 2400 |  |  |  | 206 | 205 | 0.64 | 0 | 0 | 205.64 | 0 | 0.085833 | 0.085417 | 0.00026667 | 0 | 0 | 0.085683 | 0 | Version 2026.2
Concrete (in-situ) | Shotcrete | 25 MPa shotcrete | Concrete in-situ, TfNSW Shotcrete 25MPa Low Permeability Smoothing Layer (Hymix Australia Pty Ltd) (Australia) | Concrete_shotcrete | Concrete_shotcrete | 2025-01-28 | 2030-01-28 | Australia | EPD-IES-0017598:001 | Version 1 | EPD Australasia |  | m³ | 2269.1 |  |  |  | 375 | 375 | 0.0226 | 0.0732 | 0 | 375.0958 | 0 | 0.16526 | 0.16526 | 9.9599e-06 | 3.2259e-05 | 0 | 0.16531 | 0 | Version 2026.2
Concrete (in-situ) | Concrete, 40 MPa | >32 MPa to ≤40 MPa | Concrete (in-situ), VIC – Melbourne Metro – ECOPact – VE402EVR2 (Holcim (Australia) Pty Ltd) (Australia) | Concrete_40MPa | Concrete_40MPa | 2025-04-15 | 2030-04-15 | Australia | EPD-IES-0020430:001 |  | EPD Australasia |  | m³ | 2400 |  |  |  | 207 | 206 | 0.601 | 0.0572 | 0 | 206.6582 | 0 | 0.08625 | 0.085833 | 0.00025042 | 2.3833e-05 | 0 | 0.086108 | 0 | Version 2026.2
Concrete (in-situ) | Concrete, 40 MPa | >32 MPa to ≤40 MPa | Concrete (in-situ), Climate Active – QLD - Southport - QZ401E200 (Holcim (Australia) Pty Ltd) (Australia) | Concrete_40MPa | Concrete_40MPa | 2025-04-17 | 2030-04-17 | Australia | EPD-IES-0020711:001 |  | EPD Australasia |  | m³ | 2400 |  |  |  | 207 | 206 | 0.963 | 0.0134 | 0 | 206.9764 | 0 | 0.08625 | 0.085833 | 0.00040125 | 5.5833e-06 | 0 | 0.08624 | 0 | Version 2026.2
Concrete (in-situ) | Concrete, 40 MPa | >32 MPa to ≤40 MPa | Concrete (in-situ), Climate Active – QLD - Burleigh - QZ401E200 (Holcim (Australia) Pty Ltd) (Australia) | Concrete_40MPa | Concrete_40MPa | 2025-04-17 | 2030-04-17 | Australia | EPD-IES-0020712:001 |  | EPD Australasia |  | m³ | 2400 |  |  |  | 207 | 206 | 0.963 | 0.0134 | 0 | 206.9764 | 0 | 0.08625 | 0.085833 | 0.00040125 | 5.5833e-06 | 0 | 0.08624 | 0 | Version 2026.2
Concrete (in-situ) | Concrete, ? MPa, | Not used | Concrete (in-situ), Ready-mix concrete (Holcim (Australia) Pty Ltd) (Australia) |  |  | 2025-05-19 | 2030-05-19 | Australia | EPD-IES-0021993:001 | Version 1 | EPD Australasia |  | m³ | 2400 |  |  |  | 147 | 147 | 0.142 | 0.0263 | 0 | 147.1683 | 0 | 0.06125 | 0.06125 | 5.9167e-05 | 1.0958e-05 | 0 | 0.06132 | 0 | Version 2026.2
Concrete (in-situ) | Concrete, 40 MPa | >32 MPa to ≤40 MPa | Concrete (in-situ), VIC - Melbourne Metro - ECOPact - BE402EV2 (Holcim (Australia) Pty Ltd) (Australia) | Concrete_40MPa | Concrete_40MPa | 2025-05-28 | 2030-05-28 | Australia | EPD-IES-23266:001 |  | EPD Australasia |  | m³ | 2400 |  |  |  | 207 | 206 | 0.601 | 0.0572 | 0 | 206.6582 | 0 | 0.08625 | 0.085833 | 0.00025042 | 2.3833e-05 | 0 | 0.086108 | 0 | Version 2026.2
Concrete (in-situ) | Concrete, 32 MPa | >25 MPa to ≤32 MPa | Concrete (in-situ), AE3214 pre-mixed concrete (Aurora Construction Materials Epping Pty. Ltd.) (Australia) | Concrete_32MPa | Concrete_32MPa | 2025-08-15 | 2030-08-15 | Australia | EPD-IES-0021737:001 | Version 1 | EPD Australasia |  | m³ | 2280 |  |  |  | 192 | 193 | -0.23 | 0.0153 | 0 | 193.0153 | 0 | 0.084211 | 0.084649 | -0.00010088 | 6.7105e-06 | 0 | 0.084656 | 0 | Version 2026.2
Concrete (in-situ) | Concrete, 32 MPa | >25 MPa to ≤32 MPa | Concrete (in-situ), AE3220 pre-mixed concrete (Aurora Construction Materials Epping Pty. Ltd.) (Australia) | Concrete_32MPa | Concrete_32MPa | 2025-08-15 | 2030-08-15 | Australia | EPD-IES-0021738:001 | Version 1 | EPD Australasia |  | m³ | 2280 |  |  |  | 192 | 193 | -0.23 | 0.0153 | 0 | 193.0153 | 0 | 0.084211 | 0.084649 | -0.00010088 | 6.7105e-06 | 0 | 0.084656 | 0 | Version 2026.2
Concrete (in-situ) | Concrete, 40 MPa | >32 MPa to ≤40 MPa | Concrete (in-situ), GS LCHP60HPX40 40 MPa (LCHP60HPX40) (Elvin Group (ACT) Pty Ltd) (Australia) | Concrete_40MPa | Concrete_40MPa | 2025-03-07 | 2030-03-07 | Australia | EPD-IES-0019709:001 | Version 1 | EPD Australasia |  | m³ | 2320 |  |  |  | 208 | 207 | 0.158 | 0.0397 | 0 | 207.1977 | 0 | 0.089655 | 0.089224 | 6.8103e-05 | 1.7112e-05 | 0 | 0.089309 | 0 | Version 2026.2
Concrete (in-situ) | Concrete, 25 MPa | >20 MPa to ≤25 MPa | Concrete (in-situ), Blockfill 25 MPa (Hymix Australia Pty Ltd) (Australia) | Concrete_25MPa | Concrete_25MPa | 2025-01-28 | 2030-01-28 | Australia | EPD-IES-0012656:001 | Version 1 | EPD Australasia |  | m³ | 2250.3 |  |  |  | 208 | 208 | 0.0594 | 0.0282 | 0 | 208.0876 | 0 | 0.092432 | 0.092432 | 2.6396e-05 | 1.2532e-05 | 0 | 0.092471 | 0 | Version 2026.2
Concrete (in-situ) | Concrete, 25 MPa | >20 MPa to ≤25 MPa | Concrete (in-situ), N25/20/100 GP/FA blend (Nucon Concrete Pty Ltd) (Australia) | Concrete_25MPa | Concrete_25MPa | 2025-06-18 | 2030-06-18 | Australia | EPD-IES-0024291:001 | Version 3 | EPD Australasia |  | m³ | 2350 |  |  |  | 208 | 208 | 0.154 | 0.0387 | 0 | 208.1927 | 0 | 0.088511 | 0.088511 | 6.5532e-05 | 1.6468e-05 | 0 | 0.088593 | 0 | Version 2026.2
Concrete (in-situ) | Concrete, 60 MPa | >50 MPa to ≤65 MPa | Concrete (in-situ), QLD – Brisbane – ECOPact – QE602PL22 (Holcim (Australia) Pty Ltd) (Australia) | Concrete_65MPa | Concrete_65MPa | 2026-04-15 | 2031-04-15 | Australia | EPD-IES-0021948:002 | Version 2 | EPD Australasia |  | m³ | 2400 |  |  |  | 282 | 281 | 0.749 | 0.0549 | 0 | 281.8039 | 0 | 0.1175 | 0.11708 | 0.00031208 | 2.2875e-05 | 0 | 0.11742 | 0 | Version 2026.2
Concrete (in-situ) | Concrete, 32 MPa | >25 MPa to ≤32 MPa | Concrete (in-situ), SA - ALDC - Geostone Range - SX321MSLN (Holcim (Australia) Pty Ltd) (Australia) | Concrete_32MPa | Concrete_32MPa | 2025-05-28 | 2030-05-28 | Australia | EPD-IES-18573:001 |  | EPD Australasia |  | m³ | 2400 |  |  |  | 208 | 206 | 0.37 | 0.867 | 0 | 207.237 | 0 | 0.086667 | 0.085833 | 0.00015417 | 0.00036125 | 0 | 0.086349 | 0 | Version 2026.2
Concrete (in-situ) | Concrete, 40 MPa | >32 MPa to ≤40 MPa | Concrete (in-situ), QLD - Sunshine Coast - ECOPact - QE401EEZY (Holcim (Australia) Pty Ltd) (Australia) | Concrete_40MPa | Concrete_40MPa | 2025-06-13 | 2030-06-13 | Australia | EPD-IES-23445:001 |  | EPD Australasia |  | m³ | 2400 |  |  |  | 208 | 207 | 1.02 | 0.0153 | 0 | 208.0353 | 0 | 0.086667 | 0.08625 | 0.000425 | 6.375e-06 | 0 | 0.086681 | 0 | Version 2026.2
Concrete (in-situ) | Concrete, 40 MPa | >32 MPa to ≤40 MPa | Concrete (in-situ), Climate Active – QLD - Murarrie - QZ402E100 (Holcim (Australia) Pty Ltd) (Australia) | Concrete_40MPa | Concrete_40MPa | 2025-04-17 | 2030-04-17 | Australia | EPD-IES-0020728:001 |  | EPD Australasia |  | m³ | 2400 |  |  |  | 208 | 207 | 1.02 | 0.0153 | 0 | 208.0353 | 0 | 0.086667 | 0.08625 | 0.000425 | 6.375e-06 | 0 | 0.086681 | 0 | Version 2026.2
Concrete (in-situ) | Concrete, 32 MPa | >25 MPa to ≤32 MPa | Concrete (in-situ), FP324AW22 (Enrich -30) (Heidelberg Materials Australia Pty Ltd) (Australia) | Concrete_32MPa | Concrete_32MPa | 2025-11-25 | 2030-11-25 | Australia | EPD-IES-0018977:001 | Version 1 | EPD Australasia |  | m³ | 2389 |  |  |  | 209 | 209 | 0.164 | 0.0739 | 0 | 209.2379 | 0 | 0.087484 | 0.087484 | 6.8648e-05 | 3.0933e-05 | 0 | 0.087584 | 0 | Version 2026.2
Concrete (in-situ) | Concrete, 32 MPa | >25 MPa to ≤32 MPa | Concrete (in-situ), QLD - Sunshine Coast - ECOPact - QE321EEZY (Holcim (Australia) Pty Ltd) (Australia) | Concrete_32MPa | Concrete_32MPa | 2025-06-13 | 2030-06-13 | Australia | EPD-IES-23444:001 |  | EPD Australasia |  | m³ | 2400 |  |  |  | 209 | 208 | 1.02 | 0.0153 | 0 | 209.0353 | 0 | 0.087083 | 0.086667 | 0.000425 | 6.375e-06 | 0 | 0.087098 | 0 | Version 2026.2
Concrete (in-situ) | Concrete, 40 MPa | >32 MPa to ≤40 MPa | Concrete (in-situ), QLD - Darra - Climate Active - QZ402E100 (Holcim (Australia) Pty Ltd) (Australia) | Concrete_40MPa | Concrete_40MPa | 2025-04-17 | 2030-04-17 | Australia | EPD-IES-20727:001 |  | EPD Australasia |  | m³ | 2400 |  |  |  | 209 | 208 | 1.02 | 0.0153 | 0 | 209.0353 | 0 | 0.087083 | 0.086667 | 0.000425 | 6.375e-06 | 0 | 0.087098 | 0 | Version 2026.2
Concrete (in-situ) | Concrete, 40 MPa | >32 MPa to ≤40 MPa | Concrete (in-situ), NSW – Sydney – ECOPact – NE402E5 (Holcim (Australia) Pty Ltd) (Australia) | Concrete_40MPa | Concrete_40MPa | 2025-05-28 | 2030-05-28 | Australia | EPD-IES-0023390:001 |  | EPD Australasia |  | m³ | 2400 |  |  |  | 209 | 209 | 0.158 | 0.0195 | 0 | 209.1775 | 0 | 0.087083 | 0.087083 | 6.5833e-05 | 8.125e-06 | 0 | 0.087157 | 0 | Version 2026.2
Concrete (in-situ) | Concrete, 32 MPa | >25 MPa to ≤32 MPa | Concrete (in-situ), Enrich-40 Normal-Class 32 MPa (Heidelberg Materials Australia Pty Ltd) (Australia) | Concrete_32MPa | Concrete_32MPa | 2025-01-28 | 2030-01-28 | Australia | EPD-IES-0010046 :001 | Version 1 | EPD Australasia |  | m³ | 2419 |  |  |  | 210 | 210 | 0.0934 | 0.0297 | 0 | 210.1231 | 0 | 0.086813 | 0.086813 | 3.8611e-05 | 1.2278e-05 | 0 | 0.086864 | 0 | Version 2026.2
Concrete (in-situ) | Concrete, 32 MPa | >25 MPa to ≤32 MPa | Concrete (in-situ), HYLO-40 Normal-Class 32 MPa (Hymix Australia Pty Ltd) (Australia) | Concrete_32MPa | Concrete_32MPa | 2025-01-28 | 2030-01-28 | Australia | EPD-IES-0013334:001 | Version 1 | EPD Australasia |  | m³ | 2419 |  |  |  | 210 | 210 | 0.0934 | 0.0297 | 0 | 210.1231 | 0 | 0.086813 | 0.086813 | 3.8611e-05 | 1.2278e-05 | 0 | 0.086864 | 0 | Version 2026.2
Concrete (in-situ) | Concrete, 25 MPa | >20 MPa to ≤25 MPa | Concrete (in-situ), WA - Mid West - ECOPact- WE252E1 (Holcim (Australia) Pty Ltd) (Australia) | Concrete_25MPa | Concrete_25MPa | 2025-03-24 | 2030-03-24 | Australia | EPD-IES-14363:001 |  | EPD Australasia |  | m³ | 2400 |  |  |  | 210 | 209 | 0.708 | 0.0182 | 0 | 209.7262 | 0 | 0.0875 | 0.087083 | 0.000295 | 7.5833e-06 | 0 | 0.087386 | 0 | Version 2026.2
Concrete (in-situ) | Concrete, 32 MPa | >25 MPa to ≤32 MPa | Concrete (in-situ), QLD – Sunshine Coast – ECOPact – QE321EBMX (Holcim (Australia) Pty Ltd) (Australia) | Concrete_32MPa | Concrete_32MPa | 2025-06-13 | 2030-06-13 | Australia | EPD-IES-0023428:001 |  | EPD Australasia |  | m³ | 2400 |  |  |  | 210 | 210 | 0.882 | 0.0158 | 0 | 210.8978 | 0 | 0.0875 | 0.0875 | 0.0003675 | 6.5833e-06 | 0 | 0.087874 | 0 | Version 2026.2
Concrete (in-situ) | Concrete, 32 MPa | >25 MPa to ≤32 MPa | Concrete (in-situ), QLD - Sunshine Coast - ECOPact - QE327EBMX (Holcim (Australia) Pty Ltd) (Australia) | Concrete_32MPa | Concrete_32MPa | 2025-06-13 | 2030-06-13 | Australia | EPD-IES-23432:001 |  | EPD Australasia |  | m³ | 2400 |  |  |  | 210 | 210 | 0.885 | 0.0158 | 0 | 210.9008 | 0 | 0.0875 | 0.0875 | 0.00036875 | 6.5833e-06 | 0 | 0.087875 | 0 | Version 2026.2
Concrete (in-situ) | Concrete, 20 MPa | >10 MPa to ≤20 MPa | Concrete (in-situ), WA - Southwest - ECOPact - WE251E1 (Holcim (Australia) Pty Ltd) (Australia) | Concrete_20MPa | Concrete_20MPa | 2025-05-19 | 2030-05-19 | Australia | EPD-IES-21970:001 |  | EPD Australasia |  | m³ | 2400 |  |  |  | 210 | 210 | 0.703 | 0.0177 | 0 | 210.7207 | 0 | 0.0875 | 0.0875 | 0.00029292 | 7.375e-06 | 0 | 0.0878 | 0 | Version 2026.2
Concrete (in-situ) | Concrete, 50 MPa | >40 MPa to ≤50 MPa | Concrete (in-situ), VIC – Melbourne Metro – ECOPact – BE502ESW (Holcim (Australia) Pty Ltd) (Australia) | Concrete_50MPa | Concrete_50MPa | 2025-05-28 | 2030-05-28 | Australia | EPD-IES-0023285:001 |  | EPD Australasia |  | m³ | 2400 |  |  |  | 210 | 209 | 0.743 | 0.0565 | 0 | 209.7995 | 0 | 0.0875 | 0.087083 | 0.00030958 | 2.3542e-05 | 0 | 0.087416 | 0 | Version 2026.2
Concrete (in-situ) | Concrete, 32 MPa | >25 MPa to ≤32 MPa | Concrete (in-situ), SA - ALDC - Geostone Range - SX321BELL (Holcim (Australia) Pty Ltd) (Australia) | Concrete_32MPa | Concrete_32MPa | 2025-05-28 | 2030-05-28 | Australia | EPD-IES-18560:001 |  | EPD Australasia |  | m³ | 2400 |  |  |  | 210 | 209 | 0.087 | 0.874 | 0 | 209.961 | 0 | 0.0875 | 0.087083 | 3.625e-05 | 0.00036417 | 0 | 0.087484 | 0 | Version 2026.2
Concrete (in-situ) | Concrete, 32 MPa | >25 MPa to ≤32 MPa | Concrete (in-situ), ENRICH-40 FOOTING 32MPA (Heidelberg Materials Australia Pty Ltd) (Australia) | Concrete_32MPa | Concrete_32MPa | 2025-05-02 | 2030-05-02 | Australia | EPD-IES-0018906:001 | Version 1 | EPD Australasia |  | m³ | 2400 |  |  |  | 211 | 209 | 2.36 | 0.0527 | 0 | 211.4127 | 0 | 0.087917 | 0.087083 | 0.00098333 | 2.1958e-05 | 0 | 0.088089 | 0 | Version 2026.2
Concrete (in-situ) | Concrete, 40 MPa | >32 MPa to ≤40 MPa | Concrete (in-situ), SA – Adelaide Metro – ECOPact – SE402APT2 (Holcim (Australia) Pty Ltd) (Australia) | Concrete_40MPa | Concrete_40MPa | 2025-05-23 | 2030-05-23 | Australia | EPD-IES-0022110:001 |  | EPD Australasia |  | m³ | 2400 |  |  |  | 211 | 210 | 0.376 | 0 | 0 | 210.376 | 0 | 0.087917 | 0.0875 | 0.00015667 | 0 | 0 | 0.087657 | 0 | Version 2026.2
Concrete (in-situ) | Concrete, 40 MPa | >32 MPa to ≤40 MPa | Concrete (in-situ), GS SLCT60S40 40 MPa (SLCT60S40) (Elvin Group (ACT) Pty Ltd) (Australia) | Concrete_40MPa | Concrete_40MPa | 2025-03-07 | 2030-03-07 | Australia | EPD-IES-0019688:001 | Version 1 | EPD Australasia |  | m³ | 2360 |  |  |  | 212 | 211 | 0.146 | 0.0397 | 0 | 211.1857 | 0 | 0.089831 | 0.089407 | 6.1864e-05 | 1.6822e-05 | 0 | 0.089485 | 0 | Version 2026.2
Concrete (in-situ) | Concrete, 50 MPa | >40 MPa to ≤50 MPa | Concrete (in-situ), VIC - Melbourne Metro - ECOPact- VE501EVBW (Holcim (Australia) Pty Ltd) (Australia) | Concrete_50MPa | Concrete_50MPa | 2025-04-15 | 2030-04-15 | Australia | EPD-IES-20469:001 |  | EPD Australasia |  | m³ | 2400 |  |  |  | 212 | 211 | 0.673 | 0.0605 | 0 | 211.7335 | 0 | 0.088333 | 0.087917 | 0.00028042 | 2.5208e-05 | 0 | 0.088222 | 0 | Version 2026.2
Concrete (in-situ) | Concrete, 25 MPa | >20 MPa to ≤25 MPa | Concrete (in-situ), WA - Southwest - ECOPact - WE254E1 (Holcim (Australia) Pty Ltd) (Australia) | Concrete_25MPa | Concrete_25MPa | 2025-05-19 | 2030-05-19 | Australia | EPD-IES-21973:001 |  | EPD Australasia |  | m³ | 2400 |  |  |  | 212 | 211 | 0.717 | 0.0181 | 0 | 211.7351 | 0 | 0.088333 | 0.087917 | 0.00029875 | 7.5417e-06 | 0 | 0.088223 | 0 | Version 2026.2
Concrete (in-situ) | Concrete, 40 MPa | >32 MPa to ≤40 MPa | Concrete (in-situ), Premix Concrete - 40MPa MIX SUPER (Piave Premix Concrete Pty Ltd) (Australia) | Concrete_40MPa | Concrete_40MPa | 2025-03-31 | 2030-03-31 | Australia | EPD-IES-17572 | Version 53 | EPD Australasia |  | m³ | 2423 |  |  |  | 213 | 213 | 0 | 0.014 | 0 | 213 | 0 | 0.087908 | 0.087908 | 0 | 5.778e-06 | 0 | 0.087908 | 0 | Version 2026.2
Concrete (in-situ) | Concrete, ? MPa, | Not used | Concrete (in-situ), Ready-mix concrete (Holcim (Australia) Pty Ltd) (Australia) |  |  | 2025-05-19 | 2030-05-19 | Australia | EPD-IES-0021993:001 | Version 1 | EPD Australasia |  | m³ | 2400 |  |  |  | 147 | 147 | 0.142 | 0.0263 | 0 | 147.1683 | 0 | 0.06125 | 0.06125 | 5.9167e-05 | 1.0958e-05 | 0 | 0.06132 | 0 | Version 2026.2
Concrete (in-situ) | Concrete, 40 MPa | >32 MPa to ≤40 MPa | Concrete (in-situ), QLD - North Queensland - ECOPact - QE402E (Holcim (Australia) Pty Ltd) (Australia) | Concrete_40MPa | Concrete_40MPa | 2025-06-18 | 2030-06-18 | Australia | EPD-IES-0023546:001 |  | EPD Australasia |  | m³ | 2400 |  |  |  | 213 | 212 | 0.894 | 0.015 | 0 | 212.909 | 0 | 0.08875 | 0.088333 | 0.0003725 | 6.25e-06 | 0 | 0.088712 | 0 | Version 2026.2
Concrete (in-situ) | Concrete, 25 MPa | >20 MPa to ≤25 MPa | Concrete (in-situ), QLD - Mt Louisa - Climate Active - QE252E1 (Holcim (Australia) Pty Ltd) (Australia) | Concrete_25MPa | Concrete_25MPa | 2025-04-17 | 2030-04-17 | Australia | EPD-IES-20666:001 |  | EPD Australasia |  | m³ | 2400 |  |  |  | 213 | 212 | 0.815 | 0.015 | 0 | 212.83 | 0 | 0.08875 | 0.088333 | 0.00033958 | 6.25e-06 | 0 | 0.088679 | 0 | Version 2026.2
Concrete (in-situ) | Concrete, 40 MPa | >32 MPa to ≤40 MPa | Concrete (in-situ), Climate Active – QLD - Burleigh - QZ401EL21 (Holcim (Australia) Pty Ltd) (Australia) | Concrete_40MPa | Concrete_40MPa | 2025-04-17 | 2030-04-17 | Australia | EPD-IES-0020716:001 |  | EPD Australasia |  | m³ | 2400 |  |  |  | 213 | 212 | 0.907 | 0.0137 | 0 | 212.9207 | 0 | 0.08875 | 0.088333 | 0.00037792 | 5.7083e-06 | 0 | 0.088717 | 0 | Version 2026.2
Concrete (in-situ) | Concrete, 25 MPa | >20 MPa to ≤25 MPa | Concrete (in-situ), NSW - Newcastle - ECOPact- NE252L295 (Holcim (Australia) Pty Ltd) (Australia) | Concrete_25MPa | Concrete_25MPa | 2025-04-16 | 2030-04-16 | Australia | EPD-IES-14387:001 |  | EPD Australasia |  | m³ | 2400 |  |  |  | 213 | 213 | 0.149 | 0.0211 | 0 | 213.1701 | 0 | 0.08875 | 0.08875 | 6.2083e-05 | 8.7917e-06 | 0 | 0.088821 | 0 | Version 2026.2
Concrete (in-situ) | Concrete, 25 MPa | >20 MPa to ≤25 MPa | Concrete (in-situ), NSW - Newcastle - ECOPact- NE252R195 (Holcim (Australia) Pty Ltd) (Australia) | Concrete_25MPa | Concrete_25MPa | 2025-04-16 | 2030-04-16 | Australia | EPD-IES-14388:001 |  | EPD Australasia |  | m³ | 2400 |  |  |  | 213 | 213 | 0.149 | 0.0211 | 0 | 213.1701 | 0 | 0.08875 | 0.08875 | 6.2083e-05 | 8.7917e-06 | 0 | 0.088821 | 0 | Version 2026.2
Concrete (in-situ) | Concrete, 32 MPa | >25 MPa to ≤32 MPa | Concrete (in-situ), VIC - Melbourne Metro - ECOPact- VE321EKC (Holcim (Australia) Pty Ltd) (Australia) | Concrete_32MPa | Concrete_32MPa | 2025-04-15 | 2030-04-15 | Australia | EPD-IES-20403:001 |  | EPD Australasia |  | m³ | 2400 |  |  |  | 213 | 212 | 0.694 | 0.0635 | 0 | 212.7575 | 0 | 0.08875 | 0.088333 | 0.00028917 | 2.6458e-05 | 0 | 0.088649 | 0 | Version 2026.2
Concrete (in-situ) | Concrete, 32 MPa | >25 MPa to ≤32 MPa | Concrete (in-situ), VIC - Melbourne Metro - ECOPact- VE321EK6 (Holcim (Australia) Pty Ltd) (Australia) | Concrete_32MPa | Concrete_32MPa | 2025-04-15 | 2030-04-15 | Australia | EPD-IES-20524:001 |  | EPD Australasia |  | m³ | 2400 |  |  |  | 213 | 212 | 0.736 | 0.0637 | 0 | 212.7997 | 0 | 0.08875 | 0.088333 | 0.00030667 | 2.6542e-05 | 0 | 0.088667 | 0 | Version 2026.2
Concrete (in-situ) | Concrete, 40 MPa | >32 MPa to ≤40 MPa | Concrete (in-situ), QLD - North Queensland - ECOPact - QE402E1 (Holcim (Australia) Pty Ltd) (Australia) | Concrete_40MPa | Concrete_40MPa | 2025-06-18 | 2030-06-18 | Australia | EPD-IES-23547:001 |  | EPD Australasia |  | m³ | 2400 |  |  |  | 213 | 212 | 0.895 | 0.0151 | 0 | 212.9101 | 0 | 0.08875 | 0.088333 | 0.00037292 | 6.2917e-06 | 0 | 0.088713 | 0 | Version 2026.2
Concrete (in-situ) | Concrete, 40 MPa | >32 MPa to ≤40 MPa | Concrete (in-situ), AR4020 pre-mixed concrete (Aurora Construction Materials Epping Pty Ltd) (Australia) | Concrete_40MPa | Concrete_40MPa | 2025-08-15 | 2030-08-15 | Australia | EPD-IES-0021700:001 | Version 1 | EPD Australasia |  | m³ | 2295 |  |  |  | 214 | 214 | -0.181 | 0.0117 | 0 | 214.0117 | 0 | 0.093246 | 0.093246 | -7.8867e-05 | 5.098e-06 | 0 | 0.093251 | 0 | Version 2026.2
Concrete (in-situ) | Concrete, 40 MPa | >32 MPa to ≤40 MPa | Concrete (in-situ), AR4014 pre-mixed concrete (Aurora Construction Materials Epping Pty. Ltd.) (Australia) | Concrete_40MPa | Concrete_40MPa | 2025-08-15 | 2030-08-15 | Australia | EPD-IES-0021757:001 | Version 1 | EPD Australasia |  | m³ | 2295 |  |  |  | 198 | 198 | -0.199 | 0.0117 | 0 | 198.0117 | 0 | 0.086275 | 0.086275 | -8.671e-05 | 5.098e-06 | 0 | 0.08628 | 0 | Version 2026.2
Concrete (in-situ) | Concrete, 25 MPa | >20 MPa to ≤25 MPa | Concrete (in-situ), GS LCF30G25 25 MPa (Elvin Group (ACT) Pty Ltd) (Australia) | Concrete_25MPa | Concrete_25MPa | 2025-03-07 | 2030-03-07 | Australia | EPD-IES-0019653:001 | Version 1 | EPD Australasia |  | m³ | 2360 |  |  |  | 214 | 214 | 0.163 | 0.0363 | 0 | 214.1993 | 0 | 0.090678 | 0.090678 | 6.9068e-05 | 1.5381e-05 | 0 | 0.090762 | 0 | Version 2026.2
Concrete (in-situ) | Concrete, 25 MPa | >20 MPa to ≤25 MPa | Concrete (in-situ), QLD – North Queensland – ECOPact – QE252EFB1 (Holcim (Australia) Pty Ltd) (Australia) | Concrete_25MPa | Concrete_25MPa | 2025-05-07 | 2030-05-07 | Australia | EPD-IES-0021936:001 |  | EPD Australasia |  | m³ | 2400 |  |  |  | 214 | 213 | 0.85 | 0.0184 | 0 | 213.8684 | 0 | 0.089167 | 0.08875 | 0.00035417 | 7.6667e-06 | 0 | 0.089112 | 0 | Version 2026.2
Concrete (in-situ) | Concrete, 32 MPa | >25 MPa to ≤32 MPa | Concrete (in-situ), Climate Active – NSW - Port Macquarie - NN324F (Holcim (Australia) Pty Ltd) (Australia) | Concrete_32MPa | Concrete_32MPa | 2025-04-17 | 2030-04-17 | Australia | EPD-IES-0020645:001 |  | EPD Australasia |  | m³ | 2400 |  |  |  | 214 | 214 | 0.0329 | 0.0264 | 0 | 214.0593 | 0 | 0.089167 | 0.089167 | 1.3708e-05 | 1.1e-05 | 0 | 0.089191 | 0 | Version 2026.2
Concrete (in-situ) | Concrete, 40 MPa | >32 MPa to ≤40 MPa | Concrete (in-situ), Climate Active – QLD - Brisbane (City) - QZ402EEZY (Holcim (Australia) Pty Ltd) (Australia) | Concrete_40MPa | Concrete_40MPa | 2025-04-17 | 2030-04-17 | Australia | EPD-IES-0020729:001 |  | EPD Australasia |  | m³ | 2400 |  |  |  | 214 | 213 | 1.06 | 0.0159 | 0 | 214.0759 | 0 | 0.089167 | 0.08875 | 0.00044167 | 6.625e-06 | 0 | 0.089198 | 0 | Version 2026.2
Concrete (in-situ) | Concrete, 50 MPa | >40 MPa to ≤50 MPa | Concrete (in-situ), NSW – Sydney – ECOPact – NE501EBMX (Holcim (Australia) Pty Ltd) (Australia) | Concrete_50MPa | Concrete_50MPa | 2025-05-28 | 2030-05-28 | Australia | EPD-IES-0023412:001 |  | EPD Australasia |  | m³ | 2400 |  |  |  | 214 | 214 | 0.152 | 0.0186 | 0 | 214.1706 | 0 | 0.089167 | 0.089167 | 6.3333e-05 | 7.75e-06 | 0 | 0.089238 | 0 | Version 2026.2
Concrete (in-situ) | Concrete, 32 MPa | >25 MPa to ≤32 MPa | Concrete (in-situ), QLD – Brisbane – ECOPact – QE322EMR2 (Holcim (Australia) Pty Ltd) (Australia) | Concrete_32MPa | Concrete_32MPa | 2025-05-13 | 2030-05-13 | Australia | EPD-IES-0021951:001 |  | EPD Australasia |  | m³ | 2400 |  |  |  | 214 | 214 | 0.0342 | 0.0254 | 0 | 214.0596 | 0 | 0.089167 | 0.089167 | 1.425e-05 | 1.0583e-05 | 0 | 0.089191 | 0 | Version 2026.2
Concrete (in-situ) | Concrete, 40 MPa | >32 MPa to ≤40 MPa | Concrete (in-situ), WA - Mid West - ECOPact- WE402TP01 (Holcim (Australia) Pty Ltd) (Australia) | Concrete_40MPa | Concrete_40MPa | 2025-03-24 | 2030-03-24 | Australia | EPD-IES-14374:001 | Version 1 | EPD Australasia |  | m³ | 2400 |  |  |  | 215 | 214 | 0.644 | 0 | 0 | 214.644 | 0 | 0.089583 | 0.089167 | 0.00026833 | 0 | 0 | 0.089435 | 0 | Version 2026.2
Concrete (in-situ) | Concrete, 40 MPa | >32 MPa to ≤40 MPa | Concrete (in-situ), Enrich-50 Normal-Class 40 MPa (Heidelberg Materials Australia Pty Ltd) (Australia) | Concrete_40MPa | Concrete_40MPa | 2025-01-28 | 2030-01-28 | Australia | EPD-IES-0010048 :001 | Version 1 | EPD Australasia |  | m³ | 2434.4 |  |  |  | 215 | 215 | 0.0717 | 0.0314 | 0 | 215.1031 | 0 | 0.088317 | 0.088317 | 2.9453e-05 | 1.2898e-05 | 0 | 0.08836 | 0 | Version 2026.2
Concrete (in-situ) | Concrete, 40 MPa | >32 MPa to ≤40 MPa | Concrete (in-situ), HYLO-50 Normal-Class 40 MPa (Hymix Australia Pty Ltd) (Australia) | Concrete_40MPa | Concrete_40MPa | 2025-01-28 | 2030-01-28 | Australia | EPD-IES-0013507:001 | Version 1 | EPD Australasia |  | m³ | 2434.4 |  |  |  | 215 | 215 | 0.0717 | 0.0314 | 0 | 215.1031 | 0 | 0.088317 | 0.088317 | 2.9453e-05 | 1.2898e-05 | 0 | 0.08836 | 0 | Version 2026.2
Concrete (in-situ) | Concrete, 32 MPa | >25 MPa to ≤32 MPa | Concrete (in-situ), VIC – Melbourne Metro – ECOPact – VE321ESPR (Holcim (Australia) Pty Ltd) (Australia) | Concrete_32MPa | Concrete_32MPa | 2025-04-15 | 2030-04-15 | Australia | EPD-IES-0020525:001 |  | EPD Australasia |  | m³ | 2400 |  |  |  | 215 | 214 | 0.729 | 0.0628 | 0 | 214.7918 | 0 | 0.089583 | 0.089167 | 0.00030375 | 2.6167e-05 | 0 | 0.089497 | 0 | Version 2026.2
Concrete (in-situ) | Concrete, 32 MPa | >25 MPa to ≤32 MPa | Concrete (in-situ), VIC - Melbourne Metro - ECOPact - BE321ESPR (Holcim (Australia) Pty Ltd) (Australia) | Concrete_32MPa | Concrete_32MPa | 2025-05-28 | 2030-05-28 | Australia | EPD-IES-23272:001 |  | EPD Australasia |  | m³ | 2400 |  |  |  | 215 | 214 | 0.729 | 0.0628 | 0 | 214.7918 | 0 | 0.089583 | 0.089167 | 0.00030375 | 2.6167e-05 | 0 | 0.089497 | 0 | Version 2026.2
Concrete (in-situ) | Concrete, ? MPa, | Not used | Concrete (in-situ), Ready-mix concrete (Holcim (Australia) Pty Ltd) (Australia) |  |  | 2025-05-19 | 2030-05-19 | Australia | EPD-IES-0021993:001 | Version 1 | EPD Australasia |  | m³ | 2400 |  |  |  | 147 | 147 | 0.142 | 0.0263 | 0 | 147.1683 | 0 | 0.06125 | 0.06125 | 5.9167e-05 | 1.0958e-05 | 0 | 0.06132 | 0 | Version 2026.2
Concrete (in-situ) | Concrete, 32 MPa | >25 MPa to ≤32 MPa | Concrete (in-situ), Climate Active – QLD - Mt Louisa - QE321E1 (Holcim (Australia) Pty Ltd) (Australia) | Concrete_32MPa | Concrete_32MPa | 2025-04-17 | 2030-04-17 | Australia | EPD-IES-0020669:001 |  | EPD Australasia |  | m³ | 2400 |  |  |  | 215 | 215 | 0.0334 | 0.0288 | 0 | 215.0622 | 0 | 0.089583 | 0.089583 | 1.3917e-05 | 1.2e-05 | 0 | 0.089609 | 0 | Version 2026.2
Concrete (in-situ) | Concrete, 50 MPa | >40 MPa to ≤50 MPa | Concrete (in-situ), QLD - Tweed - Climate Active - QZ502EEZY (Holcim (Australia) Pty Ltd) (Australia) | Concrete_50MPa | Concrete_50MPa | 2025-04-17 | 2030-04-17 | Australia | EPD-IES-20758:001 |  | EPD Australasia |  | m³ | 2400 |  |  |  | 215 | 215 | 0.238 | 0.00359 | 0 | 215.2416 | 0 | 0.089583 | 0.089583 | 9.9167e-05 | 1.4958e-06 | 0 | 0.089684 | 0 | Version 2026.2
Concrete (in-situ) | Concrete, 40 MPa | >32 MPa to ≤40 MPa | Concrete (in-situ), WA - Southwest - ECOPact - WE404TP03 (Holcim (Australia) Pty Ltd) (Australia) | Concrete_40MPa | Concrete_40MPa | 2025-05-19 | 2030-05-19 | Australia | EPD-IES-0022000:001 |  | EPD Australasia |  | m³ | 2400 |  |  |  | 215 | 214 | 0.642 | 0.0176 | 0 | 214.6596 | 0 | 0.089583 | 0.089167 | 0.0002675 | 7.3333e-06 | 0 | 0.089441 | 0 | Version 2026.2
Concrete (in-situ) | Concrete, 40 MPa | >32 MPa to ≤40 MPa | Concrete (in-situ), QLD - North Queensland - ECOPact - QE401E (Holcim (Australia) Pty Ltd) (Australia) | Concrete_40MPa | Concrete_40MPa | 2025-06-18 | 2030-06-18 | Australia | EPD-IES-0023559:001 |  | EPD Australasia |  | m³ | 2400 |  |  |  | 215 | 215 | 0.884 | 0.0152 | 0 | 215.8992 | 0 | 0.089583 | 0.089583 | 0.00036833 | 6.3333e-06 | 0 | 0.089958 | 0 | Version 2026.2
Concrete (in-situ) | Concrete, 25 MPa | >20 MPa to ≤25 MPa | Concrete (in-situ), Climate Active – NSW - Byron Bay - NZ252L (Holcim (Australia) Pty Ltd) (Australia) | Concrete_25MPa | Concrete_25MPa | 2025-04-17 | 2030-04-17 | Australia | EPD-IES-0020657:001 | Version 1 | EPD Australasia |  | m³ | 2400 |  |  |  | 216 | 215 | 0.941 | 0.021 | 0 | 215.962 | 0 | 0.09 | 0.089583 | 0.00039208 | 8.75e-06 | 0 | 0.089984 | 0 | Version 2026.2
Concrete (in-situ) | Concrete, 40 MPa | >32 MPa to ≤40 MPa | Concrete (in-situ), QLD - North Queensland - ECOPact - QE402EMR1 (Holcim (Australia) Pty Ltd) (Australia) | Concrete_40MPa | Concrete_40MPa | 2025-06-18 | 2030-06-18 | Australia | EPD-IES-0023548:001 |  | EPD Australasia |  | m³ | 2400 |  |  |  | 216 | 215 | 0.894 | 0.0154 | 0 | 215.9094 | 0 | 0.09 | 0.089583 | 0.0003725 | 6.4167e-06 | 0 | 0.089962 | 0 | Version 2026.2
Concrete (in-situ) | Concrete, 40 MPa | >32 MPa to ≤40 MPa | Concrete (in-situ), VIC – Melbourne Metro – ECOPact – VE404E (Holcim (Australia) Pty Ltd) (Australia) | Concrete_40MPa | Concrete_40MPa | 2025-04-15 | 2030-04-15 | Australia | EPD-IES-0020415:001 |  | EPD Australasia |  | m³ | 2400 |  |  |  | 216 | 215 | 0.622 | 0.0628 | 0 | 215.6848 | 0 | 0.09 | 0.089583 | 0.00025917 | 2.6167e-05 | 0 | 0.089869 | 0 | Version 2026.2
Concrete (in-situ) | Concrete, 25 MPa | >20 MPa to ≤25 MPa | Concrete (in-situ), NSW – West NSW – ECOPact – NE251E142 (Holcim (Australia) Pty Ltd) (Australia) | Concrete_25MPa | Concrete_25MPa | 2025-06-19 | 2030-06-19 | Australia | EPD-IES-0023692:001 |  | EPD Australasia |  | m³ | 2400 |  |  |  | 216 | 216 | 0.131 | 0.0234 | 0 | 216.1544 | 0 | 0.09 | 0.09 | 5.4583e-05 | 9.75e-06 | 0 | 0.090064 | 0 | Version 2026.2
Concrete (in-situ) | Concrete, 25 MPa | >20 MPa to ≤25 MPa | Concrete (in-situ), NSW – West NSW – ECOPact – NE252E342 (Holcim (Australia) Pty Ltd) (Australia) | Concrete_25MPa | Concrete_25MPa | 2025-06-19 | 2030-06-19 | Australia | EPD-IES-0023695:001 |  | EPD Australasia |  | m³ | 2400 |  |  |  | 216 | 216 | 0.132 | 0.0236 | 0 | 216.1556 | 0 | 0.09 | 0.09 | 5.5e-05 | 9.8333e-06 | 0 | 0.090065 | 0 | Version 2026.2
Concrete (in-situ) | Concrete, 40 MPa | >32 MPa to ≤40 MPa | Concrete (in-situ), QLD - North Queensland - ECOPact - QE401E1 (Holcim (Australia) Pty Ltd) (Australia) | Concrete_40MPa | Concrete_40MPa | 2025-06-18 | 2030-06-18 | Australia | EPD-IES-23560:001 |  | EPD Australasia |  | m³ | 2400 |  |  |  | 216 | 215 | 0.884 | 0.0153 | 0 | 215.8993 | 0 | 0.09 | 0.089583 | 0.00036833 | 6.375e-06 | 0 | 0.089958 | 0 | Version 2026.2
Concrete (in-situ) | Concrete, ? MPa, | Not used | Concrete (in-situ), Ready-mix concrete (Holcim (Australia) Pty Ltd) (Australia) |  |  | 2025-05-19 | 2030-05-19 | Australia | EPD-IES-0021993:001 | Version 1 | EPD Australasia |  | m³ | 2400 |  |  |  | 147 | 147 | 0.142 | 0.0263 | 0 | 147.1683 | 0 | 0.06125 | 0.06125 | 5.9167e-05 | 1.0958e-05 | 0 | 0.06132 | 0 | Version 2026.2
Concrete precast | Precast concrete panel (inc. reinforcing) | Prefabricated concrete | Concrete precast, Pre-stressed concrete sleeper WS-217-18 (Vossloh Sleeper Technologies Australia (VSTA)) (Australia) | Concrete_precast_panel | Concrete_precast_panel | 2025-09-30 | 2030-09-30 | Australia | EPD-IES-0025164:001 | Version 1 | EPD Australasia |  | Unit |  |  |  | 278 | 77.1 | 75.7 | 1.36 | 0.064 | 0 | 77.124 | 0 | 0.27734 | 0.2723 | 0.0048921 | 0.00023022 | 0 | 0.27742 | 0 | Version 2026.2
Concrete precast | Precast concrete panel (inc. reinforcing) | Prefabricated concrete | Concrete precast, Pre-stressed concrete sleeper GS-225-22D (Vossloh Sleeper Technologies Australia (VSTA)) (Australia) | Concrete_precast_panel | Concrete_precast_panel | 2025-09-30 | 2030-09-30 | Australia | EPD-IES-0025152:001 | Version 1 | EPD Australasia |  | Unit |  |  |  | 298 | 64.5 | 63.3 | 1.22 | 0.0052 | 0 | 64.5252 | 0 | 0.21644 | 0.21242 | 0.004094 | 1.745e-05 | 0 | 0.21653 | 0 | Version 2026.2
Concrete precast | Precast concrete panel (inc. reinforcing) | Prefabricated concrete | Concrete precast, Pre-stressed concrete sleeper GS-225-22D-LoC (Vossloh Sleeper Technologies Australia (VSTA)) (Australia) | Concrete_precast_panel | Concrete_precast_panel | 2025-09-30 | 2030-09-30 | Australia | EPD-IES-0025153:001 | Version 1 | EPD Australasia |  | Unit |  |  |  | 298 | 52.6 | 51.3 | 1.28 | 0.0465 | 0 | 52.6265 | 0 | 0.17651 | 0.17215 | 0.0042953 | 0.00015604 | 0 | 0.1766 | 0 | Version 2026.2
Concrete precast | Precast concrete panel (inc. reinforcing) | Prefabricated concrete | Concrete precast, Pre-stressed concrete sleeper GB-212-22 (Vossloh Sleeper Technologies Australia (VSTA)) (Australia) | Concrete_precast_panel | Concrete_precast_panel | 2025-09-30 | 2030-09-30 | Australia | EPD-IES-0025154:001 | Version 1 | EPD Australasia |  | Unit |  |  |  | 323 | 69.5 | 68.2 | 1.31 | 0.00563 | 0 | 69.5156 | 0 | 0.21517 | 0.21115 | 0.0040557 | 1.743e-05 | 0 | 0.21522 | 0 | Version 2026.2
Concrete precast | Precast concrete panel (inc. reinforcing) | Prefabricated concrete | Concrete precast, Pre-stressed concrete sleeper GB-212-22-LoC (Vossloh Sleeper Technologies Australia (VSTA)) (Australia) | Concrete_precast_panel | Concrete_precast_panel | 2025-09-30 | 2030-09-30 | Australia | EPD-IES-0025155:001 | Version 1 | EPD Australasia |  | Unit |  |  |  | 323 | 56.8 | 55.4 | 1.37 | 0.0493 | 0 | 56.8193 | 0 | 0.17585 | 0.17152 | 0.0042415 | 0.00015263 | 0 | 0.17591 | 0 | Version 2026.2
Concrete precast | Precast concrete panel (inc. reinforcing) | Prefabricated concrete | Concrete precast, Pre-stressed concrete sleeper RN-215-18N (Vossloh Sleeper Technologies Australia (VSTA)) (Australia) | Concrete_precast_panel | Concrete_precast_panel | 2025-09-30 | 2030-09-30 | Australia | EPD-IES-0025160:001 | Version 1 | EPD Australasia |  | Unit |  |  |  | 244 | 53.9 | 53.2 | 0.577 | 0.0531 | 0 | 53.8301 | 0 | 0.2209 | 0.21803 | 0.0023648 | 0.00021762 | 0 | 0.22062 | 0 | Version 2026.2
Concrete precast | Precast concrete panel (inc. reinforcing) | Prefabricated concrete | Concrete precast, Pre-stressed concrete sleeper RN-215-18N-LoC (Vossloh Sleeper Technologies Australia (VSTA)) (Australia) | Concrete_precast_panel | Concrete_precast_panel | 2025-09-30 | 2030-09-30 | Australia | EPD-IES-0025161:001 | Version 1 | EPD Australasia |  | Unit |  |  |  | 244 | 40.5 | 39.8 | 0.606 | 0.0331 | 0 | 40.4391 | 0 | 0.16598 | 0.16311 | 0.0024836 | 0.00013566 | 0 | 0.16573 | 0 | Version 2026.2
Concrete precast | Precast concrete panel (inc. reinforcing) | Prefabricated concrete | Concrete precast, Pre-stressed concrete sleeper RN-150-18 (Vossloh Sleeper Technologies Australia (VSTA)) (Australia) | Concrete_precast_panel | Concrete_precast_panel | 2025-09-30 | 2030-09-30 | Australia | EPD-IES-0025162:001 | Version 1 | EPD Australasia |  | Unit |  |  |  | 150 | 41.9 | 41.4 | 0.429 | 0.052 | 0 | 41.881 | 0 | 0.27933 | 0.276 | 0.00286 | 0.00034667 | 0 | 0.27921 | 0 | Version 2026.2
Concrete precast | Precast concrete panel (inc. reinforcing) | Prefabricated concrete | Concrete precast, Pre-stressed concrete sleeper RN-150-18-LoC (Vossloh Sleeper Technologies Australia (VSTA)) (Australia) | Concrete_precast_panel | Concrete_precast_panel | 2025-09-30 | 2030-09-30 | Australia | EPD-IES-0025163:001 | Version 1 | EPD Australasia |  | Unit |  |  |  | 150 | 27.1 | 26.6 | 0.458 | 0.0319 | 0 | 27.0899 | 0 | 0.18067 | 0.17733 | 0.0030533 | 0.00021267 | 0 | 0.1806 | 0 | Version 2026.2
Concrete precast | Precast concrete panel (inc. reinforcing) | Prefabricated concrete | Concrete precast, Pre-stressed concrete sleeper WS-217-18-LoC (Vossloh Sleeper Technologies Australia (VSTA)) (Australia) | Concrete_precast_panel | Concrete_precast_panel | 2025-09-30 | 2030-09-30 | Australia | EPD-IES-0025165:001 | Version 1 | EPD Australasia |  | Unit |  |  |  | 278 | 60.4 | 58.9 | 1.39 | 0.0381 | 0 | 60.3281 | 0 | 0.21727 | 0.21187 | 0.005 | 0.00013705 | 0 | 0.21701 | 0 | Version 2026.2
Concrete precast | Precast concrete panel (inc. reinforcing) | Prefabricated concrete | Concrete precast, Pre-stressed concrete sleeper GS-150-20-TRS (Vossloh Sleeper Technologies Australia (VSTA)) (Australia) | Concrete_precast_panel | Concrete_precast_panel | 2025-09-30 | 2030-09-30 | Australia | EPD-IES-0025166:001 | Version 1 | EPD Australasia |  | Unit |  |  |  | 214 | 49.4 | 48.4 | 0.932 | 0.00377 | 0 | 49.3358 | 0 | 0.23084 | 0.22617 | 0.0043551 | 1.7617e-05 | 0 | 0.23054 | 0 | Version 2026.2
Concrete precast | Precast concrete panel (inc. reinforcing) | Prefabricated concrete | Concrete precast, Pre-stressed concrete sleeper GS-150-20-TRS-LoC (Vossloh Sleeper Technologies Australia (VSTA)) (Australia) | Concrete_precast_panel | Concrete_precast_panel | 2025-09-30 | 2030-09-30 | Australia | EPD-IES-0025167:001 | Version 1 | EPD Australasia |  | Unit |  |  |  | 214 | 40.4 | 39.3 | 0.986 | 0.041 | 0 | 40.327 | 0 | 0.18879 | 0.18364 | 0.0046075 | 0.00019159 | 0 | 0.18844 | 0 | Version 2026.2
Concrete precast | Precast concrete panel (inc. reinforcing) | Prefabricated concrete | Concrete precast, Pre-stressed concrete sleeper WS-150-20-TRS (Vossloh Sleeper Technologies Australia (VSTA)) (Australia) | Concrete_precast_panel | Concrete_precast_panel | 2025-09-30 | 2030-09-30 | Australia | EPD-IES-0025168:001 | Version 1 | EPD Australasia |  | Unit |  |  |  | 213 | 65.7 | 64.5 | 1.13 | 0.068 | 0 | 65.698 | 0 | 0.30845 | 0.30282 | 0.0053052 | 0.00031925 | 0 | 0.30844 | 0 | Version 2026.2
Concrete precast | Precast concrete panel (inc. reinforcing) | Prefabricated concrete | Concrete precast, Pre-stressed concrete sleeper WS-150-20-TRS-LoC (Vossloh Sleeper Technologies Australia (VSTA)) (Australia) | Concrete_precast_panel | Concrete_precast_panel | 2025-09-30 | 2030-09-30 | Australia | EPD-IES-0025169:001 | Version 1 | EPD Australasia |  | Unit |  |  |  | 213 | 48.4 | 47.2 | 1.17 | 0.0403 | 0 | 48.4103 | 0 | 0.22723 | 0.2216 | 0.005493 | 0.0001892 | 0 | 0.22728 | 0 | Version 2026.2
Concrete precast | Precast concrete panel (inc. reinforcing) | Prefabricated concrete | Concrete precast, Pre-stressed concrete sleeper RN-246-18 (Vossloh Sleeper Technologies Australia (VSTA)) (Australia) | Concrete_precast_panel | Concrete_precast_panel | 2025-09-30 | 2030-09-30 | Australia | EPD-IES-0025158:001 | Version 1 | EPD Australasia |  | Unit |  |  |  | 281 | 59.2 | 58.5 | 0.634 | 0.0536 | 0 | 59.1876 | 0 | 0.21068 | 0.20819 | 0.0022562 | 0.00019075 | 0 | 0.21063 | 0 | Version 2026.2
Concrete (in-situ) | Concrete, 40 MPa | >32 MPa to ≤40 MPa | Concrete (in-situ), VIC – Melbourne Metro – ECOPact – BZ402E (Holcim (Australia) Pty Ltd) (Australia) | Concrete_40MPa | Concrete_40MPa | 2025-05-28 | 2030-05-28 | Australia | EPD-IES-0023265:001 |  | EPD Australasia |  | m³ | 2400 |  |  |  | 216 | 215 | 0.622 | 0.0628 | 0 | 215.6848 | 0 | 0.09 | 0.089583 | 0.00025917 | 2.6167e-05 | 0 | 0.089869 | 0 | Version 2026.2
Concrete (in-situ) | Concrete, 40 MPa | >32 MPa to ≤40 MPa | Concrete (in-situ), WA – Perth – Main Roads WA – WE404TC02 (Holcim (Australia) Pty Ltd) (Australia) | Concrete_40MPa | Concrete_40MPa | 2025-05-16 | 2030-05-16 | Australia | EPD-IES-0022218:001 |  | EPD Australasia |  | m³ | 2400 |  |  |  | 216 | 215 | 0.648 | 0.0177 | 0 | 215.6657 | 0 | 0.09 | 0.089583 | 0.00027 | 7.375e-06 | 0 | 0.089861 | 0 | Version 2026.2
Concrete (in-situ) | Concrete, 32 MPa | >25 MPa to ≤32 MPa | Concrete (in-situ), WA – Perth Metro – ECOPact – WE322E31 (Holcim (Australia) Pty Ltd) (Australia) | Concrete_32MPa | Concrete_32MPa | 2025-05-27 | 2030-05-27 | Australia | EPD-IES-0023308:001 |  | EPD Australasia |  | m³ | 2400 |  |  |  | 216 | 215 | 0.752 | 0 | 0 | 215.752 | 0 | 0.09 | 0.089583 | 0.00031333 | 0 | 0 | 0.089897 | 0 | Version 2026.2
Concrete (in-situ) | Concrete, ? MPa, | Not used | Concrete (in-situ), Ready-mix concrete (Holcim (Australia) Pty Ltd) (Australia) |  |  | 2025-05-19 | 2030-05-19 | Australia | EPD-IES-0021993:001 | Version 1 | EPD Australasia |  | m³ | 2400 |  |  |  | 147 | 147 | 0.142 | 0.0263 | 0 | 147.1683 | 0 | 0.06125 | 0.06125 | 5.9167e-05 | 1.0958e-05 | 0 | 0.06132 | 0 | Version 2026.2
Concrete (in-situ) | Concrete, 40 MPa | >32 MPa to ≤40 MPa | Concrete (in-situ), QLD - North Queensland - ECOPact - QE402EFB1 + NO FIB (Holcim (Australia) Pty Ltd) (Australia) | Concrete_40MPa | Concrete_40MPa | 2025-06-18 | 2030-06-18 | Australia | EPD-IES-0023537:001 |  | EPD Australasia |  | m³ | 2400 |  |  |  | 216 | 215 | 0.88 | 0.0154 | 0 | 215.8954 | 0 | 0.09 | 0.089583 | 0.00036667 | 6.4167e-06 | 0 | 0.089956 | 0 | Version 2026.2
Concrete (in-situ) | Concrete, 32 MPa | >25 MPa to ≤32 MPa | Concrete (in-situ), GS322AP3 (32MPa Greenstar 3) concrete (Gunlake Concrete NSW Pty Ltd) (Australia) | Concrete_32MPa | Concrete_32MPa | 2025-11-28 | 2030-11-27 | Australia | EPD-IES-0026694:001 | Version 1 | EPD Australasia |  | m³ | 2338 |  |  |  | 217 | 217 | 0.0954 | 0.00215 | 0 | 217.0976 | 0 | 0.092814 | 0.092814 | 4.0804e-05 | 9.1959e-07 | 0 | 0.092856 | 0 | Version 2026.2
Concrete (in-situ) | Concrete, 50 MPa | >40 MPa to ≤50 MPa | Concrete (in-situ), MRWA PILING 50MPA - MLH [ZTPIL50A] (Heidelberg Materials Australia Pty Ltd) (Australia) | Concrete_50MPa | Concrete_50MPa | 2025-05-02 | 2030-05-02 | Australia | EPD-IES-0018955:001 | Version 1 | EPD Australasia |  | m³ | 2380.7 |  |  |  | 217 | 215 | 2.09 | 0.0533 | 0 | 217.1433 | 0 | 0.09115 | 0.09031 | 0.00087789 | 2.2388e-05 | 0 | 0.09121 | 0 | Version 2026.2
Concrete (in-situ) | Concrete, 40 MPa | >32 MPa to ≤40 MPa | Concrete (in-situ), Piling 40 MPa HYLO-50 (Hymix Australia Pty Ltd) (Australia) | Concrete_40MPa | Concrete_40MPa | 2025-01-28 | 2030-01-28 | Australia | EPD-IES-0016119:001 | Version 1 | EPD Australasia |  | m³ | 2402.3 |  |  |  | 217 | 217 | 0.0666 | 0.0313 | 0 | 217.0979 | 0 | 0.09033 | 0.09033 | 2.7723e-05 | 1.3029e-05 | 0 | 0.090371 | 0 | Version 2026.2
Concrete (in-situ) | Concrete, 50 MPa | >40 MPa to ≤50 MPa | Concrete (in-situ), Premix Concrete – 50MPa CFA (Piave Premix Concrete Pty Ltd) (Australia) | Concrete_50MPa | Concrete_50MPa | 2025-03-31 | 2030-03-31 | Australia | EPD-IES-17590 | Version 13 | EPD Australasia |  | m³ | 2315 |  |  |  | 217 | 217 | 0 | 0 | 0 | 217 | 0 | 0.093737 | 0.093737 | 0 | 0 | 0 | 0.093737 | 0 | Version 2026.2
Concrete (in-situ) | Concrete, 20 MPa | >10 MPa to ≤20 MPa | Concrete (in-situ), Western Suburbs Concrete CFA2010 l Pre-mix concrete (Western Suburbs Concrete (WSC) Pty Ltd) (Australia) | Concrete_20MPa | Concrete_20MPa | 2025-10-01 | 2030-09-30 | Australia | EPD-IES-0025478:001 | Version 1 | EPD Australasia |  | m³ | 2368 |  |  |  | 217 | 217 | 0.0996 | 0.0221 | 0 | 217.1217 | 0 | 0.091639 | 0.091639 | 4.2061e-05 | 9.3328e-06 | 0 | 0.09169 | 0 | Version 2026.2
Concrete (in-situ) | Concrete, 40 MPa | >32 MPa to ≤40 MPa | Concrete (in-situ), QLD - North Queensland - ECOPact - QE401EMR1 (Holcim (Australia) Pty Ltd) (Australia) | Concrete_40MPa | Concrete_40MPa | 2025-06-18 | 2030-06-18 | Australia | EPD-IES-23561:001 |  | EPD Australasia |  | m³ | 2400 |  |  |  | 217 | 216 | 0.885 | 0.0155 | 0 | 216.9005 | 0 | 0.090417 | 0.09 | 0.00036875 | 6.4583e-06 | 0 | 0.090375 | 0 | Version 2026.2
Concrete (in-situ) | Concrete, 20 MPa | >10 MPa to ≤20 MPa | Concrete (in-situ), QLD – Sunshine Coast – ECOPact – QE207EBMX (Holcim (Australia) Pty Ltd) (Australia) | Concrete_20MPa | Concrete_20MPa | 2025-06-13 | 2030-06-13 | Australia | EPD-IES-0023430:001 |  | EPD Australasia |  | m³ | 2400 |  |  |  | 217 | 216 | 0.981 | 0.0159 | 0 | 216.9969 | 0 | 0.090417 | 0.09 | 0.00040875 | 6.625e-06 | 0 | 0.090415 | 0 | Version 2026.2
Concrete (in-situ) | Concrete, 25 MPa | >20 MPa to ≤25 MPa | Concrete (in-situ), QLD - Sunshine Coast - ECOPact - QE252L100 (Holcim (Australia) Pty Ltd) (Australia) | Concrete_25MPa | Concrete_25MPa | 2025-06-13 | 2030-06-13 | Australia | EPD-IES-23478:001 |  | EPD Australasia |  | m³ | 2400 |  |  |  | 217 | 217 | 0.64 | 0.0578 | 0 | 217.6978 | 0 | 0.090417 | 0.090417 | 0.00026667 | 2.4083e-05 | 0 | 0.090707 | 0 | Version 2026.2
Curtain wall | Curtain wall | Not used | Thin Tech Plus System from Austral Bricks (Brickworks Limited) (Australia) |  |  | 2025-06-18 | 2030-06-18 | Australia | EPD-IES-0024424:001 | Version 1 | EPD Australasia |  | m² | 50.2 |  |  |  | 44.2 | 44.5 | -0.265 | 0.0108 | 0 | 44.5108 | 0 | [7 empty] | Version 2026.2
Curtain wall | Curtain wall | Not used | Tru-Brix System from Austral Bricks (Brickworks Limited) (Australia) |  |  | 2025-06-18 | 2030-06-18 | Australia | EPD-IES-0024425:001 | Version 1 | EPD Australasia |  | m² | 54.6 |  |  |  | 55.8 | 56.3 | -0.361 | 0.0117 | 0 | 56.3117 | 0 | [7 empty] | Version 2026.2
Door | Door, Glass - aluminium frame | Not used | Door, Single Doorset - Apartment FEDs (front entrance door) (Aspex) (UK) |  |  | 2025-02-17 | 2030-02-16 | UK | HUB-2977 |  | EPD HUB |  | Unit |  |  |  | 113.8 | 354 | 354 | 0.000641 | 0.0662 | 0 | 354.0668 | 0 | 3.1107 | 3.1107 | 5.6327e-06 | 0.00058172 | 0 | 3.1113 | 0 | Version 2026.2
Door | Door, Glass - aluminium frame | Not used | Door, Single Doorset - Apartment FEDs (front entrance door) (Aspex) (UK) |  |  | 2025-02-17 | 2030-02-16 | UK | HUB-2977 |  | EPD HUB |  | Unit |  |  |  | 113.8 | 354 | 354 | 0.000641 | 0.0662 | 0 | 354.0668 | 0 | 3.1107 | 3.1107 | 5.6327e-06 | 0.00058172 | 0 | 3.1113 | 0 | Version 2026.2
Door | Door, Glass - aluminium frame | Not used | Door, Single Doorset - Apartment FEDs (front entrance door) (Aspex UK) (UK) |  |  | 2025-02-17 | 2030-02-16 | UK | HUB-2976 |  | EPD HUB |  | Unit |  |  |  | 110 | 351 | 351 | 0.000641 | 0.141 | 0 | 351.1416 | 0 | 3.1909 | 3.1909 | 5.8273e-06 | 0.0012818 | 0 | 3.1922 | 0 | Version 2026.2
Fibre cement | Fibre cement cladding | Not used | Fibre cement, EQUITONE [linea]/[lines]; [lunara] (Etex N.V.) (Belgium) |  |  | 2025-04-04 | 2030-04-04 | Belgium | HUB-3121 |  | EPD HUB |  | m² |  | 16.8 |  |  | 31.9 | 32.9 | -1.06 | 0.0125 | 0 | 32.9125 | 0 | 1.8988 | 1.9583 | -0.063095 | 0.00074405 | 0 | 1.9591 | 0 | Version 2026.2
Steel | Bar & mesh reinforcing steel | Steel, Reinforcing | Steel, Fabricated Steel Reinforcement Products (Cut & Bent Rebar and Prefabricated Cages) Single Source Material Only from CELSA UK (F Brazil Reinforcements Ltd) (UK) | Reinforcing_steel | Reinforcing_steel | 2025-04-04 | 2030-04-03 | UK | HUB-2405 |  | EPD HUB |  | tonne |  |  |  |  | 473 | 472 | 0 | 0.456 | 0 | 473 | 0 | 0.473 | 0.472 | 0 | 0.000456 | 0 | 0.473 | 0 | Version 2026.2
Door | Door, Wood | Not used | Door, SWEDOOR ADVANCE-LINE (JELD-WEN) (Latvia) |  |  | 2025-01-10 | 2030-01-09 | Latvia | HUB-2745 |  | EPD HUB |  | m² | 47.32 |  |  |  | 193 | 198 | -5.64 | 0.575 | 23.66 | 216.595 | 23.66 | [7 empty] | Version 2026.2
|  | Not used | Kerabit K+ Bitumen shingle black (Kerabit Oy) (Finland) |  |  | 2025-06-07 | 2030-06-07 | Finland | HUB-3410 |  | EPD HUB |  | m² |  | 7.44 |  |  | 0.576 | 0.751 | -0.176 | 0.00178 | 0 | 0.75278 | 0 | 0.077419 | 0.10094 | -0.023656 | 0.00023925 | 0 | 0.10118 | 0 | Version 2026.2
Timber & engineered woods | Particleboard | Particleboard | Timber & engineered woods, Particleboard (Kronospan CR spol. s r. o.) (Czech Republic) | Eng_Timber_Particleboard | Eng_Timber_Particleboard | 2025-05-25 | 2030-05-25 | Czech Republic | HUB-3365 |  | EPD HUB |  | m³ | 646 |  |  |  | -739 | 325 | -1060 | 0.698 | 1065.9 | 331.598 | 1065.9 | -1.144 | 0.5031 | -1.6409 | 0.0010805 | 1.65 | 0.51331 | 1.65 | Version 2026.2
Ceilings and walls | MDF | Not used | Ceilings and walls, MDF decorative panels and mouldings (Maler Oy) (Finland) |  |  | 2025-04-16 | 2030-04-16 | Finland | HUB-3188 |  | EPD HUB |  | kg |  |  |  |  | 1170 | 1120 | 0 | 50.8 | 0 | 1170 | 0 | 1170 | 1120 | 0 | 50.8 | 0 | 1170 | 0 | Version 2026.2
Ceilings and walls |  | Not used | Ceilings and walls, Safe decorative panels and mouldings (Maler Oy) (Finland) |  |  | 2025-04-16 | 2030-04-16 | Finland | HUB-3187 |  | EPD HUB |  | kg |  |  |  |  | 607 | 652 | -45.3 | 0.496 | 0 | 652.496 | 0 | 607 | 652 | -45.3 | 0.496 | 0 | 652.496 | 0 | Version 2026.2
Ceilings and walls | MDF | Not used | Ceilings and walls, Pine decorative panels and mouldings (Maler Oy) (Finland) |  |  | 2025-04-16 | 2030-04-16 | Finland | HUB-3185 |  | EPD HUB |  | kg |  |  |  |  | 22.9 | 22.9 | 0 | 0.00883 | 0 | 22.9 | 0 | 22.9 | 22.9 | 0 | 0.00883 | 0 | 22.9 | 0 | Version 2026.2
Ceilings and walls |  | Not used | Ceilings and walls, nSPB WE 180 LowCarbon sandwich panel with recycled steel facings and mineral wool insulation core (Ruukki Construction) (Poland) |  |  | 2025-04-16 | 2026-10-16 | Poland | HUB-3182 |  | EPD HUB |  | m² |  | 25.34 |  |  | -25.1381 | 23.2439 | -48.5399 | 0.048145 | 0 | 23.292 | 0 | -0.99203 | 0.91728 | -1.9155 | 0.0019 | 0 | 0.91918 | 0 | Version 2026.2
Door | Door, Wood | Not used | Door, SWEDOOR clever-line Exterior doorsets 60 mm, unglazed (The manufacturer has the sole ownership) (Latvia) |  |  | 2025-01-10 | 2030-01-09 | Latvia | HUB-2741 |  | EPD HUB |  | tonne |  | 18.44 |  |  | 3.38 | 3.99 | -0.609 | 0.00373 | 0 | 3.9937 | 0 | 0.00338 | 0.00399 | -0.000609 | 3.73e-06 | 0 | 0.0039937 | 0 | Version 2026.2
Concrete (in-situ) | Concrete, 25 MPa | >20 MPa to ≤25 MPa | Concrete (in-situ), Climate Active – QLD - Mt Louisa - QE252EFB1 (Holcim (Australia) Pty Ltd) (Australia) | Concrete_25MPa | Concrete_25MPa | 2025-04-17 | 2030-04-17 | Australia | EPD-IES-0020668:001 |  | EPD Australasia |  | m³ | 2400 |  |  |  | 217 | 216 | 0.799 | 0.0152 | 0 | 216.8142 | 0 | 0.090417 | 0.09 | 0.00033292 | 6.3333e-06 | 0 | 0.090339 | 0 | Version 2026.2
Concrete (in-situ) | Concrete, 40 MPa | >32 MPa to ≤40 MPa | Concrete (in-situ), Climate Active – QLD - Darra - QZ401E100 (Holcim (Australia) Pty Ltd) (Australia) | Concrete_40MPa | Concrete_40MPa | 2025-04-17 | 2030-04-17 | Australia | EPD-IES-0020709:001 |  | EPD Australasia |  | m³ | 2400 |  |  |  | 217 | 216 | 0.981 | 0.0159 | 0 | 216.9969 | 0 | 0.090417 | 0.09 | 0.00040875 | 6.625e-06 | 0 | 0.090415 | 0 | Version 2026.2
Concrete (in-situ) | Concrete, 32 MPa | >25 MPa to ≤32 MPa | Concrete (in-situ), VIC - Footscray - Climate Active - VZ321EAV (Holcim (Australia) Pty Ltd) (Australia) | Concrete_32MPa | Concrete_32MPa | 2025-04-17 | 2030-04-17 | Australia | EPD-IES-20771:001 |  | EPD Australasia |  | m³ | 2400 |  |  |  | 217 | 217 | 0.64 | 0.0578 | 0 | 217.6978 | 0 | 0.090417 | 0.090417 | 0.00026667 | 2.4083e-05 | 0 | 0.090707 | 0 | Version 2026.2
Concrete (in-situ) | Concrete, 32 MPa | >25 MPa to ≤32 MPa | Concrete (in-situ), VIC - Melbourne Metro - ECOPact- VE322E5 (Holcim (Australia) Pty Ltd) (Australia) | Concrete_32MPa | Concrete_32MPa | 2025-04-15 | 2030-04-15 | Australia | EPD-IES-20443:001 |  | EPD Australasia |  | m³ | 2400 |  |  |  | 217 | 216 | 0.648 | 0.0173 | 0 | 216.6653 | 0 | 0.090417 | 0.09 | 0.00027 | 7.2083e-06 | 0 | 0.090277 | 0 | Version 2026.2
Concrete (in-situ) | Concrete, 40 MPa | >32 MPa to ≤40 MPa | Concrete (in-situ), VIC - Melbourne Metro - ECOPact- VE402EF2 (Holcim (Australia) Pty Ltd) (Australia) | Concrete_40MPa | Concrete_40MPa | 2025-04-15 | 2030-04-15 | Australia | EPD-IES-20452:001 |  | EPD Australasia |  | m³ | 2400 |  |  |  | 217 | 217 | 0.649 | 0.0182 | 0 | 217.6672 | 0 | 0.090417 | 0.090417 | 0.00027042 | 7.5833e-06 | 0 | 0.090695 | 0 | Version 2026.2
Concrete (in-situ) | Concrete, 40 MPa | >32 MPa to ≤40 MPa | Concrete (in-situ), VIC - Melbourne Metro - ECOPact- VE404EWC (Holcim (Australia) Pty Ltd) (Australia) | Concrete_40MPa | Concrete_40MPa | 2025-04-15 | 2030-04-15 | Australia | EPD-IES-20459:001 |  | EPD Australasia |  | m³ | 2400 |  |  |  | 217 | 217 | 0.649 | 0.0182 | 0 | 217.6672 | 0 | 0.090417 | 0.090417 | 0.00027042 | 7.5833e-06 | 0 | 0.090695 | 0 | Version 2026.2
Concrete (in-situ) | Concrete, 40 MPa | >32 MPa to ≤40 MPa | Concrete (in-situ), WA – Perth – Main Roads WA – WE402LD17 (Holcim (Australia) Pty Ltd) (Australia) | Concrete_40MPa | Concrete_40MPa | 2025-05-16 | 2030-05-16 | Australia | EPD-IES-0022180:001 |  | EPD Australasia |  | m³ | 2400 |  |  |  | 217 | 216 | 0.648 | 0.0173 | 0 | 216.6653 | 0 | 0.090417 | 0.09 | 0.00027 | 7.2083e-06 | 0 | 0.090277 | 0 | Version 2026.2
Concrete (in-situ) | Concrete, 40 MPa | >32 MPa to ≤40 MPa | Concrete (in-situ), WA - Perth - Main Roads WA - WE404LD18 (Holcim (Australia) Pty Ltd) (Australia) | Concrete_40MPa | Concrete_40MPa | 2025-05-16 | 2030-05-16 | Australia | EPD-IES-22181:001 |  | EPD Australasia |  | m³ | 2400 |  |  |  | 217 | 216 | 0.648 | 0.0177 | 0 | 216.6657 | 0 | 0.090417 | 0.09 | 0.00027 | 7.375e-06 | 0 | 0.090277 | 0 | Version 2026.2
Concrete (in-situ) | Concrete, 65 MPa | >50 MPa to ≤65 MPa | Concrete (in-situ), WA – Perth – Main Roads WA – WE654TD08 (Holcim (Australia) Pty Ltd) (Australia) | Concrete_65MPa | Concrete_65MPa | 2025-05-16 | 2030-05-16 | Australia | EPD-IES-0022185:001 |  | EPD Australasia |  | m³ | 2400 |  |  |  | 217 | 216 | 0.611 | 0.017 | 0 | 216.628 | 0 | 0.090417 | 0.09 | 0.00025458 | 7.0833e-06 | 0 | 0.090262 | 0 | Version 2026.2
Concrete (in-situ) | Concrete, 32 MPa | >25 MPa to ≤32 MPa | Concrete (in-situ), VIC - Melbourne Metro - ECOPact- VE324E2 (Holcim (Australia) Pty Ltd) (Australia) | Concrete_32MPa | Concrete_32MPa | 2025-04-15 | 2030-04-15 | Australia | EPD-IES-20568:001 |  | EPD Australasia |  | m³ | 2400 |  |  |  | 218 | 217 | 0.701 | 0.0645 | 0 | 217.7655 | 0 | 0.090833 | 0.090417 | 0.00029208 | 2.6875e-05 | 0 | 0.090736 | 0 | Version 2026.2
Concrete (in-situ) | Concrete, 25 MPa | >20 MPa to ≤25 MPa | Concrete (in-situ), NSW - Newcastle - ECOPact- NE251L295 (Holcim (Australia) Pty Ltd) (Australia) | Concrete_25MPa | Concrete_25MPa | 2025-04-16 | 2030-04-16 | Australia | EPD-IES-14383:001 |  | EPD Australasia |  | m³ | 2400 |  |  |  | 218 | 218 | 0.148 | 0.0215 | 0 | 218.1695 | 0 | 0.090833 | 0.090833 | 6.1667e-05 | 8.9583e-06 | 0 | 0.090904 | 0 | Version 2026.2
Concrete (in-situ) | Concrete, ? MPa, | Not used | Concrete (in-situ), Ready-mix concrete (Holcim (Australia) Pty Ltd) (Australia) |  |  | 2025-05-19 | 2030-05-19 | Australia | EPD-IES-0021993:001 | Version 1 | EPD Australasia |  | m³ | 2400 |  |  |  | 147 | 147 | 0.142 | 0.0263 | 0 | 147.1683 | 0 | 0.06125 | 0.06125 | 5.9167e-05 | 1.0958e-05 | 0 | 0.06132 | 0 | Version 2026.2
Concrete (in-situ) | Concrete, 25 MPa | >20 MPa to ≤25 MPa | Concrete (in-situ), WA - Southwest - ECOPact - WE254E2 (Holcim (Australia) Pty Ltd) (Australia) | Concrete_25MPa | Concrete_25MPa | 2025-05-19 | 2030-05-19 | Australia | EPD-IES-21974:001 |  | EPD Australasia |  | m³ | 2400 |  |  |  | 218 | 218 | 0.74 | 0.0186 | 0 | 218.7586 | 0 | 0.090833 | 0.090833 | 0.00030833 | 7.75e-06 | 0 | 0.091149 | 0 | Version 2026.2
Concrete (in-situ) | Concrete, 40 MPa | >32 MPa to ≤40 MPa | Concrete (in-situ), SA – Adelaide Metro – ECOPact – SE402E56 (Holcim (Australia) Pty Ltd) (Australia) | Concrete_40MPa | Concrete_40MPa | 2025-05-23 | 2030-05-23 | Australia | EPD-IES-0022095:001 |  | EPD Australasia |  | m³ | 2400 |  |  |  | 218 | 217 | 0.4 | 0.89 | 0 | 218.29 | 0 | 0.090833 | 0.090417 | 0.00016667 | 0.00037083 | 0 | 0.090954 | 0 | Version 2026.2
Concrete (in-situ) | Concrete, 32 MPa | >25 MPa to ≤32 MPa | Concrete (in-situ), WA – Perth Metro – ECOPact – WE324E31 (Holcim (Australia) Pty Ltd) (Australia) | Concrete_32MPa | Concrete_32MPa | 2025-05-27 | 2030-05-27 | Australia | EPD-IES-0023334:001 |  | EPD Australasia |  | m³ | 2400 |  |  |  | 218 | 217 | 0.763 | 0 | 0 | 217.763 | 0 | 0.090833 | 0.090417 | 0.00031792 | 0 | 0 | 0.090735 | 0 | Version 2026.2
Concrete (in-situ) | Concrete, ? MPa, | Not used | Concrete (in-situ), Ready-mix concrete (Holcim (Australia) Pty Ltd) (Australia) |  |  | 2025-05-19 | 2030-05-19 | Australia | EPD-IES-0021993:001 | Version 1 | EPD Australasia |  | m³ | 2400 |  |  |  | 147 | 147 | 0.142 | 0.0263 | 0 | 147.1683 | 0 | 0.06125 | 0.06125 | 5.9167e-05 | 1.0958e-05 | 0 | 0.06132 | 0 | Version 2026.2
Concrete (in-situ) | Shotcrete | 32 MPa shotcrete | Concrete (in-situ), Premix Concrete – 32MPa Spray (Piave Premix Concrete Pty Ltd) (Australia) | Concrete_shotcrete | Concrete_shotcrete | 2025-03-31 | 2030-03-31 | Australia | EPD-IES-17582 | Version 63 | EPD Australasia |  | m³ | 2322 |  |  |  | 219 | 219 | 0 | 0.0249 | 0 | 219 | 0 | 0.094315 | 0.094315 | 0 | 1.0724e-05 | 0 | 0.094315 | 0 | Version 2026.2
Concrete (in-situ) | Concrete, 50 MPa | >40 MPa to ≤50 MPa | Concrete (in-situ), NSW – Sydney – ECOPact – NE502EBX2 (Holcim (Australia) Pty Ltd) (Australia) | Concrete_50MPa | Concrete_50MPa | 2025-05-28 | 2030-05-28 | Australia | EPD-IES-0023417:001 |  | EPD Australasia |  | m³ | 2400 |  |  |  | 219 | 219 | 0.16 | 0.0207 | 0 | 219.1807 | 0 | 0.09125 | 0.09125 | 6.6667e-05 | 8.625e-06 | 0 | 0.091325 | 0 | Version 2026.2
Concrete (in-situ) | Concrete, 32 MPa | >25 MPa to ≤32 MPa | Concrete (in-situ), WA – Perth Metro – ECOPact – WE322E4 (Holcim (Australia) Pty Ltd) (Australia) | Concrete_32MPa | Concrete_32MPa | 2025-05-27 | 2030-05-27 | Australia | EPD-IES-0023309:001 |  | EPD Australasia |  | m³ | 2400 |  |  |  | 219 | 219 | 0.765 | 0 | 0 | 219.765 | 0 | 0.09125 | 0.09125 | 0.00031875 | 0 | 0 | 0.091569 | 0 | Version 2026.2
Concrete (in-situ) | Concrete, 40 MPa | >32 MPa to ≤40 MPa | Concrete (in-situ), Climate Active – QLD - Darra - QZ401E200 (Holcim (Australia) Pty Ltd) (Australia) | Concrete_40MPa | Concrete_40MPa | 2025-04-17 | 2030-04-17 | Australia | EPD-IES-0020713:001 |  | EPD Australasia |  | m³ | 2400 |  |  |  | 219 | 218 | 0.959 | 0.0161 | 0 | 218.9751 | 0 | 0.09125 | 0.090833 | 0.00039958 | 6.7083e-06 | 0 | 0.09124 | 0 | Version 2026.2
Concrete (in-situ) | Concrete, 40 MPa | >32 MPa to ≤40 MPa | Concrete (in-situ), VIC - Melbourne Metro - ECOPact- VE402FPT (Holcim (Australia) Pty Ltd) (Australia) | Concrete_40MPa | Concrete_40MPa | 2025-04-15 | 2030-04-15 | Australia | EPD-IES-20595:001 |  | EPD Australasia |  | m³ | 2400 |  |  |  | 219 | 218 | 0.506 | 0.0666 | 0 | 218.5726 | 0 | 0.09125 | 0.090833 | 0.00021083 | 2.775e-05 | 0 | 0.091072 | 0 | Version 2026.2
Concrete (in-situ) | Concrete, 50 MPa | >40 MPa to ≤50 MPa | Concrete (in-situ), NSW – Sydney – ECOPact – NE502ER53 (Holcim (Australia) Pty Ltd) (Australia) | Concrete_50MPa | Concrete_50MPa | 2025-05-28 | 2030-05-28 | Australia | EPD-IES-0023418:001 |  | EPD Australasia |  | m³ | 2400 |  |  |  | 219 | 219 | 0.152 | 0.0197 | 0 | 219.1717 | 0 | 0.09125 | 0.09125 | 6.3333e-05 | 8.2083e-06 | 0 | 0.091322 | 0 | Version 2026.2
Concrete (in-situ) | Concrete, 32 MPa | >25 MPa to ≤32 MPa | Concrete (in-situ), WA - Perth Metropolitan - ECOPact - WE322E2 (Holcim (Australia) Pty Ltd) (Australia) | Concrete_32MPa | Concrete_32MPa | 2025-05-27 | 2030-05-27 | Australia | EPD-IES-23307:001 |  | EPD Australasia |  | m³ | 2400 |  |  |  | 219 | 219 | 0.765 | 0 | 0 | 219.765 | 0 | 0.09125 | 0.09125 | 0.00031875 | 0 | 0 | 0.091569 | 0 | Version 2026.2
Concrete (in-situ) | Concrete, 40 MPa | >32 MPa to ≤40 MPa | Concrete (in-situ), SA – Adelaide Metro – ECOPact – SE402A342 (Holcim (Australia) Pty Ltd) (Australia) | Concrete_40MPa | Concrete_40MPa | 2025-05-23 | 2030-05-23 | Australia | EPD-IES-0022115:001 |  | EPD Australasia |  | m³ | 2400 |  |  |  | 219 | 218 | 0.384 | 0.84 | 0 | 219.224 | 0 | 0.09125 | 0.090833 | 0.00016 | 0.00035 | 0 | 0.091343 | 0 | Version 2026.2
Concrete (in-situ) | Concrete, 50 MPa | >40 MPa to ≤50 MPa | Concrete (in-situ), NSW – Sydney – ECOPact – NS502ERT2 (Holcim (Australia) Pty Ltd) (Australia) | Concrete_50MPa | Concrete_50MPa | 2025-05-28 | 2030-05-28 | Australia | EPD-IES-0023421:001 |  | EPD Australasia |  | m³ | 2400 |  |  |  | 219 | 218 | 0.157 | 0.0202 | 0 | 218.1772 | 0 | 0.09125 | 0.090833 | 6.5417e-05 | 8.4167e-06 | 0 | 0.090907 | 0 | Version 2026.2
Concrete (in-situ) | Concrete, 50 MPa | >40 MPa to ≤50 MPa | Concrete (in-situ), MRWA S50 LH (GP+ SLAG) [ZWR502CB] Generic EPD - Perth Region (Heidelberg Materials Australia Pty Ltd) (Australia) | Concrete_50MPa | Concrete_50MPa | 2025-05-02 | 2030-05-02 | Australia | EPD-IES-0018961:001 | Version 1 | EPD Australasia |  | m³ | 2400 |  |  |  | 220 | 218 | 2.24 | 0.0544 | 0 | 220.2944 | 0 | 0.091667 | 0.090833 | 0.00093333 | 2.2667e-05 | 0 | 0.091789 | 0 | Version 2026.2
Concrete (in-situ) | Concrete, 40 MPa | >32 MPa to ≤40 MPa | Concrete (in-situ), Premix Concrete - 40MPA 14mm (Piave Premix Concrete Pty Ltd) (Australia) | Concrete_40MPa | Concrete_40MPa | 2025-03-31 | 2030-03-31 | Australia | EPD-IES-17565 | Version 46 | EPD Australasia |  | m³ | 2361 |  |  |  | 220 | 220 | 0 | 0.0124 | 0 | 220 | 0 | 0.093181 | 0.093181 | 0 | 5.252e-06 | 0 | 0.093181 | 0 | Version 2026.2
Concrete (in-situ) | Concrete, 25 MPa | >20 MPa to ≤25 MPa | Concrete (in-situ), QLD - North Queensland - ECOPact - QE252E (Holcim (Australia) Pty Ltd) (Australia) | Concrete_25MPa | Concrete_25MPa | 2025-06-18 | 2030-06-18 | Australia | EPD-IES-23541:001 |  | EPD Australasia |  | m³ | 2400 |  |  |  | 220 | 219 | 0.775 | 0.0209 | 0 | 219.7959 | 0 | 0.091667 | 0.09125 | 0.00032292 | 8.7083e-06 | 0 | 0.091582 | 0 | Version 2026.2
Concrete (in-situ) | Concrete, 25 MPa | >20 MPa to ≤25 MPa | Concrete (in-situ), Climate Active – NSW - Brunswick Heads - NZ257LBMX (Holcim (Australia) Pty Ltd) (Australia) | Concrete_25MPa | Concrete_25MPa | 2025-04-17 | 2030-04-17 | Australia | EPD-IES-0020658:001 |  | EPD Australasia |  | m³ | 2400 |  |  |  | 220 | 219 | 0.775 | 0.0209 | 0 | 219.7959 | 0 | 0.091667 | 0.09125 | 0.00032292 | 8.7083e-06 | 0 | 0.091582 | 0 | Version 2026.2
Concrete (in-situ) | Concrete, 40 MPa | >32 MPa to ≤40 MPa | Concrete (in-situ), VIC - Melbourne Metro - ECOPact- VE402APT2 (Holcim (Australia) Pty Ltd) (Australia) | Concrete_40MPa | Concrete_40MPa | 2025-04-15 | 2030-04-15 | Australia | EPD-IES-20479:001 |  | EPD Australasia |  | m³ | 2400 |  |  |  | 220 | 220 | 0.638 | 0.0681 | 0 | 220.7061 | 0 | 0.091667 | 0.091667 | 0.00026583 | 2.8375e-05 | 0 | 0.091961 | 0 | Version 2026.2
Concrete (in-situ) | Concrete, 32 MPa | >25 MPa to ≤32 MPa | Concrete (in-situ), VIC – Melbourne Metro – ECOPact – VE322LAV6 (Holcim (Australia) Pty Ltd) (Australia) | Concrete_32MPa | Concrete_32MPa | 2025-04-15 | 2030-04-15 | Australia | EPD-IES-0020567:001 |  | EPD Australasia |  | m³ | 2400 |  |  |  | 220 | 220 | 0.125 | 0.00207 | 0 | 220.1271 | 0 | 0.091667 | 0.091667 | 5.2083e-05 | 8.625e-07 | 0 | 0.09172 | 0 | Version 2026.2
Concrete (in-situ) | Concrete, 25 MPa | Not used | Concrete (in-situ), VIC – Melbourne Metro – ECOPact – VE252EF26 + 5KG Recycled Plastic FIB (Holcim (Australia) Pty Ltd) (Australia) |  |  | 2025-04-15 | 2030-04-15 | Australia | EPD-IES-0020552:001 |  | EPD Australasia |  | m³ | 2400 |  |  |  | 220 | 219 | 0.463 | 0 | 0 | 219.463 | 0 | 0.091667 | 0.09125 | 0.00019292 | 0 | 0 | 0.091443 | 0 | Version 2026.2
Concrete (in-situ) | Concrete, 25 MPa | >20 MPa to ≤25 MPa | Concrete (in-situ), QLD - North Queensland - ECOPact - QE252E1 (Holcim (Australia) Pty Ltd) (Australia) | Concrete_25MPa | Concrete_25MPa | 2025-06-18 | 2030-06-18 | Australia | EPD-IES-23542:001 |  | EPD Australasia |  | m³ | 2400 |  |  |  | 220 | 219 | 0.775 | 0.0209 | 0 | 219.7959 | 0 | 0.091667 | 0.09125 | 0.00032292 | 8.7083e-06 | 0 | 0.091582 | 0 | Version 2026.2
Concrete (in-situ) | Concrete, 40 MPa | >32 MPa to ≤40 MPa | Concrete (in-situ), QLD - North Queensland - ECOPact - QE402ETM (Holcim (Australia) Pty Ltd) (Australia) | Concrete_40MPa | Concrete_40MPa | 2025-06-18 | 2030-06-18 | Australia | EPD-IES-23570:001 |  | EPD Australasia |  | m³ | 2400 |  |  |  | 220 | 219 | 0.844 | 0.0156 | 0 | 219.8596 | 0 | 0.091667 | 0.09125 | 0.00035167 | 6.5e-06 | 0 | 0.091608 | 0 | Version 2026.2
Concrete (in-situ) | Concrete, 32 MPa | >25 MPa to ≤32 MPa | Concrete (in-situ), QLD – Brisbane – ECOPact – QE322EMR3 (Holcim (Australia) Pty Ltd) (Australia) | Concrete_32MPa | Concrete_32MPa | 2025-05-13 | 2030-05-13 | Australia | EPD-IES-0021952:001 |  | EPD Australasia |  | m³ | 2400 |  |  |  | 220 | 220 | 0.0339 | 0.0265 | 0 | 220.0604 | 0 | 0.091667 | 0.091667 | 1.4125e-05 | 1.1042e-05 | 0 | 0.091692 | 0 | Version 2026.2
Concrete (in-situ) | Concrete, 25 MPa | >20 MPa to ≤25 MPa | Concrete (in-situ), NSW - Byron Bay - Climate Active - NZ257LBMX (Holcim (Australia) Pty Ltd) (Australia) | Concrete_25MPa | Concrete_25MPa | 2025-04-17 | 2030-04-17 | Australia | EPD-IES-20659:001 |  | EPD Australasia |  | m³ | 2400 |  |  |  | 220 | 219 | 0.775 | 0.0209 | 0 | 219.7959 | 0 | 0.091667 | 0.09125 | 0.00032292 | 8.7083e-06 | 0 | 0.091582 | 0 | Version 2026.2
Concrete (in-situ) | Concrete, 40 MPa | >32 MPa to ≤40 MPa | Concrete (in-situ), VIC – Melbourne Metro – ECOPact – VE402EPT2 (Holcim (Australia) Pty Ltd) (Australia) | Concrete_40MPa | Concrete_40MPa | 2025-04-15 | 2030-04-15 | Australia | EPD-IES-0020478:001 |  | EPD Australasia |  | m³ | 2400 |  |  |  | 220 | 220 | 0.638 | 0.0681 | 0 | 220.7061 | 0 | 0.091667 | 0.091667 | 0.00026583 | 2.8375e-05 | 0 | 0.091961 | 0 | Version 2026.2
Concrete (in-situ) | Concrete, 40 MPa | >32 MPa to ≤40 MPa | Concrete (in-situ), VIC – Melbourne Metro – ECOPact – VE402EPT3 (Holcim (Australia) Pty Ltd) (Australia) | Concrete_40MPa | Concrete_40MPa | 2025-04-15 | 2030-04-15 | Australia | EPD-IES-0020480:001 |  | EPD Australasia |  | m³ | 2400 |  |  |  | 220 | 220 | 0.641 | 0.0684 | 0 | 220.7094 | 0 | 0.091667 | 0.091667 | 0.00026708 | 2.85e-05 | 0 | 0.091962 | 0 | Version 2026.2
Concrete (in-situ) | Concrete, 40 MPa | >32 MPa to ≤40 MPa | Concrete (in-situ), VIC - Melbourne Metro - ECOPact- VE402APT3 (Holcim (Australia) Pty Ltd) (Australia) | Concrete_40MPa | Concrete_40MPa | 2025-04-15 | 2030-04-15 | Australia | EPD-IES-20481:001 |  | EPD Australasia |  | m³ | 2400 |  |  |  | 220 | 220 | 0.641 | 0.0684 | 0 | 220.7094 | 0 | 0.091667 | 0.091667 | 0.00026708 | 2.85e-05 | 0 | 0.091962 | 0 | Version 2026.2
Concrete (in-situ) | Concrete, 32 MPa | >25 MPa to ≤32 MPa | Concrete (in-situ), VIC - Melbourne Metro - ECOPact- VE321EAV (Holcim (Australia) Pty Ltd) (Australia) | Concrete_32MPa | Concrete_32MPa | 2025-04-15 | 2030-04-15 | Australia | EPD-IES-20484:001 |  | EPD Australasia |  | m³ | 2400 |  |  |  | 220 | 219 | 0.631 | 0.0603 | 0 | 219.6913 | 0 | 0.091667 | 0.09125 | 0.00026292 | 2.5125e-05 | 0 | 0.091538 | 0 | Version 2026.2
Concrete (in-situ) | Concrete, 32 MPa | >25 MPa to ≤32 MPa | Concrete (in-situ), VIC - Melbourne Metro - ECOPact- VZ321EAV (Holcim (Australia) Pty Ltd) (Australia) | Concrete_32MPa | Concrete_32MPa | 2025-04-15 | 2030-04-15 | Australia | EPD-IES-20485:001 |  | EPD Australasia |  | m³ | 2400 |  |  |  | 220 | 219 | 0.631 | 0.0603 | 0 | 219.6913 | 0 | 0.091667 | 0.09125 | 0.00026292 | 2.5125e-05 | 0 | 0.091538 | 0 | Version 2026.2
Concrete (in-situ) | Concrete, 40 MPa | >32 MPa to ≤40 MPa | Concrete (in-situ), VIC – Melbourne Metro – ECOPact – VE401EWL (Holcim (Australia) Pty Ltd) (Australia) | Concrete_40MPa | Concrete_40MPa | 2025-04-15 | 2030-04-15 | Australia | EPD-IES-0020581:001 |  | EPD Australasia |  | m³ | 2400 |  |  |  | 220 | 219 | 0.778 | 0.0613 | 0 | 219.8393 | 0 | 0.091667 | 0.09125 | 0.00032417 | 2.5542e-05 | 0 | 0.0916 | 0 | Version 2026.2
Concrete (in-situ) | Concrete, 65 MPa | >50 MPa to ≤65 MPa | Concrete (in-situ), SA - ADLC - ECOPact Mixes- SE652EWH3 (Holcim (Australia) Pty Ltd) (Australia) | Concrete_65MPa | Concrete_65MPa | 2025-05-23 | 2030-05-23 | Australia | EPD-IES-22086:001 |  | EPD Australasia |  | m³ | 2400 |  |  |  | 220 | 219 | 0.359 | 0.743 | 0 | 220.102 | 0 | 0.091667 | 0.09125 | 0.00014958 | 0.00030958 | 0 | 0.091709 | 0 | Version 2026.2
Concrete (in-situ) | Concrete, 40 MPa | >32 MPa to ≤40 MPa | Concrete (in-situ), SA - ADLC - ECOPact Mixes- SE402A542 (Holcim (Australia) Pty Ltd) (Australia) | Concrete_40MPa | Concrete_40MPa | 2025-05-23 | 2030-05-23 | Australia | EPD-IES-22117:001 |  | EPD Australasia |  | m³ | 2400 |  |  |  | 220 | 219 | 0.381 | 0.841 | 0 | 220.222 | 0 | 0.091667 | 0.09125 | 0.00015875 | 0.00035042 | 0 | 0.091759 | 0 | Version 2026.2
Concrete (in-situ) | Concrete, 32 MPa | >25 MPa to ≤32 MPa | Concrete (in-situ), VIC – Melbourne Metro – ECOPact – BE321EAV (Holcim (Australia) Pty Ltd) (Australia) | Concrete_32MPa | Concrete_32MPa | 2025-05-28 | 2030-05-28 | Australia | EPD-IES-0023271:001 |  | EPD Australasia |  | m³ | 2400 |  |  |  | 220 | 219 | 0.631 | 0.0603 | 0 | 219.6913 | 0 | 0.091667 | 0.09125 | 0.00026292 | 2.5125e-05 | 0 | 0.091538 | 0 | Version 2026.2
Concrete (in-situ) | Concrete, 40 MPa | >32 MPa to ≤40 MPa | Concrete (in-situ), VIC – Melbourne Metro – ECOPact – VE402APT1 (Holcim (Australia) Pty Ltd) (Australia) | Concrete_40MPa | Concrete_40MPa | 2025-04-15 | 2030-04-15 | Australia | EPD-IES-0020477:001 |  | EPD Australasia |  | m³ | 2400 |  |  |  | 220 | 219 | 0.625 | 0.0679 | 0 | 219.6929 | 0 | 0.091667 | 0.09125 | 0.00026042 | 2.8292e-05 | 0 | 0.091539 | 0 | Version 2026.2
Concrete (in-situ) | Concrete, 25 MPa | >20 MPa to ≤25 MPa | Concrete (in-situ), VIC – Melbourne Metro – ECOPact – VE254E56 (Holcim (Australia) Pty Ltd) (Australia) | Concrete_25MPa | Concrete_25MPa | 2025-04-15 | 2030-04-15 | Australia | EPD-IES-0020555:001 |  | EPD Australasia |  | m³ | 2400 |  |  |  | 220 | 220 | 0.111 | 0.00189 | 0 | 220.1129 | 0 | 0.091667 | 0.091667 | 4.625e-05 | 7.875e-07 | 0 | 0.091714 | 0 | Version 2026.2
Concrete (in-situ) | Concrete, 40 MPa | >32 MPa to ≤40 MPa | Concrete (in-situ), SA – Adelaide Metro – ECOPact – SE401A542 (Holcim (Australia) Pty Ltd) (Australia) | Concrete_40MPa | Concrete_40MPa | 2025-05-23 | 2030-05-23 | Australia | EPD-IES-0022116:001 |  | EPD Australasia |  | m³ | 2400 |  |  |  | 220 | 219 | 0.381 | 0.841 | 0 | 220.222 | 0 | 0.091667 | 0.09125 | 0.00015875 | 0.00035042 | 0 | 0.091759 | 0 | Version 2026.2
Concrete (in-situ) | Concrete, 20 MPa | >10 MPa to ≤20 MPa | Concrete (in-situ), Imagecrete Colour 25 MPa (Heidelberg Materials Australia Pty Ltd) (Australia) | Concrete_20MPa | Concrete_20MPa | 2025-01-28 | 2030-01-28 | Australia | EPD-IES-0010056 :001 | Version 1 | EPD Australasia |  | m³ | 2414 |  |  |  | 221 | 221 | 0.161 | 0.0315 | 0 | 221.1925 | 0 | 0.091549 | 0.091549 | 6.6694e-05 | 1.3049e-05 | 0 | 0.091629 | 0 | Version 2026.2
Concrete (in-situ) | Concrete, 50 MPa | >40 MPa to ≤50 MPa | Concrete (in-situ), Premix Concrete - 50MPa Pad (Piave Premix Concrete Pty Ltd) (Australia) | Concrete_50MPa | Concrete_50MPa | 2025-03-31 | 2030-03-31 | Australia | EPD-IES-17569 | Version 50 | EPD Australasia |  | m³ | 2394 |  |  |  | 221 | 221 | 0 | 0.0212 | 0 | 221 | 0 | 0.092314 | 0.092314 | 0 | 8.8555e-06 | 0 | 0.092314 | 0 | Version 2026.2
Concrete (in-situ) | Concrete, 32 MPa | >25 MPa to ≤32 MPa | Concrete (in-situ), VIC – Melbourne – Geostone – VX324ERP (Holcim (Australia) Pty Ltd) (Australia) | Concrete_32MPa | Concrete_32MPa | 2025-04-22 | 2030-04-22 | Australia | EPD-IES-0021863:001 |  | EPD Australasia |  | m³ | 2400 |  |  |  | 221 | 221 | 0.693 | 0.0674 | 0 | 221.7604 | 0 | 0.092083 | 0.092083 | 0.00028875 | 2.8083e-05 | 0 | 0.0924 | 0 | Version 2026.2
Concrete (in-situ) | Concrete, 32 MPa | >25 MPa to ≤32 MPa | Concrete (in-situ), NSW – Far North Coast – ECOPact – NE321FKC (Holcim (Australia) Pty Ltd) (Australia) | Concrete_32MPa | Concrete_32MPa | 2025-05-19 | 2030-05-19 | Australia | EPD-IES-0022019:001 |  | EPD Australasia |  | m³ | 2400 |  |  |  | 221 | 221 | 0.168 | 0.0219 | 0 | 221.1899 | 0 | 0.092083 | 0.092083 | 7e-05 | 9.125e-06 | 0 | 0.092162 | 0 | Version 2026.2
Concrete (in-situ) | Concrete, 25 MPa | >20 MPa to ≤25 MPa | Concrete (in-situ), NSW - Far North Coast - ECOPact - NE252LLH (Holcim (Australia) Pty Ltd) (Australia) | Concrete_25MPa | Concrete_25MPa | 2025-06-13 | 2030-06-13 | Australia | EPD-IES-23524:001 |  | EPD Australasia |  | m³ | 2400 |  |  |  | 221 | 221 | 0.151 | 0.0217 | 0 | 221.1727 | 0 | 0.092083 | 0.092083 | 6.2917e-05 | 9.0417e-06 | 0 | 0.092155 | 0 | Version 2026.2
Concrete (in-situ) | Concrete, 50 MPa | >40 MPa to ≤50 MPa | Concrete (in-situ), SA - ADLC - ECOPact Mixes- SE501EWC (Holcim (Australia) Pty Ltd) (Australia) | Concrete_50MPa | Concrete_50MPa | 2025-05-23 | 2030-05-23 | Australia | EPD-IES-22100:001 |  | EPD Australasia |  | m³ | 2400 |  |  |  | 221 | 220 | 0.337 | 0.808 | 0 | 221.145 | 0 | 0.092083 | 0.091667 | 0.00014042 | 0.00033667 | 0 | 0.092144 | 0 | Version 2026.2
Concrete (in-situ) | Concrete, 50 MPa | >40 MPa to ≤50 MPa | Concrete (in-situ), NSW - Sydney - ECOPact - NS502ERQ2 (Holcim (Australia) Pty Ltd) (Australia) | Concrete_50MPa | Concrete_50MPa | 2025-05-28 | 2030-05-28 | Australia | EPD-IES-23422:001 |  | EPD Australasia |  | m³ | 2400 |  |  |  | 221 | 221 | 0.152 | 0.0202 | 0 | 221.1722 | 0 | 0.092083 | 0.092083 | 6.3333e-05 | 8.4167e-06 | 0 | 0.092155 | 0 | Version 2026.2
Concrete (in-situ) | Concrete, 25 MPa | >20 MPa to ≤25 MPa | Concrete (in-situ), WA - North West - ECOPact- WE251E1P (Holcim (Australia) Pty Ltd) (Australia) | Concrete_25MPa | Concrete_25MPa | 2025-03-13 | 2030-03-13 | Australia | EPD-IES-18506:001 | Version 1 | EPD Australasia |  | m³ | 2400 |  |  |  | 222 | 221 | 0.737 | 0.0196 | 0 | 221.7566 | 0 | 0.0925 | 0.092083 | 0.00030708 | 8.1667e-06 | 0 | 0.092399 | 0 | Version 2026.2
Concrete (in-situ) | Concrete, 40 MPa | >32 MPa to ≤40 MPa | Concrete (in-situ), AE4014 pre-mixed concrete (Aurora Construction Materials Epping Pty. Ltd.) (Australia) | Concrete_40MPa | Concrete_40MPa | 2025-08-15 | 2030-08-15 | Australia | EPD-IES-0021739:001 | Version 1 | EPD Australasia |  | m³ | 2291 |  |  |  | 222 | 222 | -0.213 | 0.0161 | 0 | 222.0161 | 0 | 0.096901 | 0.096901 | -9.2973e-05 | 7.0275e-06 | 0 | 0.096908 | 0 | Version 2026.2
Concrete (in-situ) | Concrete, 40 MPa | >32 MPa to ≤40 MPa | Concrete (in-situ), AE4020 pre-mixed concrete (Aurora Construction Materials Epping Pty. Ltd.) (Australia) | Concrete_40MPa | Concrete_40MPa | 2025-08-15 | 2030-08-15 | Australia | EPD-IES-0021740:001 | Version 1 | EPD Australasia |  | m³ | 2291 |  |  |  | 222 | 222 | -0.213 | 0.0161 | 0 | 222.0161 | 0 | 0.096901 | 0.096901 | -9.2973e-05 | 7.0275e-06 | 0 | 0.096908 | 0 | Version 2026.2
Concrete (in-situ) | Concrete, 20 MPa | >10 MPa to ≤20 MPa | Concrete (in-situ), AN2014PU pre-mixed concrete (Aurora Construction Materials Epping Pty. Ltd.) (Australia) | Concrete_20MPa | Concrete_20MPa | 2025-08-15 | 2030-08-15 | Australia | EPD-IES-0021741:001 | Version 1 | EPD Australasia |  | m³ | 2303 |  |  |  | 222 | 223 | -0.187 | 0.019 | 0 | 223.019 | 0 | 0.096396 | 0.09683 | -8.1198e-05 | 8.2501e-06 | 0 | 0.096838 | 0 | Version 2026.2
Concrete (in-situ) | Concrete, 20 MPa | >10 MPa to ≤20 MPa | Concrete (in-situ), AN2020PU pre-mixed concrete (Aurora Construction Materials Epping Pty. Ltd.) (Australia) | Concrete_20MPa | Concrete_20MPa | 2025-08-15 | 2030-08-15 | Australia | EPD-IES-0021742:001 | Version 1 | EPD Australasia |  | m³ | 2308 |  |  |  | 222 | 222 | -0.19 | 0.0199 | 0 | 222.0199 | 0 | 0.096187 | 0.096187 | -8.2322e-05 | 8.6222e-06 | 0 | 0.096196 | 0 | Version 2026.2
Concrete (in-situ) | N/A | Not used | Concrete (in-situ), VIC – North East Link Project – Spark – VP6 (Holcim (Australia) Pty Ltd) (Australia) |  |  | 2025-03-13 | 2030-03-13 | Australia | EPD-IES-0018507:001 |  | EPD Australasia |  | m³ | 2400 |  |  |  | 222 | 221 | 0.748 | 0.0198 | 0 | 221.7678 | 0 | 0.0925 | 0.092083 | 0.00031167 | 8.25e-06 | 0 | 0.092403 | 0 | Version 2026.2
Concrete (in-situ) | Concrete, 25 MPa | >20 MPa to ≤25 MPa | Concrete (in-situ), NSW - Coffs Coast - ECOPact- NE251L2 (Holcim (Australia) Pty Ltd) (Australia) | Concrete_25MPa | Concrete_25MPa | 2025-04-22 | 2030-04-22 | Australia | EPD-IES-18540:001 |  | EPD Australasia |  | m³ | 2400 |  |  |  | 222 | 222 | 0.166 | 0.0243 | 0 | 222.1903 | 0 | 0.0925 | 0.0925 | 6.9167e-05 | 1.0125e-05 | 0 | 0.092579 | 0 | Version 2026.2
Concrete (in-situ) | Concrete, 32 MPa | >25 MPa to ≤32 MPa | Concrete (in-situ), VIC - Melbourne - Geostone- VX321ATL (Holcim (Australia) Pty Ltd) (Australia) | Concrete_32MPa | Concrete_32MPa | 2025-04-22 | 2030-04-22 | Australia | EPD-IES-21840:001 |  | EPD Australasia |  | m³ | 2400 |  |  |  | 222 | 222 | 0.649 | 0.0678 | 0 | 222.7168 | 0 | 0.0925 | 0.0925 | 0.00027042 | 2.825e-05 | 0 | 0.092799 | 0 | Version 2026.2
Concrete (in-situ) | Concrete, 32 MPa | >25 MPa to ≤32 MPa | Concrete (in-situ), VIC - Melbourne - Geostone- VX321GXY (Holcim (Australia) Pty Ltd) (Australia) | Concrete_32MPa | Concrete_32MPa | 2025-04-22 | 2030-04-22 | Australia | EPD-IES-21845:001 |  | EPD Australasia |  | m³ | 2400 |  |  |  | 222 | 222 | 0.583 | 0.071 | 0 | 222.654 | 0 | 0.0925 | 0.0925 | 0.00024292 | 2.9583e-05 | 0 | 0.092772 | 0 | Version 2026.2
Concrete (in-situ) | Concrete, 32 MPa | >25 MPa to ≤32 MPa | Concrete (in-situ), VIC - Melbourne - Geostone- VX321JPT (Holcim (Australia) Pty Ltd) (Australia) | Concrete_32MPa | Concrete_32MPa | 2025-04-22 | 2030-04-22 | Australia | EPD-IES-21847:001 |  | EPD Australasia |  | m³ | 2400 |  |  |  | 222 | 222 | 0.513 | 0.0743 | 0 | 222.5873 | 0 | 0.0925 | 0.0925 | 0.00021375 | 3.0958e-05 | 0 | 0.092745 | 0 | Version 2026.2
Concrete (in-situ) | Concrete, 32 MPa | >25 MPa to ≤32 MPa | Concrete (in-situ), VIC - Melbourne - Geostone- VX321NBL (Holcim (Australia) Pty Ltd) (Australia) | Concrete_32MPa | Concrete_32MPa | 2025-04-22 | 2030-04-22 | Australia | EPD-IES-21849:001 |  | EPD Australasia |  | m³ | 2400 |  |  |  | 222 | 222 | 0.622 | 0.069 | 0 | 222.691 | 0 | 0.0925 | 0.0925 | 0.00025917 | 2.875e-05 | 0 | 0.092788 | 0 | Version 2026.2
Concrete (in-situ) | Concrete, 32 MPa | >25 MPa to ≤32 MPa | Concrete (in-situ), VIC - Melbourne - Geostone- VX321STG (Holcim (Australia) Pty Ltd) (Australia) | Concrete_32MPa | Concrete_32MPa | 2025-04-22 | 2030-04-22 | Australia | EPD-IES-21858:001 |  | EPD Australasia |  | m³ | 2400 |  |  |  | 222 | 221 | 0.705 | 0 | 0 | 221.705 | 0 | 0.0925 | 0.092083 | 0.00029375 | 0 | 0 | 0.092377 | 0 | Version 2026.2
Concrete (in-situ) | Concrete, 25 MPa | >20 MPa to ≤25 MPa | Concrete (in-situ), NSW - Coffs Coast - ECOPact- NE251L1 (Holcim (Australia) Pty Ltd) (Australia) | Concrete_25MPa | Concrete_25MPa | 2025-04-22 | 2030-04-22 | Australia | EPD-IES-18539:001 |  | EPD Australasia |  | m³ | 2400 |  |  |  | 222 | 222 | 0.166 | 0.0242 | 0 | 222.1902 | 0 | 0.0925 | 0.0925 | 6.9167e-05 | 1.0083e-05 | 0 | 0.092579 | 0 | Version 2026.2
Concrete (in-situ) | Concrete, 40 MPa | >32 MPa to ≤40 MPa | Concrete (in-situ), QLD - Sunshine Coast - ECOPact - QE402EEZY (Holcim (Australia) Pty Ltd) (Australia) | Concrete_40MPa | Concrete_40MPa | 2025-06-13 | 2030-06-13 | Australia | EPD-IES-23459:001 |  | EPD Australasia |  | m³ | 2400 |  |  |  | 223 | 222 | 0.905 | 0.0173 | 0 | 222.9223 | 0 | 0.092917 | 0.0925 | 0.00037708 | 7.2083e-06 | 0 | 0.092884 | 0 | Version 2026.2
Concrete (in-situ) | Concrete, 40 MPa | >32 MPa to ≤40 MPa | Concrete (in-situ), QLD - Burleigh - Climate Active - QZ407EBMX (Holcim (Australia) Pty Ltd) (Australia) | Concrete_40MPa | Concrete_40MPa | 2025-04-17 | 2030-04-17 | Australia | EPD-IES-20748:001 |  | EPD Australasia |  | m³ | 2400 |  |  |  | 223 | 222 | 0.905 | 0.0173 | 0 | 222.9223 | 0 | 0.092917 | 0.0925 | 0.00037708 | 7.2083e-06 | 0 | 0.092884 | 0 | Version 2026.2
Concrete (in-situ) | Concrete, 32 MPa | >25 MPa to ≤32 MPa | Concrete (in-situ), VIC - Melbourne - Geostone- VX321CMT (Holcim (Australia) Pty Ltd) (Australia) | Concrete_32MPa | Concrete_32MPa | 2025-04-22 | 2030-04-22 | Australia | EPD-IES-21843:001 |  | EPD Australasia |  | m³ | 2400 |  |  |  | 223 | 222 | 0.636 | 0 | 0 | 222.636 | 0 | 0.092917 | 0.0925 | 0.000265 | 0 | 0 | 0.092765 | 0 | Version 2026.2
Concrete (in-situ) | Concrete, 32 MPa | >25 MPa to ≤32 MPa | Concrete (in-situ), QLD – Sunshine Coast – ECOPact – QE321L (Holcim (Australia) Pty Ltd) (Australia) | Concrete_32MPa | Concrete_32MPa | 2025-06-13 | 2030-06-13 | Australia | EPD-IES-0023463:001 |  | EPD Australasia |  | m³ | 2400 |  |  |  | 223 | 222 | 0.985 | 0.0172 | 0 | 223.0022 | 0 | 0.092917 | 0.0925 | 0.00041042 | 7.1667e-06 | 0 | 0.092918 | 0 | Version 2026.2
Concrete (in-situ) | Concrete, 32 MPa | >25 MPa to ≤32 MPa | Concrete (in-situ), 32MPa Premixed Concrete (or ready-mixed concrete) (Neilsens Concrete Pty Ltd) (Australia) | Concrete_32MPa | Concrete_32MPa | 2025-06-13 | 2030-06-13 | Australia | EPD-IES-0023078:001 | Version 1 | EPD Australasia |  | m³ | 2350 |  |  |  | 224 | 224 | 0.166 | 0.0414 | 0 | 224.2074 | 0 | 0.095319 | 0.095319 | 7.0638e-05 | 1.7617e-05 | 0 | 0.095407 | 0 | Version 2026.2
Concrete (in-situ) | Concrete, 32 MPa | >25 MPa to ≤32 MPa | Concrete (in-situ), WA – Perth Metro – ECOPact – WE324E1 (Holcim (Australia) Pty Ltd) (Australia) | Concrete_32MPa | Concrete_32MPa | 2025-05-27 | 2030-05-27 | Australia | EPD-IES-0023310:001 | Version 1 | EPD Australasia |  | m³ | 2400 |  |  |  | 224 | 224 | 0.787 | 0 | 0 | 224.787 | 0 | 0.093333 | 0.093333 | 0.00032792 | 0 | 0 | 0.093661 | 0 | Version 2026.2
Concrete (in-situ) | Concrete, 40 MPa | >32 MPa to ≤40 MPa | Concrete (in-situ), AE4014 pre-mixed concrete (Aurora Construction Materials Epping Pty. Ltd.) (Australia) | Concrete_40MPa | Concrete_40MPa | 2025-08-15 | 2030-08-15 | Australia | EPD-IES-0021739:001 | Version 1 | EPD Australasia |  | m³ | 2291 |  |  |  | 222 | 222 | -0.213 | 0.0161 | 0 | 222.0161 | 0 | 0.096901 | 0.096901 | -9.2973e-05 | 7.0275e-06 | 0 | 0.096908 | 0 | Version 2026.2
Concrete (in-situ) | Concrete, 40 MPa | >32 MPa to ≤40 MPa | Concrete (in-situ), AE4020 pre-mixed concrete (Aurora Construction Materials Epping Pty. Ltd.) (Australia) | Concrete_40MPa | Concrete_40MPa | 2025-08-15 | 2030-08-15 | Australia | EPD-IES-0021740:001 | Version 1 | EPD Australasia |  | m³ | 2291 |  |  |  | 222 | 222 | -0.213 | 0.0161 | 0 | 222.0161 | 0 | 0.096901 | 0.096901 | -9.2973e-05 | 7.0275e-06 | 0 | 0.096908 | 0 | Version 2026.2
Concrete (in-situ) | Concrete, 40 MPa | >32 MPa to ≤40 MPa | Concrete (in-situ), TfNSW B80 Cast-in-place piles 40MPa B2 Exposure (Hymix Australia Pty Ltd) (Australia) | Concrete_40MPa | Concrete_40MPa | 2025-01-28 | 2030-01-28 | Australia | EPD-IES-0017617:001 | Version 1 | EPD Australasia |  | m³ | 2402.3 |  |  |  | 224 | 224 | 0.037 | 0.0151 | 0 | 224.0521 | 0 | 0.093244 | 0.093244 | 1.5402e-05 | 6.2856e-06 | 0 | 0.093266 | 0 | Version 2026.2
Concrete (in-situ) | Concrete, 32 MPa | >25 MPa to ≤32 MPa | Concrete (in-situ), NSW – West NSW – ECOPact – NE322E142 (Holcim (Australia) Pty Ltd) (Australia) | Concrete_32MPa | Concrete_32MPa | 2025-06-19 | 2030-06-19 | Australia | EPD-IES-0023698:001 |  | EPD Australasia |  | m³ | 2400 |  |  |  | 224 | 223 | 0.135 | 0.0247 | 0 | 223.1597 | 0 | 0.093333 | 0.092917 | 5.625e-05 | 1.0292e-05 | 0 | 0.092983 | 0 | Version 2026.2
Concrete (in-situ) | Concrete, 40 MPa | >32 MPa to ≤40 MPa | Concrete (in-situ), QLD – Sunshine Coast – ECOPact – QE401EBMX (Holcim (Australia) Pty Ltd) (Australia) | Concrete_40MPa | Concrete_40MPa | 2025-06-13 | 2030-06-13 | Australia | EPD-IES-0023429:001 |  | EPD Australasia |  | m³ | 2400 |  |  |  | 224 | 223 | 0.879 | 0.0168 | 0 | 223.8958 | 0 | 0.093333 | 0.092917 | 0.00036625 | 7e-06 | 0 | 0.09329 | 0 | Version 2026.2
Concrete (in-situ) | Concrete, 32 MPa | >25 MPa to ≤32 MPa | Concrete (in-situ), Climate Active – NSW - Liverpool - NE321E5 (Holcim (Australia) Pty Ltd) (Australia) | Concrete_32MPa | Concrete_32MPa | 2025-04-17 | 2030-04-17 | Australia | EPD-IES-0020617:001 |  | EPD Australasia |  | m³ | 2400 |  |  |  | 224 | 224 | 0.0339 | 0.0285 | 0 | 224.0624 | 0 | 0.093333 | 0.093333 | 1.4125e-05 | 1.1875e-05 | 0 | 0.093359 | 0 | Version 2026.2
Concrete (in-situ) | Concrete, 50 MPa | >40 MPa to ≤50 MPa | Concrete (in-situ), VIC - Melbourne Metro - ECOPact- VE502ESW (Holcim (Australia) Pty Ltd) (Australia) | Concrete_50MPa | Concrete_50MPa | 2025-04-15 | 2030-04-15 | Australia | EPD-IES-20461:001 |  | EPD Australasia |  | m³ | 2400 |  |  |  | 224 | 224 | 0.66 | 0.0631 | 0 | 224.7231 | 0 | 0.093333 | 0.093333 | 0.000275 | 2.6292e-05 | 0 | 0.093635 | 0 | Version 2026.2
Concrete (in-situ) | Concrete, 25 MPa | >20 MPa to ≤25 MPa | Concrete (in-situ), WA – Mid West – ECOPact – WE251EKC (Holcim (Australia) Pty Ltd) (Australia) | Concrete_25MPa | Concrete_25MPa | 2025-03-24 | 2030-03-24 | Australia | EPD-IES-0014371:001 |  | EPD Australasia |  | m³ | 2400 |  |  |  | 224 | 223 | 0.751 | 0.019 | 0 | 223.77 | 0 | 0.093333 | 0.092917 | 0.00031292 | 7.9167e-06 | 0 | 0.093238 | 0 | Version 2026.2
Concrete (in-situ) | Concrete, 40 MPa | >32 MPa to ≤40 MPa | Concrete (in-situ), VIC - Melbourne Metro - ECOPact- VZ402EF2 (Holcim (Australia) Pty Ltd) (Australia) | Concrete_40MPa | Concrete_40MPa | 2025-04-15 | 2030-04-15 | Australia | EPD-IES-20453:001 |  | EPD Australasia |  | m³ | 2400 |  |  |  | 224 | 223 | 0.616 | 0 | 0 | 223.616 | 0 | 0.093333 | 0.092917 | 0.00025667 | 0 | 0 | 0.093173 | 0 | Version 2026.2
Concrete (in-situ) | Concrete, 32 MPa | >25 MPa to ≤32 MPa | Concrete (in-situ), WA - Perth Metropolitan - ECOPact - WE324E2 (Holcim (Australia) Pty Ltd) (Australia) | Concrete_32MPa | Concrete_32MPa | 2025-05-27 | 2030-05-27 | Australia | EPD-IES-23311:001 | Version 1 | EPD Australasia |  | m³ | 2400 |  |  |  | 225 | 224 | 0.788 | 0 | 0 | 224.788 | 0 | 0.09375 | 0.093333 | 0.00032833 | 0 | 0 | 0.093662 | 0 | Version 2026.2
Concrete (in-situ) | Concrete, 32 MPa | >25 MPa to ≤32 MPa | Concrete (in-situ), WA - Perth Metropolitan - ECOPact - WE324E4 (Holcim (Australia) Pty Ltd) (Australia) | Concrete_32MPa | Concrete_32MPa | 2025-05-27 | 2030-05-27 | Australia | EPD-IES-23312:001 | Version 1 | EPD Australasia |  | m³ | 2400 |  |  |  | 225 | 224 | 0.788 | 0 | 0 | 224.788 | 0 | 0.09375 | 0.093333 | 0.00032833 | 0 | 0 | 0.093662 | 0 | Version 2026.2
Concrete (in-situ) | Concrete, 20 MPa | >10 MPa to ≤20 MPa | Concrete (in-situ), AN2020PU pre-mixed concrete (Aurora Construction Materials Epping Pty. Ltd.) (Australia) | Concrete_20MPa | Concrete_20MPa | 2025-08-15 | 2030-08-15 | Australia | EPD-IES-0021742:001 | Version 1 | EPD Australasia |  | m³ | 2308 |  |  |  | 222 | 222 | -0.19 | 0.0199 | 0 | 222.0199 | 0 | 0.096187 | 0.096187 | -8.2322e-05 | 8.6222e-06 | 0 | 0.096196 | 0 | Version 2026.2
Concrete (in-situ) | Concrete, 40 MPa | >32 MPa to ≤40 MPa | Concrete (in-situ), Premix Concrete - 40MPa Line Pump (Piave Premix Concrete Pty Ltd) (Australia) | Concrete_40MPa | Concrete_40MPa | 2025-03-31 | 2030-03-31 | Australia | EPD-IES-23031 | Version 36 | EPD Australasia |  | m³ | 2371 |  |  |  | 225 | 225 | 0 | 0 | 0 | 225 | 0 | 0.094897 | 0.094897 | 0 | 0 | 0 | 0.094897 | 0 | Version 2026.2
Concrete (in-situ) | Concrete, 40 MPa | >32 MPa to ≤40 MPa | Concrete (in-situ), SA - ADLC - ECOPact Mixes- SE401FSPF + NO Fibres (Holcim (Australia) Pty Ltd) (Australia) | Concrete_40MPa | Concrete_40MPa | 2025-05-23 | 2030-05-23 | Australia | EPD-IES-22177:001 |  | EPD Australasia |  | m³ | 2400 |  |  |  | 225 | 224 | 0.313 | 0.869 | 0 | 225.182 | 0 | 0.09375 | 0.093333 | 0.00013042 | 0.00036208 | 0 | 0.093826 | 0 | Version 2026.2
Concrete (in-situ) | Concrete, 32 MPa | >25 MPa to ≤32 MPa | Concrete (in-situ), WA – Perth Metro – ECOPact – WE321E1 (Holcim (Australia) Pty Ltd) (Australia) | Concrete_32MPa | Concrete_32MPa | 2025-05-27 | 2030-05-27 | Australia | EPD-IES-0023301:001 | Version 1 | EPD Australasia |  | m³ | 2400 |  |  |  | 226 | 225 | 0.789 | 0 | 0 | 225.789 | 0 | 0.094167 | 0.09375 | 0.00032875 | 0 | 0 | 0.094079 | 0 | Version 2026.2
Concrete (in-situ) | Concrete, 20 MPa | >10 MPa to ≤20 MPa | Concrete (in-situ), AN2014PU pre-mixed concrete (Aurora Construction Materials Epping Pty. Ltd.) (Australia) | Concrete_20MPa | Concrete_20MPa | 2025-08-15 | 2030-08-15 | Australia | EPD-IES-0021741:001 | Version 1 | EPD Australasia |  | m³ | 2303 |  |  |  | 222 | 223 | -0.187 | 0.019 | 0 | 223.019 | 0 | 0.096396 | 0.09683 | -8.1198e-05 | 8.2501e-06 | 0 | 0.096838 | 0 | Version 2026.2
Concrete (in-situ) | Concrete, 32 MPa | >25 MPa to ≤32 MPa | Concrete (in-situ), WA – Perth Metro – ECOPact – WE321E4 (Holcim (Australia) Pty Ltd) (Australia) | Concrete_32MPa | Concrete_32MPa | 2025-05-27 | 2030-05-27 | Australia | EPD-IES-0023303:001 |  | EPD Australasia |  | m³ | 2400 |  |  |  | 226 | 225 | 0.789 | 0 | 0 | 225.789 | 0 | 0.094167 | 0.09375 | 0.00032875 | 0 | 0 | 0.094079 | 0 | Version 2026.2
Concrete (in-situ) | Concrete, 25 MPa | >20 MPa to ≤25 MPa | Concrete (in-situ), NSW - Coffs Coast - ECOPact- NE251LBX (Holcim (Australia) Pty Ltd) (Australia) | Concrete_25MPa | Concrete_25MPa | 2025-04-22 | 2030-04-22 | Australia | EPD-IES-18541:001 |  | EPD Australasia |  | m³ | 2400 |  |  |  | 226 | 226 | 0.168 | 0.0246 | 0 | 226.1926 | 0 | 0.094167 | 0.094167 | 7e-05 | 1.025e-05 | 0 | 0.094247 | 0 | Version 2026.2
Concrete (in-situ) | Concrete, 25 MPa | >20 MPa to ≤25 MPa | Concrete (in-situ), NSW - Coffs Coast - ECOPact- NE252L1 (Holcim (Australia) Pty Ltd) (Australia) | Concrete_25MPa | Concrete_25MPa | 2025-04-22 | 2030-04-22 | Australia | EPD-IES-18542:001 |  | EPD Australasia |  | m³ | 2400 |  |  |  | 226 | 226 | 0.167 | 0.0246 | 0 | 226.1916 | 0 | 0.094167 | 0.094167 | 6.9583e-05 | 1.025e-05 | 0 | 0.094246 | 0 | Version 2026.2
Concrete (in-situ) | Concrete, 32 MPa | >25 MPa to ≤32 MPa | Concrete (in-situ), VIC - Melbourne Metro - ECOPact- VE322E5T (Holcim (Australia) Pty Ltd) (Australia) | Concrete_32MPa | Concrete_32MPa | 2025-04-15 | 2030-04-15 | Australia | EPD-IES-20532:001 |  | EPD Australasia |  | m³ | 2400 |  |  |  | 226 | 226 | 0.634 | 0.0686 | 0 | 226.7026 | 0 | 0.094167 | 0.094167 | 0.00026417 | 2.8583e-05 | 0 | 0.094459 | 0 | Version 2026.2
Concrete (in-situ) | Concrete, 32 MPa | >25 MPa to ≤32 MPa | Concrete (in-situ), WA - Perth Metropolitan - ECOPact - WE321E2 (Holcim (Australia) Pty Ltd) (Australia) | Concrete_32MPa | Concrete_32MPa | 2025-05-27 | 2030-05-27 | Australia | EPD-IES-23302:001 |  | EPD Australasia |  | m³ | 2400 |  |  |  | 226 | 225 | 0.789 | 0 | 0 | 225.789 | 0 | 0.094167 | 0.09375 | 0.00032875 | 0 | 0 | 0.094079 | 0 | Version 2026.2
Concrete (in-situ) | Concrete, 25 MPa | >20 MPa to ≤25 MPa | Concrete (in-situ), NSW - Coffs Coast - ECOPact- NE252L2 (Holcim (Australia) Pty Ltd) (Australia) | Concrete_25MPa | Concrete_25MPa | 2025-04-22 | 2030-04-22 | Australia | EPD-IES-18543:001 |  | EPD Australasia |  | m³ | 2400 |  |  |  | 226 | 226 | 0.167 | 0.0247 | 0 | 226.1917 | 0 | 0.094167 | 0.094167 | 6.9583e-05 | 1.0292e-05 | 0 | 0.094247 | 0 | Version 2026.2
Concrete (in-situ) | Concrete, 25 MPa | Not used | Concrete (in-situ), 25 MPa with 4.6 kg/m3 Blended Polyfibre (Heidelberg Materials Australia Pty Ltd) (Australia) |  |  | 2025-01-28 | 2030-01-28 | Australia | EPD-IES-0010042:001 | Version 1 | EPD Australasia |  | m³ | 2400 |  |  |  | 227 | 227 | 0.0741 | 0.0327 | 0 | 227.1068 | 0 | 0.094583 | 0.094583 | 3.0875e-05 | 1.3625e-05 | 0 | 0.094628 | 0 | Version 2026.2
Concrete (in-situ) | Concrete, 40 MPa | >32 MPa to ≤40 MPa | Concrete (in-situ), TfNSW B80 Insitu 40MPa B2 Exposure (Heidelberg Materials Australia Pty Ltd) (Australia) | Concrete_40MPa | Concrete_40MPa | 2025-01-28 | 2030-01-28 | Australia | EPD-IES-0011828:001 | Version 1 | EPD Australasia |  | m³ | 2404.9 |  |  |  | 227 | 227 | 0.0601 | 0.0319 | 0 | 227.092 | 0 | 0.094391 | 0.094391 | 2.4991e-05 | 1.3265e-05 | 0 | 0.094429 | 0 | Version 2026.2
Concrete (in-situ) | Concrete, 25 MPa | Not used | Concrete (in-situ), 25 MPa with 4.6 kg/m3 Blended Polyfibre (Hymix Australia Pty Ltd) (Australia) |  |  | 2025-01-28 | 2030-01-28 | Australia | EPD-IES-0013175:001 | Version 1 | EPD Australasia |  | m³ | 2337 |  |  |  | 227 | 227 | 0.0741 | 0.0327 | 0 | 227.1068 | 0 | 0.097133 | 0.097133 | 3.1707e-05 | 1.3992e-05 | 0 | 0.097179 | 0 | Version 2026.2
Concrete (in-situ) | Concrete, 40 MPa | >32 MPa to ≤40 MPa | Concrete (in-situ), TfNSW B80 Insitu 40MPa B2 Exposure (Hymix Australia Pty Ltd) (Australia) | Concrete_40MPa | Concrete_40MPa | 2025-01-28 | 2030-01-28 | Australia | EPD-IES-0016894:001 | Version 1 | EPD Australasia |  | m³ | 2404.9 |  |  |  | 227 | 227 | 0.0601 | 0.0319 | 0 | 227.092 | 0 | 0.094391 | 0.094391 | 2.4991e-05 | 1.3265e-05 | 0 | 0.094429 | 0 | Version 2026.2
Concrete (in-situ) | Concrete, 25 MPa | >20 MPa to ≤25 MPa | Concrete (in-situ), WA - Southwest - ECOPact - WE251EBMX (Holcim (Australia) Pty Ltd) (Australia) | Concrete_25MPa | Concrete_25MPa | 2025-05-19 | 2030-05-19 | Australia | EPD-IES-21971:001 |  | EPD Australasia |  | m³ | 2400 |  |  |  | 227 | 226 | 0.746 | 0.0191 | 0 | 226.7651 | 0 | 0.094583 | 0.094167 | 0.00031083 | 7.9583e-06 | 0 | 0.094485 | 0 | Version 2026.2
Concrete (in-situ) | Concrete, ? MPa, | Not used | Concrete (in-situ), Ready-mix concrete (Holcim (Australia) Pty Ltd) (Australia) |  |  | 2025-05-19 | 2030-05-19 | Australia | EPD-IES-0021993:001 | Version 1 | EPD Australasia |  | m³ | 2400 |  |  |  | 147 | 147 | 0.142 | 0.0263 | 0 | 147.1683 | 0 | 0.06125 | 0.06125 | 5.9167e-05 | 1.0958e-05 | 0 | 0.06132 | 0 | Version 2026.2
Concrete (in-situ) | Concrete, ? MPa, | Not used | Concrete (in-situ), Ready-mix concrete (Holcim (Australia) Pty Ltd) (Australia) |  |  | 2025-05-19 | 2030-05-19 | Australia | EPD-IES-0021993:001 | Version 1 | EPD Australasia |  | m³ | 2400 |  |  |  | 147 | 147 | 0.142 | 0.0263 | 0 | 147.1683 | 0 | 0.06125 | 0.06125 | 5.9167e-05 | 1.0958e-05 | 0 | 0.06132 | 0 | Version 2026.2
Concrete (in-situ) | Concrete, 50 MPa | >40 MPa to ≤50 MPa | Concrete (in-situ), SA - ADLC - ECOPact Mixes- SE502APSW (Holcim (Australia) Pty Ltd) (Australia) | Concrete_50MPa | Concrete_50MPa | 2025-05-23 | 2030-05-23 | Australia | EPD-IES-22166:001 | Version 1 | EPD Australasia |  | m³ | 2400 |  |  |  | 228 | 227 | 0.368 | 0.84 | 0 | 228.208 | 0 | 0.095 | 0.094583 | 0.00015333 | 0.00035 | 0 | 0.095087 | 0 | Version 2026.2
Concrete (in-situ) | Concrete, 32 MPa | >25 MPa to ≤32 MPa | Concrete (in-situ), N32/20/100 GP/FA blend (Nucon Concrete Pty Ltd) (Australia) | Concrete_32MPa | Concrete_32MPa | 2025-06-18 | 2030-06-18 | Australia | EPD-IES-0024292:001 | Version 4 | EPD Australasia |  | m³ | 2350 |  |  |  | 228 | 228 | 0.163 | 0.0431 | 0 | 228.2061 | 0 | 0.097021 | 0.097021 | 6.9362e-05 | 1.834e-05 | 0 | 0.097109 | 0 | Version 2026.2
Concrete (in-situ) | Concrete, 25 MPa | >10 MPa to ≤20 MPa | Concrete (in-situ), Western Suburbs Concrete CFA2510 l Pre-mix concrete (Western Suburbs Concrete (WSC) Pty Ltd) (Australia) | Concrete_20MPa | Concrete_20MPa | 2025-10-01 | 2030-09-30 | Australia | EPD-IES-0025479:001 | Version 1 | EPD Australasia |  | m³ | 2421 |  |  |  | 228 | 228 | 0.138 | 0.0237 | 0 | 228.1617 | 0 | 0.094176 | 0.094176 | 5.7001e-05 | 9.7893e-06 | 0 | 0.094243 | 0 | Version 2026.2
Concrete (in-situ) | Concrete, 32 MPa | >25 MPa to ≤32 MPa | Concrete (in-situ), QLD – Sunshine Coast – ECOPact – QE322L100 (Holcim (Australia) Pty Ltd) (Australia) | Concrete_32MPa | Concrete_32MPa | 2025-06-13 | 2030-06-13 | Australia | EPD-IES-0023479:001 |  | EPD Australasia |  | m³ | 2400 |  |  |  | 228 | 227 | 1.03 | 0.0177 | 0 | 228.0477 | 0 | 0.095 | 0.094583 | 0.00042917 | 7.375e-06 | 0 | 0.09502 | 0 | Version 2026.2
Concrete (in-situ) | Concrete, 40 MPa | >32 MPa to ≤40 MPa | Concrete (in-situ), SA - ADLC - ECOPact Mixes- SE402A700 (Holcim (Australia) Pty Ltd) (Australia) | Concrete_40MPa | Concrete_40MPa | 2025-05-23 | 2030-05-23 | Australia | EPD-IES-22154:001 |  | EPD Australasia |  | m³ | 2400 |  |  |  | 228 | 226 | 0.357 | 0.907 | 0 | 227.264 | 0 | 0.095 | 0.094167 | 0.00014875 | 0.00037792 | 0 | 0.094693 | 0 | Version 2026.2
Concrete (in-situ) | Concrete, 50 MPa | >40 MPa to ≤50 MPa | Concrete (in-situ), VIC – Melbourne Metro – ECOPact – VE502EVR5 (Holcim (Australia) Pty Ltd) (Australia) | Concrete_50MPa | Concrete_50MPa | 2025-04-15 | 2030-04-15 | Australia | EPD-IES-0020472:001 |  | EPD Australasia |  | m³ | 2400 |  |  |  | 228 | 227 | 0.652 | 0.063 | 0 | 227.715 | 0 | 0.095 | 0.094583 | 0.00027167 | 2.625e-05 | 0 | 0.094881 | 0 | Version 2026.2
Concrete (in-situ) | Concrete, 25 MPa | >20 MPa to ≤25 MPa | Concrete (in-situ), NSW - Far North Coast - ECOPact - NE252LLH1 (Holcim (Australia) Pty Ltd) (Australia) | Concrete_25MPa | Concrete_25MPa | 2025-06-13 | 2030-06-13 | Australia | EPD-IES-0023525:001 |  | EPD Australasia |  | m³ | 2400 |  |  |  | 228 | 228 | 0.151 | 0.0224 | 0 | 228.1734 | 0 | 0.095 | 0.095 | 6.2917e-05 | 9.3333e-06 | 0 | 0.095072 | 0 | Version 2026.2
Concrete (in-situ) | Concrete, 25 MPa | >20 MPa to ≤25 MPa | Concrete (in-situ), NSW - Forster - Climate Active - NE252L290 (Holcim (Australia) Pty Ltd) (Australia) | Concrete_25MPa | Concrete_25MPa | 2025-04-17 | 2030-04-17 | Australia | EPD-IES-20614:001 | Version 1 | EPD Australasia |  | m³ | 2400 |  |  |  | 229 | 228 | 0.158 | 0.0231 | 0 | 228.1811 | 0 | 0.095417 | 0.095 | 6.5833e-05 | 9.625e-06 | 0 | 0.095075 | 0 | Version 2026.2
Concrete (in-situ) | Concrete, 65 MPa | >50 MPa to ≤65 MPa | Concrete (in-situ), SLCT70S65 65 MPa (Elvin Group (ACT) Pty Ltd) (Australia) | Concrete_65MPa | Concrete_65MPa | 2025-06-20 | 2030-06-20 | Australia | EPD-IES-0024542:001 | Version 1 | EPD Australasia |  | m³ | 2330 |  |  |  | 229 | 229 | 0.0531 | 0.00977 | 0 | 229.0629 | 0 | 0.098283 | 0.098283 | 2.279e-05 | 4.1931e-06 | 0 | 0.09831 | 0 | Version 2026.2
Concrete (in-situ) | Concrete, 32 MPa | >25 MPa to ≤32 MPa | Concrete (in-situ), 32MPa Greenstar 3 (Gunlake Concrete NSW Pty Ltd) (Australia) | Concrete_32MPa | Concrete_32MPa | 2025-06-02 | 2030-06-02 | Australia | EPD-IES-0022750:002 | Version 2 | EPD Australasia |  | m³ | 2350 |  |  |  | 229 | 229 | 0.098 | 0.00202 | 0 | 229.1 | 0 | 0.097447 | 0.097447 | 4.1702e-05 | 8.5957e-07 | 0 | 0.097489 | 0 | Version 2026.2
Concrete (in-situ) | Concrete, 20 MPa | >10 MPa to ≤20 MPa | Concrete (in-situ), N20/20/100 GP/FA blend (Nucon Concrete Pty Ltd) (Australia) | Concrete_20MPa | Concrete_20MPa | 2025-06-18 | 2030-06-18 | Australia | EPD-IES-0024290:001 | Version 2 | EPD Australasia |  | m³ | 2350 |  |  |  | 229 | 228 | 0.978 | 0.0177 | 0 | 228.9957 | 0 | 0.097447 | 0.097021 | 0.00041617 | 7.5319e-06 | 0 | 0.097445 | 0 | Version 2026.2
Concrete (in-situ) | Concrete, 40 MPa | >32 MPa to ≤40 MPa | Concrete (in-situ), VIC - Melbourne Metro - ECOPact- VZ404EAV (Holcim (Australia) Pty Ltd) (Australia) | Concrete_40MPa | Concrete_40MPa | 2025-04-15 | 2030-04-15 | Australia | EPD-IES-20436:001 |  | EPD Australasia |  | m³ | 2400 |  |  |  | 229 | 229 | 0.618 | 0.0652 | 0 | 229.6832 | 0 | 0.095417 | 0.095417 | 0.0002575 | 2.7167e-05 | 0 | 0.095701 | 0 | Version 2026.2
Concrete (in-situ) | Concrete, 25 MPa | >20 MPa to ≤25 MPa | Concrete (in-situ), WA – Mid West – ECOPact – WE257EKC (Holcim (Australia) Pty Ltd) (Australia) | Concrete_25MPa | Concrete_25MPa | 2025-03-24 | 2030-03-24 | Australia | EPD-IES-0014370:001 |  | EPD Australasia |  | m³ | 2400 |  |  |  | 229 | 229 | 0.055 | 0.0142 | 0 | 229.0692 | 0 | 0.095417 | 0.095417 | 2.2917e-05 | 5.9167e-06 | 0 | 0.095446 | 0 | Version 2026.2
Concrete (in-situ) | Concrete, 32 MPa | >25 MPa to ≤32 MPa | Concrete (in-situ), QLD - Sunshine Coast - ECOPact - QE321L100 (Holcim (Australia) Pty Ltd) (Australia) | Concrete_32MPa | Concrete_32MPa | 2025-06-13 | 2030-06-13 | Australia | EPD-IES-23467:001 |  | EPD Australasia |  | m³ | 2400 |  |  |  | 229 | 228 | 0.978 | 0.0177 | 0 | 228.9957 | 0 | 0.095417 | 0.095 | 0.0004075 | 7.375e-06 | 0 | 0.095415 | 0 | Version 2026.2
Concrete (in-situ) | Concrete, 25 MPa | >20 MPa to ≤25 MPa | Concrete (in-situ), Climate Active – NSW - Port Macquarie - NE252L290 (Holcim (Australia) Pty Ltd) (Australia) | Concrete_25MPa | Concrete_25MPa | 2025-04-17 | 2030-04-17 | Australia | EPD-IES-0020615:001 |  | EPD Australasia |  | m³ | 2400 |  |  |  | 229 | 228 | 0.158 | 0.0231 | 0 | 228.1811 | 0 | 0.095417 | 0.095 | 6.5833e-05 | 9.625e-06 | 0 | 0.095075 | 0 | Version 2026.2
Concrete (in-situ) | Concrete, 40 MPa | >32 MPa to ≤40 MPa | Concrete (in-situ), QLD - Burleigh - Climate Active - QZ402EEZY (Holcim (Australia) Pty Ltd) (Australia) | Concrete_40MPa | Concrete_40MPa | 2025-04-17 | 2030-04-17 | Australia | EPD-IES-20732:001 |  | EPD Australasia |  | m³ | 2400 |  |  |  | 229 | 229 | 0.334 | 0.278 | 0 | 229.612 | 0 | 0.095417 | 0.095417 | 0.00013917 | 0.00011583 | 0 | 0.095672 | 0 | Version 2026.2
Concrete (in-situ) | Concrete, 50 MPa | >40 MPa to ≤50 MPa | Concrete (in-situ), VIC - Footscray - Climate Active - VZ502E (Holcim (Australia) Pty Ltd) (Australia) | Concrete_50MPa | Concrete_50MPa | 2025-04-17 | 2030-04-17 | Australia | EPD-IES-20781:001 |  | EPD Australasia |  | m³ | 2400 |  |  |  | 229 | 228 | 0.547 | 0.0623 | 0 | 228.6093 | 0 | 0.095417 | 0.095 | 0.00022792 | 2.5958e-05 | 0 | 0.095254 | 0 | Version 2026.2
Concrete (in-situ) | Concrete, 50 MPa | >40 MPa to ≤50 MPa | Concrete (in-situ), VIC - Footscray - Climate Active - VZ502E5 (Holcim (Australia) Pty Ltd) (Australia) | Concrete_50MPa | Concrete_50MPa | 2025-04-17 | 2030-04-17 | Australia | EPD-IES-20783:001 |  | EPD Australasia |  | m³ | 2400 |  |  |  | 229 | 229 | 0.584 | 0.0628 | 0 | 229.6468 | 0 | 0.095417 | 0.095417 | 0.00024333 | 2.6167e-05 | 0 | 0.095686 | 0 | Version 2026.2
Concrete (in-situ) | Concrete, 40 MPa | >32 MPa to ≤40 MPa | Concrete (in-situ), VIC - Melbourne Metro - ECOPact- VE402EAV (Holcim (Australia) Pty Ltd) (Australia) | Concrete_40MPa | Concrete_40MPa | 2025-04-15 | 2030-04-15 | Australia | EPD-IES-20437:001 |  | EPD Australasia |  | m³ | 2400 |  |  |  | 229 | 229 | 0.618 | 0.0652 | 0 | 229.6832 | 0 | 0.095417 | 0.095417 | 0.0002575 | 2.7167e-05 | 0 | 0.095701 | 0 | Version 2026.2
Concrete (in-situ) | Concrete, 50 MPa | >40 MPa to ≤50 MPa | Concrete (in-situ), VIC - Melbourne Metro - ECOPact- VE504EWC (Holcim (Australia) Pty Ltd) (Australia) | Concrete_50MPa | Concrete_50MPa | 2025-04-15 | 2030-04-15 | Australia | EPD-IES-20466:001 |  | EPD Australasia |  | m³ | 2400 |  |  |  | 229 | 228 | 0.668 | 0.0639 | 0 | 228.7319 | 0 | 0.095417 | 0.095 | 0.00027833 | 2.6625e-05 | 0 | 0.095305 | 0 | Version 2026.2
Concrete (in-situ) | Concrete, 40 MPa | >32 MPa to ≤40 MPa | Concrete (in-situ), NSW - Far North Coast - ECOPact - NE402LLH (Holcim (Australia) Pty Ltd) (Australia) | Concrete_40MPa | Concrete_40MPa | 2025-06-13 | 2030-06-13 | Australia | EPD-IES-23528:001 |  | EPD Australasia |  | m³ | 2400 |  |  |  | 229 | 229 | 0.174 | 0.0818 | 0 | 229.2558 | 0 | 0.095417 | 0.095417 | 7.25e-05 | 3.4083e-05 | 0 | 0.095523 | 0 | Version 2026.2
Concrete (in-situ) | Concrete, 40 MPa | >32 MPa to ≤40 MPa | Concrete (in-situ), SA - ADLC - ECOPact Mixes- SE401EAV (Holcim (Australia) Pty Ltd) (Australia) | Concrete_40MPa | Concrete_40MPa | 2025-05-23 | 2030-05-23 | Australia | EPD-IES-22074:001 |  | EPD Australasia |  | m³ | 2400 |  |  |  | 229 | 228 | 0.347 | 0.873 | 0 | 229.22 | 0 | 0.095417 | 0.095 | 0.00014458 | 0.00036375 | 0 | 0.095508 | 0 | Version 2026.2
Concrete (in-situ) | Concrete, 40 MPa | >32 MPa to ≤40 MPa | Concrete (in-situ), VIC – Melbourne Metro – ECOPact – VE402E56 (Holcim (Australia) Pty Ltd) (Australia) | Concrete_40MPa | Concrete_40MPa | 2025-04-15 | 2030-04-15 | Australia | EPD-IES-0020416:001 |  | EPD Australasia |  | m³ | 2400 |  |  |  | 229 | 228 | 0.596 | 0.071 | 0 | 228.667 | 0 | 0.095417 | 0.095 | 0.00024833 | 2.9583e-05 | 0 | 0.095278 | 0 | Version 2026.2
Concrete (in-situ) | Concrete, 40 MPa | >32 MPa to ≤40 MPa | Concrete (in-situ), VIC – Melbourne Metro – ECOPact – VE404EAV (Holcim (Australia) Pty Ltd) (Australia) | Concrete_40MPa | Concrete_40MPa | 2025-04-15 | 2030-04-15 | Australia | EPD-IES-0020435:001 |  | EPD Australasia |  | m³ | 2400 |  |  |  | 229 | 229 | 0.618 | 0.0652 | 0 | 229.6832 | 0 | 0.095417 | 0.095417 | 0.0002575 | 2.7167e-05 | 0 | 0.095701 | 0 | Version 2026.2
Concrete (in-situ) | Concrete, 40 MPa | >32 MPa to ≤40 MPa | Concrete (in-situ), VIC – Melbourne Metro – ECOPact – BE401EAV (Holcim (Australia) Pty Ltd) (Australia) | Concrete_40MPa | Concrete_40MPa | 2025-05-28 | 2030-05-28 | Australia | EPD-IES-0023267:001 |  | EPD Australasia |  | m³ | 2400 |  |  |  | 229 | 229 | 0.618 | 0.0652 | 0 | 229.6832 | 0 | 0.095417 | 0.095417 | 0.0002575 | 2.7167e-05 | 0 | 0.095701 | 0 | Version 2026.2
Concrete (in-situ) | Concrete, 32 MPa | >25 MPa to ≤32 MPa | Concrete (in-situ), GE322NUR6 (Enrich -30) (Heidelberg Materials Australia Pty Ltd) (Australia) | Concrete_32MPa | Concrete_32MPa | 2025-11-25 | 2030-11-25 | Australia | EPD-IES-0018979:001 | Version 1 | EPD Australasia |  | m³ | 2321 |  |  |  | 230 | 230 | 0.152 | 0.0817 | 0 | 230.2337 | 0 | 0.099095 | 0.099095 | 6.5489e-05 | 3.52e-05 | 0 | 0.099196 | 0 | Version 2026.2
Concrete (in-situ) | Concrete, 50 MPa | >40 MPa to ≤50 MPa | Concrete (in-situ), Premix Concrete - 50MPA Tremie SP (Piave Premix Concrete Pty Ltd) (Australia) | Concrete_50MPa | Concrete_50MPa | 2025-03-31 | 2030-03-31 | Australia | EPD-IES-17577 | Version 58 | EPD Australasia |  | m³ | 2385 |  |  |  | 230 | 230 | 0 | 0.0219 | 0 | 230 | 0 | 0.096436 | 0.096436 | 0 | 9.1824e-06 | 0 | 0.096436 | 0 | Version 2026.2
Concrete (in-situ) | Concrete, 40 MPa | Not used | Concrete (in-situ), QLD - North Queensland - ECOPact - QE402EFB1 + 6KG PLASTIC FIB (Holcim (Australia) Pty Ltd) (Australia) |  |  | 2025-06-18 | 2030-06-18 | Australia | EPD-IES-23538:001 |  | EPD Australasia |  | m³ | 2400 |  |  |  | 230 | 229 | 0.904 | 0.0194 | 0 | 229.9234 | 0 | 0.095833 | 0.095417 | 0.00037667 | 8.0833e-06 | 0 | 0.095801 | 0 | Version 2026.2
Concrete (in-situ) | Concrete, 32 MPa | >25 MPa to ≤32 MPa | Concrete (in-situ), NSW – Far North Coast – ECOPact – NE321L100 (Holcim (Australia) Pty Ltd) (Australia) | Concrete_32MPa | Concrete_32MPa | 2025-05-19 | 2030-05-19 | Australia | EPD-IES-0022021:001 |  | EPD Australasia |  | m³ | 2400 |  |  |  | 230 | 230 | 0.152 | 0.0817 | 0 | 230.2337 | 0 | 0.095833 | 0.095833 | 6.3333e-05 | 3.4042e-05 | 0 | 0.095931 | 0 | Version 2026.2
Concrete (in-situ) | Concrete, 20 MPa | >10 MPa to ≤20 MPa | Concrete (in-situ), Climate Active – NSW - Port Macquarie - NN201F (Holcim (Australia) Pty Ltd) (Australia) | Concrete_20MPa | Concrete_20MPa | 2025-04-17 | 2030-04-17 | Australia | EPD-IES-0020624:001 |  | EPD Australasia |  | m³ | 2400 |  |  |  | 230 | 230 | 0.157 | 0.0231 | 0 | 230.1801 | 0 | 0.095833 | 0.095833 | 6.5417e-05 | 9.625e-06 | 0 | 0.095908 | 0 | Version 2026.2
Concrete (in-situ) | Concrete, 65 MPa | >50 MPa to ≤65 MPa | Concrete (in-situ), VIC – Melbourne Metro – ECOPact – VE652ESWC (Holcim (Australia) Pty Ltd) (Australia) | Concrete_65MPa | Concrete_65MPa | 2025-04-15 | 2030-04-15 | Australia | EPD-IES-0020561:001 |  | EPD Australasia |  | m³ | 2400 |  |  |  | 230 | 229 | 0.667 | 0.0623 | 0 | 229.7293 | 0 | 0.095833 | 0.095417 | 0.00027792 | 2.5958e-05 | 0 | 0.095721 | 0 | Version 2026.2
Concrete (in-situ) | Concrete, 40 MPa | >32 MPa to ≤40 MPa | Concrete (in-situ), SA - ADLC - ECOPact Mixes- SE402EAV (Holcim (Australia) Pty Ltd) (Australia) | Concrete_40MPa | Concrete_40MPa | 2025-05-23 | 2030-05-23 | Australia | EPD-IES-22075:001 |  | EPD Australasia |  | m³ | 2400 |  |  |  | 230 | 229 | 0.348 | 0.873 | 0 | 230.221 | 0 | 0.095833 | 0.095417 | 0.000145 | 0.00036375 | 0 | 0.095925 | 0 | Version 2026.2
Concrete (in-situ) | Shotcrete | 40 MPa shotcrete | Concrete (in-situ), Premix Concrete – 40MPa Spray (Piave Premix Concrete Pty Ltd) (Australia) | Concrete_shotcrete | Concrete_shotcrete | 2025-03-31 | 2030-03-31 | Australia | EPD-IES-17583 | Version 10 | EPD Australasia |  | m³ | 2322 |  |  |  | 231 | 231 | 0 | 0 | 0 | 231 | 0 | 0.099483 | 0.099483 | 0 | 0 | 0 | 0.099483 | 0 | Version 2026.2
Concrete (in-situ) | Concrete, 40 MPa | >32 MPa to ≤40 MPa | Concrete (in-situ), QLD - Sunshine Coast - ECOPact - QE401E200 (Holcim (Australia) Pty Ltd) (Australia) | Concrete_40MPa | Concrete_40MPa | 2025-06-13 | 2030-06-13 | Australia | EPD-IES-23498:001 |  | EPD Australasia |  | m³ | 2400 |  |  |  | 231 | 231 | 0.93 | 0.017 | 0 | 231.947 | 0 | 0.09625 | 0.09625 | 0.0003875 | 7.0833e-06 | 0 | 0.096645 | 0 | Version 2026.2
Concrete (in-situ) | Concrete, 25 MPa | >20 MPa to ≤25 MPa | Concrete (in-situ), NSW - Far North Coast - ECOPact - NE251L120 (Holcim (Australia) Pty Ltd) (Australia) | Concrete_25MPa | Concrete_25MPa | 2025-05-19 | 2030-05-19 | Australia | EPD-IES-22014:001 |  | EPD Australasia |  | m³ | 2400 |  |  |  | 231 | 231 | 0.157 | 0.0236 | 0 | 231.1806 | 0 | 0.09625 | 0.09625 | 6.5417e-05 | 9.8333e-06 | 0 | 0.096325 | 0 | Version 2026.2
Concrete (in-situ) | Concrete, 25 MPa | >20 MPa to ≤25 MPa | Concrete (in-situ), NSW - Far North Coast - ECOPact - NE251L1L2 (Holcim (Australia) Pty Ltd) (Australia) | Concrete_25MPa | Concrete_25MPa | 2025-05-19 | 2030-05-19 | Australia | EPD-IES-22015:001 |  | EPD Australasia |  | m³ | 2400 |  |  |  | 231 | 231 | 0.159 | 0.0234 | 0 | 231.1824 | 0 | 0.09625 | 0.09625 | 6.625e-05 | 9.75e-06 | 0 | 0.096326 | 0 | Version 2026.2
Concrete (in-situ) | Concrete, 40 MPa | >32 MPa to ≤40 MPa | Concrete (in-situ), VIC – Melbourne Metro – ECOPact – BE402ET1 (Holcim (Australia) Pty Ltd) (Australia) | Concrete_40MPa | Concrete_40MPa | 2025-05-28 | 2030-05-28 | Australia | EPD-IES-0023283:001 |  | EPD Australasia |  | m³ | 2400 |  |  |  | 231 | 231 | 0.618 | 0.0713 | 0 | 231.6893 | 0 | 0.09625 | 0.09625 | 0.0002575 | 2.9708e-05 | 0 | 0.096537 | 0 | Version 2026.2
Concrete (in-situ) | Concrete, 32 MPa | >25 MPa to ≤32 MPa | Concrete (in-situ), NSW – Sydney – ECOPact – NE322E1A2 (Holcim (Australia) Pty Ltd) (Australia) | Concrete_32MPa | Concrete_32MPa | 2025-05-28 | 2030-05-28 | Australia | EPD-IES-0023376:001 |  | EPD Australasia |  | m³ | 2400 |  |  |  | 231 | 230 | 0.135 | 0.0222 | 0 | 230.1572 | 0 | 0.09625 | 0.095833 | 5.625e-05 | 9.25e-06 | 0 | 0.095899 | 0 | Version 2026.2
Concrete (in-situ) | Concrete, 25 MPa | >20 MPa to ≤25 MPa | Concrete (in-situ), NSW - Far North Coast - ECOPact - NE252L100 (Holcim (Australia) Pty Ltd) (Australia) | Concrete_25MPa | Concrete_25MPa | 2025-05-19 | 2030-05-19 | Australia | EPD-IES-22017:001 |  | EPD Australasia |  | m³ | 2400 |  |  |  | 231 | 231 | 0.157 | 0 | 0 | 231.157 | 0 | 0.09625 | 0.09625 | 6.5417e-05 | 0 | 0 | 0.096315 | 0 | Version 2026.2
Concrete (in-situ) | Concrete, 25 MPa | >20 MPa to ≤25 MPa | Concrete (in-situ), NSW – Far North Coast – ECOPact – NE251L100 (Holcim (Australia) Pty Ltd) (Australia) | Concrete_25MPa | Concrete_25MPa | 2025-05-19 | 2030-05-19 | Australia | EPD-IES-0022013:001 |  | EPD Australasia |  | m³ | 2400 |  |  |  | 231 | 231 | 0.157 | 0.0236 | 0 | 231.1806 | 0 | 0.09625 | 0.09625 | 6.5417e-05 | 9.8333e-06 | 0 | 0.096325 | 0 | Version 2026.2
Concrete (in-situ) | Concrete, 32 MPa | >25 MPa to ≤32 MPa | Concrete (in-situ), WA – Perth Metro – ECOPact – WE321EBMX (Holcim (Australia) Pty Ltd) (Australia) | Concrete_32MPa | Concrete_32MPa | 2025-05-27 | 2030-05-27 | Australia | EPD-IES-0023304:001 | Version 1 | EPD Australasia |  | m³ | 2400 |  |  |  | 232 | 231 | 0.81 | 0 | 0 | 231.81 | 0 | 0.096667 | 0.09625 | 0.0003375 | 0 | 0 | 0.096588 | 0 | Version 2026.2
Concrete (in-situ) | Concrete, 40 MPa | >32 MPa to ≤40 MPa | Concrete (in-situ), EGS LCF40G50 50 MPa (LCF40G50) ELVIN GROUP READY-MIXED CONCRETE (Elvin Group (ACT) Pty Ltd) (Australia) | Concrete_40MPa | Concrete_40MPa | 2025-03-07 | 2030-03-07 | Australia | EPD-IES-0019658:001 | Version 1 | EPD Australasia |  | m³ | 2320 |  |  |  | 232 | 231 | 0.0808 | 0.0282 | 0 | 231.109 | 0 | 0.1 | 0.099569 | 3.4828e-05 | 1.2155e-05 | 0 | 0.099616 | 0 | Version 2026.2
Concrete (in-situ) | Concrete, 40 MPa | >32 MPa to ≤40 MPa | Concrete (in-situ), GS LCT50G40 40 MPa (Elvin Group (ACT) Pty Ltd) (Australia) | Concrete_40MPa | Concrete_40MPa | 2025-03-07 | 2030-03-07 | Australia | EPD-IES-0019674:001 | Version 1 | EPD Australasia |  | m³ | 2380 |  |  |  | 232 | 232 | 0.165 | 0.0422 | 0 | 232.2072 | 0 | 0.097479 | 0.097479 | 6.9328e-05 | 1.7731e-05 | 0 | 0.097566 | 0 | Version 2026.2
Concrete (in-situ) | Concrete, 32 MPa | >25 MPa to ≤32 MPa | Concrete (in-situ), GS SLCT50S32 32 MPa (Elvin Group (ACT) Pty Ltd) (Australia) | Concrete_32MPa | Concrete_32MPa | 2025-03-07 | 2030-03-07 | Australia | EPD-IES-0019677:001 | Version 1 | EPD Australasia |  | m³ | 2330 |  |  |  | 232 | 231 | 0.117 | 0.0409 | 0 | 231.1579 | 0 | 0.099571 | 0.099142 | 5.0215e-05 | 1.7554e-05 | 0 | 0.099209 | 0 | Version 2026.2
Concrete (in-situ) | Concrete, 50 MPa | >40 MPa to ≤50 MPa | Concrete (in-situ), VIC – Melbourne Metro – ECOPact – VE502E5 (Holcim (Australia) Pty Ltd) (Australia) | Concrete_50MPa | Concrete_50MPa | 2025-04-15 | 2030-04-15 | Australia | EPD-IES-0020447:001 |  | EPD Australasia |  | m³ | 2400 |  |  |  | 232 | 232 | 0.597 | 0.0653 | 0 | 232.6623 | 0 | 0.096667 | 0.096667 | 0.00024875 | 2.7208e-05 | 0 | 0.096943 | 0 | Version 2026.2
Concrete (in-situ) | Concrete, 32 MPa | >25 MPa to ≤32 MPa | Concrete (in-situ), WA - Southwest - ECOPact - WE322BP01 (Holcim (Australia) Pty Ltd) (Australia) | Concrete_32MPa | Concrete_32MPa | 2025-05-19 | 2030-05-19 | Australia | EPD-IES-21981:001 |  | EPD Australasia |  | m³ | 2400 |  |  |  | 232 | 231 | 0.789 | 0.0199 | 0 | 231.8089 | 0 | 0.096667 | 0.09625 | 0.00032875 | 8.2917e-06 | 0 | 0.096587 | 0 | Version 2026.2
Concrete (in-situ) | Concrete, 25 MPa | >20 MPa to ≤25 MPa | Concrete (in-situ), NSW – Far North Coast – ECOPact – NE252L (Holcim (Australia) Pty Ltd) (Australia) | Concrete_25MPa | Concrete_25MPa | 2025-05-19 | 2030-05-19 | Australia | EPD-IES-0022016:001 |  | EPD Australasia |  | m³ | 2400 |  |  |  | 232 | 231 | 0.158 | 0.0237 | 0 | 231.1817 | 0 | 0.096667 | 0.09625 | 6.5833e-05 | 9.875e-06 | 0 | 0.096326 | 0 | Version 2026.2
Concrete (in-situ) | Concrete, 25 MPa | >20 MPa to ≤25 MPa | Concrete (in-situ), NSW - Far North Coast - ECOPact - NE252L120 (Holcim (Australia) Pty Ltd) (Australia) | Concrete_25MPa | Concrete_25MPa | 2025-05-19 | 2030-05-19 | Australia | EPD-IES-22018:001 |  | EPD Australasia |  | m³ | 2400 |  |  |  | 232 | 231 | 0.159 | 0.0236 | 0 | 231.1826 | 0 | 0.096667 | 0.09625 | 6.625e-05 | 9.8333e-06 | 0 | 0.096326 | 0 | Version 2026.2
Concrete (in-situ) | Concrete, 50 MPa | >40 MPa to ≤50 MPa | Concrete (in-situ), VIC - Melbourne Metro - ECOPact- VE502ESWC (Holcim (Australia) Pty Ltd) (Australia) | Concrete_50MPa | Concrete_50MPa | 2025-04-15 | 2030-04-15 | Australia | EPD-IES-20500:001 |  | EPD Australasia |  | m³ | 2400 |  |  |  | 232 | 231 | 0.709 | 0.0659 | 0 | 231.7749 | 0 | 0.096667 | 0.09625 | 0.00029542 | 2.7458e-05 | 0 | 0.096573 | 0 | Version 2026.2
Concrete (in-situ) | Concrete, 50 MPa | >40 MPa to ≤50 MPa | Concrete (in-situ), VIC - Melbourne Metro - ECOPact- VE502ESW (Holcim (Australia) Pty Ltd) (Australia) | Concrete_50MPa | Concrete_50MPa | 2025-04-15 | 2030-04-15 | Australia | EPD-IES-20461:001 |  | EPD Australasia |  | m³ | 2400 |  |  |  | 224 | 224 | 0.66 | 0.0631 | 0 | 224.7231 | 0 | 0.093333 | 0.093333 | 0.000275 | 2.6292e-05 | 0 | 0.093635 | 0 | Version 2026.2
Concrete (in-situ) | Concrete, 40 MPa | >32 MPa to ≤40 MPa | Concrete (in-situ), Climate Active – QLD - Southport - QZ402E100 (Holcim (Australia) Pty Ltd) (Australia) | Concrete_40MPa | Concrete_40MPa | 2025-04-17 | 2030-04-17 | Australia | EPD-IES-0020724:001 |  | EPD Australasia |  | m³ | 2400 |  |  |  | 232 | 232 | 0.231 | 0.285 | 0 | 232.516 | 0 | 0.096667 | 0.096667 | 9.625e-05 | 0.00011875 | 0 | 0.096882 | 0 | Version 2026.2
Concrete (in-situ) | Concrete, 25 MPa | >20 MPa to ≤25 MPa | Concrete (in-situ), NSW - Far North Coast - ECOPact - NE251L (Holcim (Australia) Pty Ltd) (Australia) | Concrete_25MPa | Concrete_25MPa | 2025-05-19 | 2030-05-19 | Australia | EPD-IES-22012:001 |  | EPD Australasia |  | m³ | 2400 |  |  |  | 232 | 231 | 0.158 | 0.0236 | 0 | 231.1816 | 0 | 0.096667 | 0.09625 | 6.5833e-05 | 9.8333e-06 | 0 | 0.096326 | 0 | Version 2026.2
Concrete (in-situ) | Concrete, 50 MPa | >40 MPa to ≤50 MPa | Concrete (in-situ), WA - Southwest - ECOPact - WE502TR30 (Holcim (Australia) Pty Ltd) (Australia) | Concrete_50MPa | Concrete_50MPa | 2025-05-19 | 2030-05-19 | Australia | EPD-IES-22003:001 |  | EPD Australasia |  | m³ | 2400 |  |  |  | 232 | 231 | 0.697 | 0.0188 | 0 | 231.7158 | 0 | 0.096667 | 0.09625 | 0.00029042 | 7.8333e-06 | 0 | 0.096548 | 0 | Version 2026.2
Concrete (in-situ) | Concrete, 50 MPa | >40 MPa to ≤50 MPa | Concrete (in-situ), SA - ADLC - ECOPact Mixes- SE502E3 (Holcim (Australia) Pty Ltd) (Australia) | Concrete_50MPa | Concrete_50MPa | 2025-05-23 | 2030-05-23 | Australia | EPD-IES-22063:001 |  | EPD Australasia |  | m³ | 2400 |  |  |  | 232 | 230 | 0.391 | 0.874 | 0 | 231.265 | 0 | 0.096667 | 0.095833 | 0.00016292 | 0.00036417 | 0 | 0.09636 | 0 | Version 2026.2
Concrete (in-situ) | Concrete, 25 MPa | >20 MPa to ≤25 MPa | Concrete (in-situ), AN2514PU pre-mixed concrete (Aurora Construction Materials Epping Pty. Ltd.) (Australia) | Concrete_25MPa | Concrete_25MPa | 2025-08-15 | 2030-08-15 | Australia | EPD-IES-0021743:001 | Version 1 | EPD Australasia |  | m³ | 2283 |  |  |  | 233 | 233 | -0.181 | 0.0204 | 0 | 233.0204 | 0 | 0.10206 | 0.10206 | -7.9282e-05 | 8.9356e-06 | 0 | 0.10207 | 0 | Version 2026.2
Concrete (in-situ) | Concrete, 25 MPa | >20 MPa to ≤25 MPa | Concrete (in-situ), AN2520PU pre-mixed concrete (Aurora Construction Materials Epping Pty. Ltd.) (Australia) | Concrete_25MPa | Concrete_25MPa | 2025-08-15 | 2030-08-15 | Australia | EPD-IES-0021744:001 | Version 1 | EPD Australasia |  | m³ | 2263 |  |  |  | 233 | 233 | -0.183 | 0.0204 | 0 | 233.0204 | 0 | 0.10296 | 0.10296 | -8.0866e-05 | 9.0146e-06 | 0 | 0.10297 | 0 | Version 2026.2
Concrete (in-situ) | Concrete, 32 MPa | >25 MPa to ≤32 MPa | Concrete (in-situ), GE324LH26 (Enrich -30) (Heidelberg Materials Australia Pty Ltd) (Australia) | Concrete_32MPa | Concrete_32MPa | 2025-11-25 | 2030-11-25 | Australia | EPD-IES-0018980:001 | Version 1 | EPD Australasia |  | m³ | 2438.5 |  |  |  | 233 | 233 | 0.164 | 0.0826 | 0 | 233.2466 | 0 | 0.095551 | 0.095551 | 6.7254e-05 | 3.3873e-05 | 0 | 0.095652 | 0 | Version 2026.2
Concrete (in-situ) | Concrete, 40 MPa | >32 MPa to ≤40 MPa | Concrete (in-situ), VIC – Melbourne Metro – ECOPact – VE401E56 (Holcim (Australia) Pty Ltd) (Australia) | Concrete_40MPa | Concrete_40MPa | 2025-04-15 | 2030-04-15 | Australia | EPD-IES-0020465:001 |  | EPD Australasia |  | m³ | 2400 |  |  |  | 233 | 232 | 0.617 | 0 | 0 | 232.617 | 0 | 0.097083 | 0.096667 | 0.00025708 | 0 | 0 | 0.096924 | 0 | Version 2026.2
Concrete (in-situ) | Concrete, 32 MPa | >25 MPa to ≤32 MPa | Concrete (in-situ), NSW – Far North Coast – ECOPact – NE321L120 (Holcim (Australia) Pty Ltd) (Australia) | Concrete_32MPa | Concrete_32MPa | 2025-05-19 | 2030-05-19 | Australia | EPD-IES-0022022:001 |  | EPD Australasia |  | m³ | 2400 |  |  |  | 233 | 233 | 0.164 | 0.0826 | 0 | 233.2466 | 0 | 0.097083 | 0.097083 | 6.8333e-05 | 3.4417e-05 | 0 | 0.097186 | 0 | Version 2026.2
Concrete (in-situ) | Concrete, 40 MPa | >32 MPa to ≤40 MPa | Concrete (in-situ), Sydney Water 40MPa (Heidelberg Materials Australia Pty Ltd) (Australia) | Concrete_40MPa | Concrete_40MPa | 2025-01-28 | 2030-01-28 | Australia | EPD-IES-0011831:001 | Version 1 | EPD Australasia |  | m³ | 2486 |  |  |  | 234 | 234 | 0.0995 | 0.0309 | 0 | 234.1304 | 0 | 0.094127 | 0.094127 | 4.0024e-05 | 1.243e-05 | 0 | 0.09418 | 0 | Version 2026.2
Concrete (in-situ) | Concrete, 40 MPa | >32 MPa to ≤40 MPa | Concrete (in-situ), Sydney Water 40MPa (Hymix Australia Pty Ltd) (Australia) | Concrete_40MPa | Concrete_40MPa | 2025-01-28 | 2030-01-28 | Australia | EPD-IES-0016917:001 | Version 1 | EPD Australasia |  | m³ | 2486 |  |  |  | 234 | 234 | 0.0995 | 0.0309 | 0 | 234.1304 | 0 | 0.094127 | 0.094127 | 4.0024e-05 | 1.243e-05 | 0 | 0.09418 | 0 | Version 2026.2
Concrete (in-situ) | Concrete, 32 MPa | >25 MPa to ≤32 MPa | Concrete (in-situ), Premix Concrete - 32MPA Pump Post Tension (Piave Premix Concrete Pty Ltd) (Australia) | Concrete_32MPa | Concrete_32MPa | 2025-03-31 | 2030-03-31 | Australia | EPD-IES-17579 | Version 60 | EPD Australasia |  | m³ | 2381 |  |  |  | 234 | 234 | 0 | 0.00698 | 0 | 234 | 0 | 0.098278 | 0.098278 | 0 | 2.9315e-06 | 0 | 0.098278 | 0 | Version 2026.2
Concrete (in-situ) |  | Not used | Concrete (in-situ), XL Concrete (XL Concrete Pty Ltd) (Australia) |  |  | 2025-02-10 | 2025-02-10 | Australia | EPD-IES-0015324:001 | Version 1 | EPD Australasia |  | m³ | 2334 |  |  |  | 235 | 1690 | 0.0172 | 0.0819 | 0 | 1690.0991 | 0 | 0.10069 | 0.72408 | 7.3693e-06 | 3.509e-05 | 0 | 0.72412 | 0 | Version 2026.2 | Expired
Concrete (in-situ) | Concrete, 20 MPa | >10 MPa to ≤20 MPa | Concrete (in-situ), SOFTPILE 20MPa (Heidelberg Materials Australia Pty Ltd) (Australia) | Concrete_20MPa | Concrete_20MPa | 2025-05-02 | 2030-05-02 | Australia | EPD-IES-0018963:001 | Version 1 | EPD Australasia |  | m³ | 2177.6 |  |  |  | 235 | 233 | 2.78 | 0.0581 | 0 | 235.8381 | 0 | 0.10792 | 0.107 | 0.0012766 | 2.6681e-05 | 0 | 0.1083 | 0 | Version 2026.2
Concrete (in-situ) | Concrete, 50 MPa | >40 MPa to ≤50 MPa | Concrete (in-situ), SA – Adelaide Metro – ECOPact – SE501E2 (Holcim (Australia) Pty Ltd) (Australia) | Concrete_50MPa | Concrete_50MPa | 2025-05-23 | 2030-05-23 | Australia | EPD-IES-0022068:001 |  | EPD Australasia |  | m³ | 2400 |  |  |  | 235 | 233 | 0.389 | 0 | 0 | 233.389 | 0 | 0.097917 | 0.097083 | 0.00016208 | 0 | 0 | 0.097245 | 0 | Version 2026.2
Concrete (in-situ) | Concrete, 40 MPa | >32 MPa to ≤40 MPa | Concrete (in-situ), VIC - Melbourne Metro - ECOPact- VE401EAP (Holcim (Australia) Pty Ltd) (Australia) | Concrete_40MPa | Concrete_40MPa | 2025-04-15 | 2030-04-15 | Australia | EPD-IES-20411:001 |  | EPD Australasia |  | m³ | 2400 |  |  |  | 235 | 234 | 0.775 | 0.0725 | 0 | 234.8475 | 0 | 0.097917 | 0.0975 | 0.00032292 | 3.0208e-05 | 0 | 0.097853 | 0 | Version 2026.2
Concrete (in-situ) | Concrete, 65 MPa | >50 MPa to ≤65 MPa | Concrete (in-situ), VIC – Melbourne Metro – ECOPact – BE652ESW (Holcim (Australia) Pty Ltd) (Australia) | Concrete_65MPa | Concrete_65MPa | 2025-05-28 | 2030-05-28 | Australia | EPD-IES-0023286:001 |  | EPD Australasia |  | m³ | 2400 |  |  |  | 235 | 234 | 0.693 | 0.0642 | 0 | 234.7572 | 0 | 0.097917 | 0.0975 | 0.00028875 | 2.675e-05 | 0 | 0.097815 | 0 | Version 2026.2
Concrete (in-situ) | Concrete, 50 MPa | >40 MPa to ≤50 MPa | Concrete (in-situ), WA – Perth – Main Roads WA – WS504TD02 (Holcim (Australia) Pty Ltd) (Australia) | Concrete_50MPa | Concrete_50MPa | 2025-05-16 | 2030-05-16 | Australia | EPD-IES-0022194:001 |  | EPD Australasia |  | m³ | 2400 |  |  |  | 235 | 234 | 0.704 | 0.0195 | 0 | 234.7235 | 0 | 0.097917 | 0.0975 | 0.00029333 | 8.125e-06 | 0 | 0.097801 | 0 | Version 2026.2
Concrete (in-situ) | Concrete, 50 MPa | >40 MPa to ≤50 MPa | Concrete (in-situ), WA – Perth – Main Roads WA – WS504TC02 (Holcim (Australia) Pty Ltd) (Australia) | Concrete_50MPa | Concrete_50MPa | 2025-05-16 | 2030-05-16 | Australia | EPD-IES-0022214:001 |  | EPD Australasia |  | m³ | 2400 |  |  |  | 235 | 234 | 0.704 | 0.0195 | 0 | 234.7235 | 0 | 0.097917 | 0.0975 | 0.00029333 | 8.125e-06 | 0 | 0.097801 | 0 | Version 2026.2
Concrete (in-situ) | Concrete, 40 MPa | >32 MPa to ≤40 MPa | Concrete (in-situ), 40MPa Premixed Concrete (or ready-mixed concrete) (Neilsens Concrete Pty Ltd) (Australia) | Concrete_40MPa | Concrete_40MPa | 2025-06-13 | 2030-06-13 | Australia | EPD-IES-0023077:001 | Version 1 | EPD Australasia |  | m³ | 2350 |  |  |  | 236 | 236 | 0.0353 | 0.0298 | 0 | 236.0651 | 0 | 0.10043 | 0.10043 | 1.5021e-05 | 1.2681e-05 | 0 | 0.10045 | 0 | Version 2026.2
Concrete (in-situ) | Concrete, 20 MPa | >10 MPa to ≤20 MPa | Concrete (in-situ), AN2020PU pre-mixed concrete (Aurora Construction Materials Epping Pty. Ltd.) (Australia) | Concrete_20MPa | Concrete_20MPa | 2025-08-15 | 2030-08-15 | Australia | EPD-IES-0021742:001 | Version 1 | EPD Australasia |  | m³ | 2308 |  |  |  | 222 | 222 | -0.19 | 0.0199 | 0 | 222.0199 | 0 | 0.096187 | 0.096187 | -8.2322e-05 | 8.6222e-06 | 0 | 0.096196 | 0 | Version 2026.2
Concrete (in-situ) | Concrete, 25 MPa | >20 MPa to ≤25 MPa | Concrete (in-situ), AN2514PU pre-mixed concrete (Aurora Construction Materials Epping Pty. Ltd.) (Australia) | Concrete_25MPa | Concrete_25MPa | 2025-08-15 | 2030-08-15 | Australia | EPD-IES-0021743:001 | Version 1 | EPD Australasia |  | m³ | 2283 |  |  |  | 233 | 233 | -0.181 | 0.0204 | 0 | 233.0204 | 0 | 0.10206 | 0.10206 | -7.9282e-05 | 8.9356e-06 | 0 | 0.10207 | 0 | Version 2026.2
Concrete (in-situ) | Concrete, 25 MPa | >20 MPa to ≤25 MPa | Concrete (in-situ), AN2520PU pre-mixed concrete (Aurora Construction Materials Epping Pty. Ltd.) (Australia) | Concrete_25MPa | Concrete_25MPa | 2025-08-15 | 2030-08-15 | Australia | EPD-IES-0021744:001 | Version 1 | EPD Australasia |  | m³ | 2263 |  |  |  | 233 | 233 | -0.183 | 0.0204 | 0 | 233.0204 | 0 | 0.10296 | 0.10296 | -8.0866e-05 | 9.0146e-06 | 0 | 0.10297 | 0 | Version 2026.2
Concrete (in-situ) | Concrete, 40 MPa | >32 MPa to ≤40 MPa | Concrete (in-situ), Premix Concrete - 40MPa Grano (Piave Premix Concrete Pty Ltd) (Australia) | Concrete_40MPa | Concrete_40MPa | 2025-03-31 | 2030-03-31 | Australia | EPD-IES-23030 | Version 8 | EPD Australasia |  | m³ | 2301 |  |  |  | 236 | 236 | 0 | 0 | 0 | 236 | 0 | 0.10256 | 0.10256 | 0 | 0 | 0 | 0.10256 | 0 | Version 2026.2
Concrete (in-situ) | Concrete, 40 MPa | >32 MPa to ≤40 MPa | Concrete (in-situ), Climate Active – VIC - Springvale - VZ402EAP (Holcim (Australia) Pty Ltd) (Australia) | Concrete_40MPa | Concrete_40MPa | 2025-04-17 | 2030-04-17 | Australia | EPD-IES-0020778:001 |  | EPD Australasia |  | m³ | 2400 |  |  |  | 236 | 235 | 0.642 | 0.0703 | 0 | 235.7123 | 0 | 0.098333 | 0.097917 | 0.0002675 | 2.9292e-05 | 0 | 0.098213 | 0 | Version 2026.2
Concrete (in-situ) | Concrete, 32 MPa | >25 MPa to ≤32 MPa | Concrete (in-situ), WA - Mid West - ECOPact- WE322E1 (Holcim (Australia) Pty Ltd) (Australia) | Concrete_32MPa | Concrete_32MPa | 2025-03-24 | 2030-03-24 | Australia | EPD-IES-14366:001 |  | EPD Australasia |  | m³ | 2400 |  |  |  | 236 | 235 | 0.803 | 0.0204 | 0 | 235.8234 | 0 | 0.098333 | 0.097917 | 0.00033458 | 8.5e-06 | 0 | 0.09826 | 0 | Version 2026.2
Concrete (in-situ) | Concrete, 40 MPa | >32 MPa to ≤40 MPa | Concrete (in-situ), VIC - Seaford - Climate Active - VZ402EAP (Holcim (Australia) Pty Ltd) (Australia) | Concrete_40MPa | Concrete_40MPa | 2025-04-17 | 2030-04-17 | Australia | EPD-IES-20780:001 |  | EPD Australasia |  | m³ | 2400 |  |  |  | 236 | 235 | 0.675 | 0.0702 | 0 | 235.7452 | 0 | 0.098333 | 0.097917 | 0.00028125 | 2.925e-05 | 0 | 0.098227 | 0 | Version 2026.2
Concrete (in-situ) | Concrete, 40 MPa | >32 MPa to ≤40 MPa | Concrete (in-situ), Climate Active – VIC - Lyndhurst - VZ402EAP (Holcim (Australia) Pty Ltd) (Australia) | Concrete_40MPa | Concrete_40MPa | 2025-04-17 | 2030-04-17 | Australia | EPD-IES-0020779:001 |  | EPD Australasia |  | m³ | 2400 |  |  |  | 236 | 235 | 0.673 | 0.0702 | 0 | 235.7432 | 0 | 0.098333 | 0.097917 | 0.00028042 | 2.925e-05 | 0 | 0.098226 | 0 | Version 2026.2
Concrete (in-situ) | Concrete, 20 MPa | >10 MPa to ≤20 MPa | Concrete (in-situ), AN2014PU pre-mixed concrete (Aurora Construction Materials Epping Pty. Ltd.) (Australia) | Concrete_20MPa | Concrete_20MPa | 2025-08-15 | 2030-08-15 | Australia | EPD-IES-0021741:001 | Version 1 | EPD Australasia |  | m³ | 2303 |  |  |  | 222 | 223 | -0.187 | 0.019 | 0 | 223.019 | 0 | 0.096396 | 0.09683 | -8.1198e-05 | 8.2501e-06 | 0 | 0.096838 | 0 | Version 2026.2
Concrete (in-situ) | Concrete, 32 MPa | >25 MPa to ≤32 MPa | Concrete (in-situ), NSW - West NSW - ECOPact - NE321E142 (Holcim (Australia) Pty Ltd) (Australia) | Concrete_32MPa | Concrete_32MPa | 2025-06-19 | 2030-06-19 | Australia | EPD-IES-23696:001 |  | EPD Australasia |  | m³ | 2400 |  |  |  | 237 | 237 | 0.157 | 0.0237 | 0 | 237.1807 | 0 | 0.09875 | 0.09875 | 6.5417e-05 | 9.875e-06 | 0 | 0.098825 | 0 | Version 2026.2
Concrete (in-situ) | Concrete, 20 MPa | >10 MPa to ≤20 MPa | Concrete (in-situ), Climate Active – NSW - Forster - NN201F (Holcim (Australia) Pty Ltd) (Australia) | Concrete_20MPa | Concrete_20MPa | 2025-04-17 | 2030-04-17 | Australia | EPD-IES-0020623:001 |  | EPD Australasia |  | m³ | 2400 |  |  |  | 237 | 237 | 0.157 | 0.0237 | 0 | 237.1807 | 0 | 0.09875 | 0.09875 | 6.5417e-05 | 9.875e-06 | 0 | 0.098825 | 0 | Version 2026.2
Concrete (in-situ) | Concrete, 50 MPa | >40 MPa to ≤50 MPa | Concrete (in-situ), SA – Adelaide Metro – ECOPact – SE504TDFW + No Fibres (Holcim (Australia) Pty Ltd) (Australia) | Concrete_50MPa | Concrete_50MPa | 2025-05-23 | 2030-05-23 | Australia | EPD-IES-0022080:001 |  | EPD Australasia |  | m³ | 2400 |  |  |  | 237 | 236 | 0.191 | 0.881 | 0 | 237.072 | 0 | 0.09875 | 0.098333 | 7.9583e-05 | 0.00036708 | 0 | 0.09878 | 0 | Version 2026.2
Concrete (in-situ) | Concrete, 50 MPa | >40 MPa to ≤50 MPa | Concrete (in-situ), SA - ADLC - ECOPact Mixes- SE502EAV (Holcim (Australia) Pty Ltd) (Australia) | Concrete_50MPa | Concrete_50MPa | 2025-05-23 | 2030-05-23 | Australia | EPD-IES-22077:001 | Version 1 | EPD Australasia |  | m³ | 2400 |  |  |  | 238 | 237 | 0.353 | 0.907 | 0 | 238.26 | 0 | 0.099167 | 0.09875 | 0.00014708 | 0.00037792 | 0 | 0.099275 | 0 | Version 2026.2
Concrete (in-situ) | Concrete, 40 MPa | >32 MPa to ≤40 MPa | Concrete (in-situ), AE4014 pre-mixed concrete (Aurora Construction Materials Epping Pty. Ltd.) (Australia) | Concrete_40MPa | Concrete_40MPa | 2025-08-15 | 2030-08-15 | Australia | EPD-IES-0021739:001 | Version 1 | EPD Australasia |  | m³ | 2291 |  |  |  | 222 | 222 | -0.213 | 0.0161 | 0 | 222.0161 | 0 | 0.096901 | 0.096901 | -9.2973e-05 | 7.0275e-06 | 0 | 0.096908 | 0 | Version 2026.2
Concrete (in-situ) | Concrete, 40 MPa | >32 MPa to ≤40 MPa | Concrete (in-situ), AE4020 pre-mixed concrete (Aurora Construction Materials Epping Pty. Ltd.) (Australia) | Concrete_40MPa | Concrete_40MPa | 2025-08-15 | 2030-08-15 | Australia | EPD-IES-0021740:001 | Version 1 | EPD Australasia |  | m³ | 2291 |  |  |  | 222 | 222 | -0.213 | 0.0161 | 0 | 222.0161 | 0 | 0.096901 | 0.096901 | -9.2973e-05 | 7.0275e-06 | 0 | 0.096908 | 0 | Version 2026.2
Concrete (in-situ) | Concrete, 20 MPa | >10 MPa to ≤20 MPa | Concrete (in-situ), EASYCRETE 20MPa (Heidelberg Materials Australia Pty Ltd) (Australia) | Concrete_20MPa | Concrete_20MPa | 2025-05-02 | 2030-05-02 | Australia | EPD-IES-0018895:001 | Version 1 | EPD Australasia |  | m³ | 2312 |  |  |  | 238 | 236 | 3.01 | 0.0582 | 0 | 239.0682 | 0 | 0.10294 | 0.10208 | 0.0013019 | 2.5173e-05 | 0 | 0.1034 | 0 | Version 2026.2
Concrete (in-situ) | Concrete, 50 MPa | >40 MPa to ≤50 MPa | Concrete (in-situ), VIC - Melbourne Metro - ECOPact- VE501E (Holcim (Australia) Pty Ltd) (Australia) | Concrete_50MPa | Concrete_50MPa | 2025-04-15 | 2030-04-15 | Australia | EPD-IES-20475:001 |  | EPD Australasia |  | m³ | 2400 |  |  |  | 238 | 238 | 0.543 | 0.0683 | 0 | 238.6113 | 0 | 0.099167 | 0.099167 | 0.00022625 | 2.8458e-05 | 0 | 0.099421 | 0 | Version 2026.2
Concrete (in-situ) | Concrete, 50 MPa | >40 MPa to ≤50 MPa | Concrete (in-situ), SA - ADLC - ECOPact Mixes- SE501EAV (Holcim (Australia) Pty Ltd) (Australia) | Concrete_50MPa | Concrete_50MPa | 2025-05-23 | 2030-05-23 | Australia | EPD-IES-22076:001 |  | EPD Australasia |  | m³ | 2400 |  |  |  | 238 | 237 | 0.353 | 0.907 | 0 | 238.26 | 0 | 0.099167 | 0.09875 | 0.00014708 | 0.00037792 | 0 | 0.099275 | 0 | Version 2026.2
Concrete (in-situ) | Concrete, 50 MPa | >40 MPa to ≤50 MPa | Concrete (in-situ), NSW – Sydney – ECOPact – NE502E1 (Holcim (Australia) Pty Ltd) (Australia) | Concrete_50MPa | Concrete_50MPa | 2025-05-28 | 2030-05-28 | Australia | EPD-IES-0023414:001 |  | EPD Australasia |  | m³ | 2400 |  |  |  | 238 | 237 | 0.16 | 0.0218 | 0 | 237.1818 | 0 | 0.099167 | 0.09875 | 6.6667e-05 | 9.0833e-06 | 0 | 0.098826 | 0 | Version 2026.2
Concrete (in-situ) | Concrete, 40 MPa | >32 MPa to ≤40 MPa | Concrete (in-situ), SA - ALDC - Geostone Range - SX401BELL (Holcim (Australia) Pty Ltd) (Australia) | Concrete_40MPa | Concrete_40MPa | 2025-05-28 | 2030-05-28 | Australia | EPD-IES-18579:001 |  | EPD Australasia |  | m³ | 2400 |  |  |  | 238 | 237 | 0.0942 | 1.01 | 0 | 238.1042 | 0 | 0.099167 | 0.09875 | 3.925e-05 | 0.00042083 | 0 | 0.09921 | 0 | Version 2026.2
Concrete (in-situ) | Concrete, 50 MPa | >40 MPa to ≤50 MPa | Concrete (in-situ), NSW – Sydney – ECOPact – NE502E5 (Holcim (Australia) Pty Ltd) (Australia) | Concrete_50MPa | Concrete_50MPa | 2025-05-28 | 2030-05-28 | Australia | EPD-IES-0023416:001 |  | EPD Australasia |  | m³ | 2400 |  |  |  | 238 | 238 | 0.16 | 0.0219 | 0 | 238.1819 | 0 | 0.099167 | 0.099167 | 6.6667e-05 | 9.125e-06 | 0 | 0.099242 | 0 | Version 2026.2
Concrete (in-situ) | Concrete, 40 MPa | >32 MPa to ≤40 MPa | Concrete (in-situ), GS402AP3 (40MPa Greenstar 3) concrete (Gunlake Concrete NSW Pty Ltd) (Australia) | Concrete_40MPa | Concrete_40MPa | 2025-11-28 | 2030-11-27 | Australia | EPD-IES-0026698:001 | Version 1 | EPD Australasia |  | m³ | 2340 |  |  |  | 239 | 239 | 0.0961 | 0.00191 | 0 | 239.098 | 0 | 0.10214 | 0.10214 | 4.1068e-05 | 8.1624e-07 | 0 | 0.10218 | 0 | Version 2026.2
Concrete (in-situ) | Concrete, 32 MPa | >25 MPa to ≤32 MPa | Concrete (in-situ), HYLO-50 Normal-Class 32 MPa (Hymix Australia Pty Ltd) (Australia) | Concrete_32MPa | Concrete_32MPa | 2025-01-28 | 2030-01-28 | Australia | EPD-IES-0013497:001 | Version 1 | EPD Australasia |  | m³ | 2385 |  |  |  | 239 | 239 | 0.0516 | 0.0339 | 0 | 239.0855 | 0 | 0.10021 | 0.10021 | 2.1635e-05 | 1.4214e-05 | 0 | 0.10025 | 0 | Version 2026.2
Concrete (in-situ) | Concrete, 50 MPa | >40 MPa to ≤50 MPa | Concrete (in-situ), VIC – North East Link Project – Spark – VS502NEF3 (Holcim (Australia) Pty Ltd) (Australia) | Concrete_50MPa | Concrete_50MPa | 2025-03-04 | 2030-03-04 | Australia | EPD-IES-0018493:001 |  | EPD Australasia |  | m³ | 2400 |  |  |  | 239 | 238 | 0.563 | 0.0665 | 0 | 238.6295 | 0 | 0.099583 | 0.099167 | 0.00023458 | 2.7708e-05 | 0 | 0.099429 | 0 | Version 2026.2
Concrete (in-situ) | Concrete, 40 MPa | >32 MPa to ≤40 MPa | Concrete (in-situ), NSW – Sydney – ECOPact – NS402ERS2 (Holcim (Australia) Pty Ltd) (Australia) | Concrete_40MPa | Concrete_40MPa | 2025-05-28 | 2030-05-28 | Australia | EPD-IES-0023404:001 |  | EPD Australasia |  | m³ | 2400 |  |  |  | 239 | 239 | 0.168 | 0.0292 | 0 | 239.1972 | 0 | 0.099583 | 0.099583 | 7e-05 | 1.2167e-05 | 0 | 0.099666 | 0 | Version 2026.2
Concrete (in-situ) | Concrete, 50 MPa | >40 MPa to ≤50 MPa | Concrete (in-situ), VIC – North East Link Project – Spark – VS502NEF5 (Holcim (Australia) Pty Ltd) (Australia) | Concrete_50MPa | Concrete_50MPa | 2025-03-04 | 2030-03-04 | Australia | EPD-IES-0018494:001 |  | EPD Australasia |  | m³ | 2400 |  |  |  | 239 | 239 | 0.563 | 0.0667 | 0 | 239.6297 | 0 | 0.099583 | 0.099583 | 0.00023458 | 2.7792e-05 | 0 | 0.099846 | 0 | Version 2026.2
Concrete (in-situ) | Concrete, 32 MPa | >25 MPa to ≤32 MPa | Concrete (in-situ), WA - Southwest - ECOPact - WE322E2 (Holcim (Australia) Pty Ltd) (Australia) | Concrete_32MPa | Concrete_32MPa | 2025-05-19 | 2030-05-19 | Australia | EPD-IES-21984:001 |  | EPD Australasia |  | m³ | 2400 |  |  |  | 239 | 238 | 0.814 | 0.021 | 0 | 238.835 | 0 | 0.099583 | 0.099167 | 0.00033917 | 8.75e-06 | 0 | 0.099515 | 0 | Version 2026.2
Concrete (in-situ) | Concrete, 32 MPa | >25 MPa to ≤32 MPa | Concrete (in-situ), WA - Southwest - ECOPact - WE322E4 (Holcim (Australia) Pty Ltd) (Australia) | Concrete_32MPa | Concrete_32MPa | 2025-05-19 | 2030-05-19 | Australia | EPD-IES-21985:001 |  | EPD Australasia |  | m³ | 2400 |  |  |  | 239 | 238 | 0.814 | 0.021 | 0 | 238.835 | 0 | 0.099583 | 0.099167 | 0.00033917 | 8.75e-06 | 0 | 0.099515 | 0 | Version 2026.2
Concrete (in-situ) | Concrete, 50 MPa | >40 MPa to ≤50 MPa | Concrete (in-situ), WA – Perth – Main Roads WA – WE502TD20 (Holcim (Australia) Pty Ltd) (Australia) | Concrete_50MPa | Concrete_50MPa | 2025-05-16 | 2030-05-16 | Australia | EPD-IES-0022219:001 |  | EPD Australasia |  | m³ | 2400 |  |  |  | 239 | 239 | 0.723 | 0.0191 | 0 | 239.7421 | 0 | 0.099583 | 0.099583 | 0.00030125 | 7.9583e-06 | 0 | 0.099893 | 0 | Version 2026.2
Concrete (in-situ) | Concrete, 40 MPa | >32 MPa to ≤40 MPa | Concrete (in-situ), NSW – Sydney – ECOPact – NE402APT2 (Holcim (Australia) Pty Ltd) (Australia) | Concrete_40MPa | Concrete_40MPa | 2025-05-28 | 2030-05-28 | Australia | EPD-IES-0023403:001 |  | EPD Australasia |  | m³ | 2400 |  |  |  | 239 | 239 | 0.153 | 0.0234 | 0 | 239.1764 | 0 | 0.099583 | 0.099583 | 6.375e-05 | 9.75e-06 | 0 | 0.099657 | 0 | Version 2026.2
Concrete (in-situ) | Concrete, 32 MPa | >25 MPa to ≤32 MPa | Concrete (in-situ), NSW - West NSW - ECOPact - NE321E342 (Holcim (Australia) Pty Ltd) (Australia) | Concrete_32MPa | Concrete_32MPa | 2025-06-19 | 2030-06-19 | Australia | EPD-IES-23697:001 |  | EPD Australasia |  | m³ | 2400 |  |  |  | 239 | 239 | 0.134 | 0.0262 | 0 | 239.1602 | 0 | 0.099583 | 0.099583 | 5.5833e-05 | 1.0917e-05 | 0 | 0.09965 | 0 | Version 2026.2
Concrete (in-situ) | Concrete, 32 MPa | >25 MPa to ≤32 MPa | Concrete (in-situ), WA – Perth Metro – ECOPact – WE324EKC (Holcim (Australia) Pty Ltd) (Australia) | Concrete_32MPa | Concrete_32MPa | 2025-05-27 | 2030-05-27 | Australia | EPD-IES-0023313:001 |  | EPD Australasia |  | m³ | 2400 |  |  |  | 239 | 238 | 0.851 | 0 | 0 | 238.851 | 0 | 0.099583 | 0.099167 | 0.00035458 | 0 | 0 | 0.099521 | 0 | Version 2026.2
Concrete (in-situ) | Concrete, 32 MPa | >25 MPa to ≤32 MPa | Concrete (in-situ), NSW – West NSW – ECOPact – NE322E342 (Holcim (Australia) Pty Ltd) (Australia) | Concrete_32MPa | Concrete_32MPa | 2025-06-19 | 2030-06-19 | Australia | EPD-IES-0023699:001 |  | EPD Australasia |  | m³ | 2400 |  |  |  | 239 | 239 | 0.133 | 0.0259 | 0 | 239.1589 | 0 | 0.099583 | 0.099583 | 5.5417e-05 | 1.0792e-05 | 0 | 0.09965 | 0 | Version 2026.2
Concrete (in-situ) | Concrete, 40 MPa | >32 MPa to ≤40 MPa | Concrete (in-situ), NSW – Sydney – ECOPact – NE402EA4 (Holcim (Australia) Pty Ltd) (Australia) | Concrete_40MPa | Concrete_40MPa | 2025-05-28 | 2030-05-28 | Australia | EPD-IES-0023391:001 |  | EPD Australasia |  | m³ | 2400 |  |  |  | 239 | 239 | 0.155 | 0.0227 | 0 | 239.1777 | 0 | 0.099583 | 0.099583 | 6.4583e-05 | 9.4583e-06 | 0 | 0.099657 | 0 | Version 2026.2
Concrete (in-situ) | Concrete, 50 MPa | >40 MPa to ≤50 MPa | Concrete (in-situ), GS LCT40G50 50 MPa (Elvin Group (ACT) Pty Ltd) (Australia) | Concrete_50MPa | Concrete_50MPa | 2025-03-07 | 2030-03-07 | Australia | EPD-IES-0019664:001 | Version 1 | EPD Australasia |  | m³ | 2340 |  |  |  | 240 | 240 | 0.0696 | 0.028 | 0 | 240.0976 | 0 | 0.10256 | 0.10256 | 2.9744e-05 | 1.1966e-05 | 0 | 0.10261 | 0 | Version 2026.2
Concrete (in-situ) | Concrete, 40 MPa | >32 MPa to ≤40 MPa | Concrete (in-situ), GS CTS40 40 MPa (SLCT50S40) (Elvin Group (ACT) Pty Ltd) (Australia) | Concrete_40MPa | Concrete_40MPa | 2025-03-07 | 2030-03-07 | Australia | EPD-IES-0019678:001 | Version 1 | EPD Australasia |  | m³ | 2360 |  |  |  | 240 | 240 | 0.151 | 0.0421 | 0 | 240.1931 | 0 | 0.10169 | 0.10169 | 6.3983e-05 | 1.7839e-05 | 0 | 0.10178 | 0 | Version 2026.2
Concrete (in-situ) | Concrete, 40 MPa | >32 MPa to ≤40 MPa | Concrete (in-situ), 40MPa Greenstar 3 (GS402CP3) concrete (Gunlake Concrete NSW Pty Ltd) (Australia) | Concrete_40MPa | Concrete_40MPa | 2025-11-28 | 2030-11-27 | Australia | EPD-IES-0026706:001 | Version 1 | EPD Australasia |  | m³ | 2418 |  |  |  | 240 | 240 | 0.0875 | 0.00178 | 0 | 240.0893 | 0 | 0.099256 | 0.099256 | 3.6187e-05 | 7.3615e-07 | 0 | 0.099293 | 0 | Version 2026.2
Concrete (in-situ) |  | Not used | Concrete (in-situ), Western Suburbs Concrete (Western Suburbs Concrete (WSC) Pty Ltd) (Australia) |  |  | 2025-10-01 | 2030-09-30 | Australia | EPD-IES-0025480:001 | Version 1 | EPD Australasia |  | m³ | 2424 |  |  |  | 240 | 240 | 0.144 | 0.0249 | 0 | 240.1689 | 0 | 0.09901 | 0.09901 | 5.9406e-05 | 1.0272e-05 | 0 | 0.09908 | 0 | Version 2026.2
Concrete (in-situ) | Concrete, 50 MPa | >40 MPa to ≤50 MPa | Concrete (in-situ), WA – Perth – Main Roads WA – WE502TC20 (Holcim (Australia) Pty Ltd) (Australia) | Concrete_50MPa | Concrete_50MPa | 2025-05-16 | 2030-05-16 | Australia | EPD-IES-0022201:001 |  | EPD Australasia |  | m³ | 2400 |  |  |  | 240 | 239 | 0.723 | 0 | 0 | 239.723 | 0 | 0.1 | 0.099583 | 0.00030125 | 0 | 0 | 0.099885 | 0 | Version 2026.2
Concrete (in-situ) | Concrete, 100 MPa | >80 MPa + | Concrete (in-situ), QLD - Darling Downs - ECOPact - QE1001UA (Holcim (Australia) Pty Ltd) (Australia) | Concrete_80upMPa | Concrete_80upMPa | 2025-05-16 | 2030-05-16 | Australia | EPD-IES-21965:001 |  | EPD Australasia |  | m³ | 2400 |  |  |  | 400 | 400 | 0.239 | 0.0361 | 0 | 400.2751 | 0 | 0.16667 | 0.16667 | 9.9583e-05 | 1.5042e-05 | 0 | 0.16678 | 0 | Version 2026.2
Concrete (in-situ) | Concrete, 65 MPa | >50 MPa to ≤65 MPa | Concrete (in-situ), WA – Perth Metro – ECOPact – WE654TCA7 (Holcim (Australia) Pty Ltd) (Australia) | Concrete_65MPa | Concrete_65MPa | 2025-05-27 | 2030-05-27 | Australia | EPD-IES-0023348:001 |  | EPD Australasia |  | m³ | 2400 |  |  |  | 240 | 239 | 0.728 | 0.0188 | 0 | 239.7468 | 0 | 0.1 | 0.099583 | 0.00030333 | 7.8333e-06 | 0 | 0.099894 | 0 | Version 2026.2
Concrete (in-situ) | Concrete, 40 MPa | Not used | Concrete (in-situ), VIC - Melbourne Metro - ECOPact - VZ401EAPF - 6KG Recycled Plastic FIB (Holcim (Australia) Pty Ltd) (Australia) |  |  | 2025-05-28 | 2030-05-28 | Australia | EPD-IES-20600:001 |  | EPD Australasia |  | m³ | 2400 |  |  |  | 241 | 241 | 0.437 | 0.0763 | 0 | 241.5133 | 0 | 0.10042 | 0.10042 | 0.00018208 | 3.1792e-05 | 0 | 0.10063 | 0 | Version 2026.2
Concrete (in-situ) | Concrete, 40 MPa | >32 MPa to ≤40 MPa | Concrete (in-situ), SA - ADLC - ECOPact Mixes- SE402AP3 (Holcim (Australia) Pty Ltd) (Australia) | Concrete_40MPa | Concrete_40MPa | 2025-05-23 | 2030-05-23 | Australia | EPD-IES-22151:001 |  | EPD Australasia |  | m³ | 2400 |  |  |  | 241 | 240 | 0.384 | 1 | 0 | 241.384 | 0 | 0.10042 | 0.1 | 0.00016 | 0.00041667 | 0 | 0.10058 | 0 | Version 2026.2
Concrete (in-situ) | Concrete, 50 MPa | >40 MPa to ≤50 MPa | Concrete (in-situ), NSW – Sydney – ECOPact – NE501E5 (Holcim (Australia) Pty Ltd) (Australia) | Concrete_50MPa | Concrete_50MPa | 2025-05-28 | 2030-05-28 | Australia | EPD-IES-0023409:001 |  | EPD Australasia |  | m³ | 2400 |  |  |  | 241 | 240 | 0.16 | 0.0222 | 0 | 240.1822 | 0 | 0.10042 | 0.1 | 6.6667e-05 | 9.25e-06 | 0 | 0.10008 | 0 | Version 2026.2
Concrete (in-situ) | Concrete, 32 MPa | >25 MPa to ≤32 MPa | Concrete (in-situ), WA - Perth Metropolitan - ECOPact - WE324WE12 (Holcim (Australia) Pty Ltd) (Australia) | Concrete_32MPa | Concrete_32MPa | 2025-05-27 | 2030-05-27 | Australia | EPD-IES-23342:001 |  | EPD Australasia |  | m³ | 2400 |  |  |  | 241 | 240 | 0.822 | 0.0261 | 0 | 240.8481 | 0 | 0.10042 | 0.1 | 0.0003425 | 1.0875e-05 | 0 | 0.10035 | 0 | Version 2026.2
Concrete (in-situ) | Concrete, 50 MPa | >40 MPa to ≤50 MPa | Concrete (in-situ), VIC – North East Link Project – Spark – VS504NEFW (Holcim (Australia) Pty Ltd) (Australia) | Concrete_50MPa | Concrete_50MPa | 2025-04-03 | 2030-04-03 | Australia | EPD-IES-0018496:001 |  | EPD Australasia |  | m³ | 2400 |  |  |  | 241 | 241 | 0.605 | 0.0676 | 0 | 241.6726 | 0 | 0.10042 | 0.10042 | 0.00025208 | 2.8167e-05 | 0 | 0.1007 | 0 | Version 2026.2
Concrete (in-situ) | Concrete, 40 MPa | >32 MPa to ≤40 MPa | Concrete (in-situ), SA - ADLC - ECOPact Mixes- SE402AP3 (Holcim (Australia) Pty Ltd) (Australia) | Concrete_40MPa | Concrete_40MPa | 2025-05-23 | 2030-05-23 | Australia | EPD-IES-22151:001 |  | EPD Australasia |  | m³ | 2400 |  |  |  | 241 | 240 | 0.384 | 1 | 0 | 241.384 | 0 | 0.10042 | 0.1 | 0.00016 | 0.00041667 | 0 | 0.10058 | 0 | Version 2026.2
Concrete (in-situ) |  | Not used | Concrete (in-situ), SA - ADLC - ECOPact Mixes- SE504TDFW + 2KG Poly Fibres (Holcim (Australia) Pty Ltd) (Australia) |  |  | 2025-05-23 | 2030-05-23 | Australia | EPD-IES-22081:001 |  | EPD Australasia |  | m³ | 2400 |  |  |  | 242 | 241 | 0.199 | 0.883 | 0 | 242.082 | 0 | 0.10083 | 0.10042 | 8.2917e-05 | 0.00036792 | 0 | 0.10087 | 0 | Version 2026.2
Concrete (in-situ) | Concrete, 32 MPa | >25 MPa to ≤32 MPa | Concrete (in-situ), WA – Mid West – ECOPact – WE324E1 (Holcim (Australia) Pty Ltd) (Australia) | Concrete_32MPa | Concrete_32MPa | 2025-03-24 | 2030-03-24 | Australia | EPD-IES-0014365:001 |  | EPD Australasia |  | m³ | 2400 |  |  |  | 242 | 241 | 0.826 | 0.0209 | 0 | 241.8469 | 0 | 0.10083 | 0.10042 | 0.00034417 | 8.7083e-06 | 0 | 0.10077 | 0 | Version 2026.2
Concrete (in-situ) | Concrete, ? MPa, | Not used | Concrete (in-situ), Ready-mix concrete (Holcim (Australia) Pty Ltd) (Australia) |  |  | 2025-05-19 | 2030-05-19 | Australia | EPD-IES-0021993:001 | Version 1 | EPD Australasia |  | m³ | 2400 |  |  |  | 147 | 147 | 0.142 | 0.0263 | 0 | 147.1683 | 0 | 0.06125 | 0.06125 | 5.9167e-05 | 1.0958e-05 | 0 | 0.06132 | 0 | Version 2026.2
Concrete (in-situ) | Concrete, 20 MPa | >10 MPa to ≤20 MPa | Concrete (in-situ), GS LCT40G20 20 MPa (Elvin Group (ACT) Pty Ltd) (Australia) | Concrete_20MPa | Concrete_20MPa | 2025-03-07 | 2030-03-07 | Australia | EPD-IES-0019660:001 | Version 1 | EPD Australasia |  | m³ | 2360 |  |  |  | 243 | 243 | 0.0414 | 0.0263 | 0 | 243.0677 | 0 | 0.10297 | 0.10297 | 1.7542e-05 | 1.1144e-05 | 0 | 0.10299 | 0 | Version 2026.2
Concrete (in-situ) | Concrete, 32 MPa | >25 MPa to ≤32 MPa | Concrete (in-situ), GS LCT40G32 32 MPa (Elvin Group (ACT) Pty Ltd) (Australia) | Concrete_32MPa | Concrete_32MPa | 2025-03-07 | 2030-03-07 | Australia | EPD-IES-0019662:001 | Version 1 | EPD Australasia |  | m³ | 2370 |  |  |  | 243 | 243 | 0.0414 | 0.0263 | 0 | 243.0677 | 0 | 0.10253 | 0.10253 | 1.7468e-05 | 1.1097e-05 | 0 | 0.10256 | 0 | Version 2026.2
Concrete (in-situ) | Concrete, 32 MPa | >25 MPa to ≤32 MPa | Concrete (in-situ), GS LCHP40HPX32 32 MPa (LCHP40HPX32) (Elvin Group (ACT) Pty Ltd) (Australia) | Concrete_32MPa | Concrete_32MPa | 2025-03-07 | 2030-03-07 | Australia | EPD-IES-0019700:001 | Version 1 | EPD Australasia |  | m³ | 2360 |  |  |  | 243 | 243 | 0.0563 | 0.0376 | 0 | 243.0939 | 0 | 0.10297 | 0.10297 | 2.3856e-05 | 1.5932e-05 | 0 | 0.10301 | 0 | Version 2026.2
Concrete (in-situ) | Concrete, 50 MPa | >40 MPa to ≤50 MPa | Concrete (in-situ), WA – Perth – Main Roads WA – WE502LC19 (Holcim (Australia) Pty Ltd) (Australia) | Concrete_50MPa | Concrete_50MPa | 2025-05-16 | 2030-05-16 | Australia | EPD-IES-0022200:001 |  | EPD Australasia |  | m³ | 2400 |  |  |  | 243 | 243 | 0.736 | 0.0196 | 0 | 243.7556 | 0 | 0.10125 | 0.10125 | 0.00030667 | 8.1667e-06 | 0 | 0.10156 | 0 | Version 2026.2
Concrete (in-situ) | Concrete, 50 MPa | >40 MPa to ≤50 MPa | Concrete (in-situ), WA – Perth – Main Roads WA – WS504LC05 (Holcim (Australia) Pty Ltd) (Australia) | Concrete_50MPa | Concrete_50MPa | 2025-05-16 | 2030-05-16 | Australia | EPD-IES-0022212:001 |  | EPD Australasia |  | m³ | 2400 |  |  |  | 243 | 243 | 0.736 | 0.0197 | 0 | 243.7557 | 0 | 0.10125 | 0.10125 | 0.00030667 | 8.2083e-06 | 0 | 0.10156 | 0 | Version 2026.2
Concrete (in-situ) | Concrete, 32 MPa | >25 MPa to ≤32 MPa | Concrete (in-situ), NSW - Newcastle - ECOPact- NE322R195 (Holcim (Australia) Pty Ltd) (Australia) | Concrete_32MPa | Concrete_32MPa | 2025-04-16 | 2030-04-16 | Australia | EPD-IES-0014395:001 |  | EPD Australasia |  | m³ | 2400 |  |  |  | 243 | 243 | 0.148 | 0.0239 | 0 | 243.1719 | 0 | 0.10125 | 0.10125 | 6.1667e-05 | 9.9583e-06 | 0 | 0.10132 | 0 | Version 2026.2
Concrete (in-situ) | Concrete, 32 MPa | >25 MPa to ≤32 MPa | Concrete (in-situ), NSW - Far North Coast - ECOPact - NE322L600 (Holcim (Australia) Pty Ltd) (Australia) | Concrete_32MPa | Concrete_32MPa | 2025-05-19 | 2030-05-19 | Australia | EPD-IES-22029:001 |  | EPD Australasia |  | m³ | 2400 |  |  |  | 243 | 243 | 0.158 | 0.0248 | 0 | 243.1828 | 0 | 0.10125 | 0.10125 | 6.5833e-05 | 1.0333e-05 | 0 | 0.10133 | 0 | Version 2026.2
Concrete (in-situ) | Concrete, 32 MPa | >25 MPa to ≤32 MPa | Concrete (in-situ), WA - Southwest - ECOPact - WE321E2 (Holcim (Australia) Pty Ltd) (Australia) | Concrete_32MPa | Concrete_32MPa | 2025-05-19 | 2030-05-19 | Australia | EPD-IES-21976:001 |  | EPD Australasia |  | m³ | 2400 |  |  |  | 243 | 242 | 0.824 | 0.0211 | 0 | 242.8451 | 0 | 0.10125 | 0.10083 | 0.00034333 | 8.7917e-06 | 0 | 0.10119 | 0 | Version 2026.2
Concrete (in-situ) | Concrete, 55 MPa | >50 MPa to ≤65 MPa | Concrete (in-situ), VIC – Melbourne Metro – ECOPact – VE552EVR3 (Holcim (Australia) Pty Ltd) (Australia) | Concrete_65MPa | Concrete_65MPa | 2025-04-15 | 2030-04-15 | Australia | EPD-IES-0020571:001 |  | EPD Australasia |  | m³ | 2400 |  |  |  | 243 | 243 | 0.617 | 0.0659 | 0 | 243.6829 | 0 | 0.10125 | 0.10125 | 0.00025708 | 2.7458e-05 | 0 | 0.10153 | 0 | Version 2026.2
Concrete (in-situ) | Concrete, 40 MPa | >32 MPa to ≤40 MPa | Concrete (in-situ), VIC - North East Link Project - Spark - VS402FVR1 (Holcim (Australia) Pty Ltd) (Australia) | Concrete_40MPa | Concrete_40MPa | 2025-03-04 | 2030-03-04 | Australia | EPD-IES-18502:001 |  | EPD Australasia |  | m³ | 2400 |  |  |  | 243 | 243 | 0.534 | 0.075 | 0 | 243.609 | 0 | 0.10125 | 0.10125 | 0.0002225 | 3.125e-05 | 0 | 0.1015 | 0 | Version 2026.2
Concrete (in-situ) | Concrete, 32 MPa | >25 MPa to ≤32 MPa | Concrete (in-situ), NSW – Far North Coast – ECOPact – NE322L (Holcim (Australia) Pty Ltd) (Australia) | Concrete_32MPa | Concrete_32MPa | 2025-05-19 | 2030-05-19 | Australia | EPD-IES-0022026:001 |  | EPD Australasia |  | m³ | 2400 |  |  |  | 243 | 243 | 0.158 | 0 | 0 | 243.158 | 0 | 0.10125 | 0.10125 | 6.5833e-05 | 0 | 0 | 0.10132 | 0 | Version 2026.2
Concrete (in-situ) | Concrete, 50 MPa | >40 MPa to ≤50 MPa | Concrete (in-situ), Climate Active – VIC - Keilor - VZ502E (Holcim (Australia) Pty Ltd) (Australia) | Concrete_50MPa | Concrete_50MPa | 2025-04-17 | 2030-04-17 | Australia | EPD-IES-0020782:001 |  | EPD Australasia |  | m³ | 2400 |  |  |  | 243 | 243 | 0.528 | 0.0697 | 0 | 243.5977 | 0 | 0.10125 | 0.10125 | 0.00022 | 2.9042e-05 | 0 | 0.1015 | 0 | Version 2026.2
Concrete (in-situ) | Concrete, 65 MPa | >50 MPa to ≤65 MPa | Concrete (in-situ), VIC - Melbourne Metro - ECOPact- VE552EVR3 (Holcim (Australia) Pty Ltd) (Australia) | Concrete_65MPa | Concrete_65MPa | 2025-04-15 | 2030-04-15 | Australia | EPD-IES-20442:001 |  | EPD Australasia |  | m³ | 2400 |  |  |  | 243 | 242 | 0.615 | 0.0657 | 0 | 242.6807 | 0 | 0.10125 | 0.10083 | 0.00025625 | 2.7375e-05 | 0 | 0.10112 | 0 | Version 2026.2
Concrete (in-situ) | Concrete, 60 MPa | >50 MPa to ≤65 MPa | Concrete (in-situ), QLD - BNE - ECOPact - QE601PLLH (Holcim (Australia) Pty Ltd) (Australia) | Concrete_65MPa | Concrete_65MPa | 2025-05-13 | 2030-05-13 | Australia | EPD-IES-0021947:001 |  | EPD Australasia |  | m³ | 2400 |  |  |  | 279 | 278 | 0.701 | 0.0504 | 0 | 278.7514 | 0 | 0.11625 | 0.11583 | 0.00029208 | 2.1e-05 | 0 | 0.11615 | 0 | Version 2026.2
Concrete (in-situ) | Concrete, 25 MPa | >20 MPa to ≤25 MPa | Concrete (in-situ), Climate Active – NSW - Taree (Blackhead) - NN252F (Holcim (Australia) Pty Ltd) (Australia) | Concrete_25MPa | Concrete_25MPa | 2025-04-17 | 2030-04-17 | Australia | EPD-IES-0020633:001 | Version 1 | EPD Australasia |  | m³ | 2400 |  |  |  | 244 | 244 | 0.156 | 0 | 0 | 244.156 | 0 | 0.10167 | 0.10167 | 6.5e-05 | 0 | 0 | 0.10173 | 0 | Version 2026.2
Concrete (in-situ) | Concrete, ? MPa, | Not used | Concrete (in-situ), Ready-mix concrete (Holcim (Australia) Pty Ltd) (Australia) |  |  | 2025-05-19 | 2030-05-19 | Australia | EPD-IES-0021993:001 | Version 1 | EPD Australasia |  | m³ | 2400 |  |  |  | 147 | 147 | 0.142 | 0.0263 | 0 | 147.1683 | 0 | 0.06125 | 0.06125 | 5.9167e-05 | 1.0958e-05 | 0 | 0.06132 | 0 | Version 2026.2
Concrete (in-situ) | Concrete, 25 MPa | >20 MPa to ≤25 MPa | Concrete (in-situ), NSW - Forster - Climate Active - NN252F (Holcim (Australia) Pty Ltd) (Australia) | Concrete_25MPa | Concrete_25MPa | 2025-04-17 | 2030-04-17 | Australia | EPD-IES-20631:001 |  | EPD Australasia |  | m³ | 2400 |  |  |  | 244 | 244 | 0.156 | 0.0246 | 0 | 244.1806 | 0 | 0.10167 | 0.10167 | 6.5e-05 | 1.025e-05 | 0 | 0.10174 | 0 | Version 2026.2
Concrete (in-situ) | Concrete, 25 MPa | >20 MPa to ≤25 MPa | Concrete (in-situ), Climate Active – NSW - Taree (Blackhead) - NN252RC1 (Holcim (Australia) Pty Ltd) (Australia) | Concrete_25MPa | Concrete_25MPa | 2025-04-17 | 2030-04-17 | Australia | EPD-IES-0020634:001 |  | EPD Australasia |  | m³ | 2400 |  |  |  | 244 | 244 | 0.154 | 0.0243 | 0 | 244.1783 | 0 | 0.10167 | 0.10167 | 6.4167e-05 | 1.0125e-05 | 0 | 0.10174 | 0 | Version 2026.2
Concrete (in-situ) | Concrete, 25 MPa | >20 MPa to ≤25 MPa | Concrete (in-situ), Climate Active – NSW - Port Macquarie - NN252F (Holcim (Australia) Pty Ltd) (Australia) | Concrete_25MPa | Concrete_25MPa | 2025-04-17 | 2030-04-17 | Australia | EPD-IES-0020632:001 |  | EPD Australasia |  | m³ | 2400 |  |  |  | 244 | 244 | 0.156 | 0.0246 | 0 | 244.1806 | 0 | 0.10167 | 0.10167 | 6.5e-05 | 1.025e-05 | 0 | 0.10174 | 0 | Version 2026.2
Concrete (in-situ) | Concrete, 65 MPa | >50 MPa to ≤65 MPa | Concrete (in-situ), WA - Perth - Main Roads WA - WS654TC01 (Holcim (Australia) Pty Ltd) (Australia) | Concrete_65MPa | Concrete_65MPa | 2025-05-16 | 2030-05-16 | Australia | EPD-IES-22215:001 |  | EPD Australasia |  | m³ | 2400 |  |  |  | 244 | 243 | 0.736 | 0.0197 | 0 | 243.7557 | 0 | 0.10167 | 0.10125 | 0.00030667 | 8.2083e-06 | 0 | 0.10156 | 0 | Version 2026.2
Concrete (in-situ) | Concrete, ? MPa, | Not used | Concrete (in-situ), Ready-mix concrete (Holcim (Australia) Pty Ltd) (Australia) |  |  | 2025-05-19 | 2030-05-19 | Australia | EPD-IES-0021993:001 | Version 1 | EPD Australasia |  | m³ | 2400 |  |  |  | 147 | 147 | 0.142 | 0.0263 | 0 | 147.1683 | 0 | 0.06125 | 0.06125 | 5.9167e-05 | 1.0958e-05 | 0 | 0.06132 | 0 | Version 2026.2
Concrete (in-situ) | Concrete, 40 MPa | >32 MPa to ≤40 MPa | Concrete (in-situ), GS LCHP40HPX40 40 MPa (LCHP40HPX40) (Elvin Group (ACT) Pty Ltd) (Australia) | Concrete_40MPa | Concrete_40MPa | 2025-03-07 | 2030-03-07 | Australia | EPD-IES-0019701:001 | Version 1 | EPD Australasia |  | m³ | 2340 |  |  |  | 244.4 | 243 | 0.0564 | 0.0376 | 0 | 243.094 | 0 | 0.10444 | 0.10385 | 2.4103e-05 | 1.6068e-05 | 0 | 0.10389 | 0 | Version 2026.2
Concrete (in-situ) | Concrete, ? MPa, | Not used | Concrete (in-situ), Ready-mix concrete (Holcim (Australia) Pty Ltd) (Australia) |  |  | 2025-05-19 | 2030-05-19 | Australia | EPD-IES-0021993:001 | Version 1 | EPD Australasia |  | m³ | 2400 |  |  |  | 147 | 147 | 0.142 | 0.0263 | 0 | 147.1683 | 0 | 0.06125 | 0.06125 | 5.9167e-05 | 1.0958e-05 | 0 | 0.06132 | 0 | Version 2026.2
Concrete (in-situ) | Concrete, 32 MPa | >25 MPa to ≤32 MPa | Concrete (in-situ), WA - Southwest - ECOPact - WE324E2 (Holcim (Australia) Pty Ltd) (Australia) | Concrete_32MPa | Concrete_32MPa | 2025-05-19 | 2030-05-19 | Australia | EPD-IES-21987:001 |  | EPD Australasia |  | m³ | 2400 |  |  |  | 245 | 244 | 0.837 | 0.0214 | 0 | 244.8584 | 0 | 0.10208 | 0.10167 | 0.00034875 | 8.9167e-06 | 0 | 0.10202 | 0 | Version 2026.2
Concrete (in-situ) | Concrete, 32 MPa | >25 MPa to ≤32 MPa | Concrete (in-situ), WA - Southwest - ECOPact - WE324E4 (Holcim (Australia) Pty Ltd) (Australia) | Concrete_32MPa | Concrete_32MPa | 2025-05-19 | 2030-05-19 | Australia | EPD-IES-21988:001 |  | EPD Australasia |  | m³ | 2400 |  |  |  | 245 | 244 | 0.837 | 0.0214 | 0 | 244.8584 | 0 | 0.10208 | 0.10167 | 0.00034875 | 8.9167e-06 | 0 | 0.10202 | 0 | Version 2026.2
Concrete (in-situ) | Concrete, 40 MPa | >32 MPa to ≤40 MPa | Concrete (in-situ), SA – Adelaide Metro – ECOPact – SE401FSPR (Holcim (Australia) Pty Ltd) (Australia) | Concrete_40MPa | Concrete_40MPa | 2025-05-23 | 2030-05-23 | Australia | EPD-IES-0022153:001 |  | EPD Australasia |  | m³ | 2400 |  |  |  | 245 | 244 | 0.312 | 1 | 0 | 245.312 | 0 | 0.10208 | 0.10167 | 0.00013 | 0.00041667 | 0 | 0.10221 | 0 | Version 2026.2
Concrete (in-situ) | Concrete, 40 MPa | >32 MPa to ≤40 MPa | Concrete (in-situ), NSW – Sydney – ECOPact – NE401VSW (Holcim (Australia) Pty Ltd) (Australia) | Concrete_40MPa | Concrete_40MPa | 2025-05-28 | 2030-05-28 | Australia | EPD-IES-0023386:001 |  | EPD Australasia |  | m³ | 2400 |  |  |  | 245 | 244 | 0.17 | 0.0214 | 0 | 244.1914 | 0 | 0.10208 | 0.10167 | 7.0833e-05 | 8.9167e-06 | 0 | 0.10175 | 0 | Version 2026.2
Concrete (in-situ) | Concrete, 40 MPa | >32 MPa to ≤40 MPa | Concrete (in-situ), Enrich-40 Normal-Class 40 MPa (Heidelberg Materials Australia Pty Ltd) (Australia) | Concrete_40MPa | Concrete_40MPa | 2025-05-02 | 2030-05-02 | Australia | EPD-IES-0018918:001 | Version 1 | EPD Australasia |  | m³ | 2400 |  |  |  | 246 | 244 | 2.77 | 0.0602 | 0 | 246.8302 | 0 | 0.1025 | 0.10167 | 0.0011542 | 2.5083e-05 | 0 | 0.10285 | 0 | Version 2026.2
Concrete (in-situ) | Concrete, 32 MPa | >25 MPa to ≤32 MPa | Concrete (in-situ), VIC - Melbourne - Geostone- VX324NPT (Holcim (Australia) Pty Ltd) (Australia) | Concrete_32MPa | Concrete_32MPa | 2025-04-22 | 2030-04-22 | Australia | EPD-IES-21864:001 |  | EPD Australasia |  | m³ | 2400 |  |  |  | 246 | 245 | 0.925 | 0.0325 | 0 | 245.9575 | 0 | 0.1025 | 0.10208 | 0.00038542 | 1.3542e-05 | 0 | 0.10248 | 0 | Version 2026.2
Concrete (in-situ) | Concrete, 32 MPa | >25 MPa to ≤32 MPa | Concrete (in-situ), VIC - Melbourne - Geostone- VX324CLP (Holcim (Australia) Pty Ltd) (Australia) | Concrete_32MPa | Concrete_32MPa | 2025-04-22 | 2030-04-22 | Australia | EPD-IES-21862:001 |  | EPD Australasia |  | m³ | 2400 |  |  |  | 246 | 245 | 0.924 | 0.0325 | 0 | 245.9565 | 0 | 0.1025 | 0.10208 | 0.000385 | 1.3542e-05 | 0 | 0.10248 | 0 | Version 2026.2
Concrete (in-situ) | Concrete, 32 MPa | >25 MPa to ≤32 MPa | Concrete (in-situ), NSW - Far North Coast - ECOPact - NE322LLH (Holcim (Australia) Pty Ltd) (Australia) | Concrete_32MPa | Concrete_32MPa | 2025-06-13 | 2030-06-13 | Australia | EPD-IES-23526:001 |  | EPD Australasia |  | m³ | 2400 |  |  |  | 246 | 245 | 0.152 | 0.0242 | 0 | 245.1762 | 0 | 0.1025 | 0.10208 | 6.3333e-05 | 1.0083e-05 | 0 | 0.10216 | 0 | Version 2026.2
Concrete (in-situ) | Concrete, 25 MPa | >20 MPa to ≤25 MPa | Concrete (in-situ), AN2514PU pre-mixed concrete (Aurora Construction Materials Epping Pty. Ltd.) (Australia) | Concrete_25MPa | Concrete_25MPa | 2025-08-15 | 2030-08-15 | Australia | EPD-IES-0021743:001 | Version 1 | EPD Australasia |  | m³ | 2283 |  |  |  | 233 | 233 | -0.181 | 0.0204 | 0 | 233.0204 | 0 | 0.10206 | 0.10206 | -7.9282e-05 | 8.9356e-06 | 0 | 0.10207 | 0 | Version 2026.2
Concrete (in-situ) | Concrete, 25 MPa | >20 MPa to ≤25 MPa | Concrete (in-situ), AN2520PU pre-mixed concrete (Aurora Construction Materials Epping Pty. Ltd.) (Australia) | Concrete_25MPa | Concrete_25MPa | 2025-08-15 | 2030-08-15 | Australia | EPD-IES-0021744:001 | Version 1 | EPD Australasia |  | m³ | 2263 |  |  |  | 233 | 233 | -0.183 | 0.0204 | 0 | 233.0204 | 0 | 0.10296 | 0.10296 | -8.0866e-05 | 9.0146e-06 | 0 | 0.10297 | 0 | Version 2026.2
Concrete (in-situ) | Concrete, 40 MPa | >32 MPa to ≤40 MPa | Concrete (in-situ), QLD – Sunshine Coast – ECOPact – QE402L (Holcim (Australia) Pty Ltd) (Australia) | Concrete_40MPa | Concrete_40MPa | 2025-06-13 | 2030-06-13 | Australia | EPD-IES-0023476:001 |  | EPD Australasia |  | m³ | 2400 |  |  |  | 247 | 246 | 1.02 | 0.0191 | 0 | 247.0391 | 0 | 0.10292 | 0.1025 | 0.000425 | 7.9583e-06 | 0 | 0.10293 | 0 | Version 2026.2
Concrete (in-situ) | Concrete, 32 MPa | >25 MPa to ≤32 MPa | Concrete (in-situ), VIC – Melbourne – Geostone – VX321NOV (Holcim (Australia) Pty Ltd) (Australia) | Concrete_32MPa | Concrete_32MPa | 2025-04-22 | 2030-04-22 | Australia | EPD-IES-0021850:001 |  | EPD Australasia |  | m³ | 2400 |  |  |  | 247 | 246 | 0.846 | 0.039 | 0 | 246.885 | 0 | 0.10292 | 0.1025 | 0.0003525 | 1.625e-05 | 0 | 0.10287 | 0 | Version 2026.2
Concrete (in-situ) | Concrete, 32 MPa | >25 MPa to ≤32 MPa | Concrete (in-situ), VIC - Melbourne - Geostone- VX321PGS (Holcim (Australia) Pty Ltd) (Australia) | Concrete_32MPa | Concrete_32MPa | 2025-04-22 | 2030-04-22 | Australia | EPD-IES-21853:001 |  | EPD Australasia |  | m³ | 2400 |  |  |  | 247 | 246 | 0.876 | 0.0376 | 0 | 246.9136 | 0 | 0.10292 | 0.1025 | 0.000365 | 1.5667e-05 | 0 | 0.10288 | 0 | Version 2026.2
Concrete (in-situ) | Concrete, 32 MPa | >25 MPa to ≤32 MPa | Concrete (in-situ), VIC - Melbourne - Geostone- VX321PHX (Holcim (Australia) Pty Ltd) (Australia) | Concrete_32MPa | Concrete_32MPa | 2025-04-22 | 2030-04-22 | Australia | EPD-IES-21854:001 |  | EPD Australasia |  | m³ | 2400 |  |  |  | 247 | 246 | 0.867 | 0.0377 | 0 | 246.9047 | 0 | 0.10292 | 0.1025 | 0.00036125 | 1.5708e-05 | 0 | 0.10288 | 0 | Version 2026.2
Concrete (in-situ) | Concrete, 32 MPa | >25 MPa to ≤32 MPa | Concrete (in-situ), VIC - Melbourne - Geostone- VX321SRN (Holcim (Australia) Pty Ltd) (Australia) | Concrete_32MPa | Concrete_32MPa | 2025-04-22 | 2030-04-22 | Australia | EPD-IES-21857:001 |  | EPD Australasia |  | m³ | 2400 |  |  |  | 247 | 246 | 0.828 | 0.0391 | 0 | 246.8671 | 0 | 0.10292 | 0.1025 | 0.000345 | 1.6292e-05 | 0 | 0.10286 | 0 | Version 2026.2
Concrete (in-situ) | Concrete, 32 MPa | >25 MPa to ≤32 MPa | Concrete (in-situ), SA - ALDC - Geostone Range - SX321FARB (Holcim (Australia) Pty Ltd) (Australia) | Concrete_32MPa | Concrete_32MPa | 2025-05-28 | 2030-05-28 | Australia | EPD-IES-18564:001 |  | EPD Australasia |  | m³ | 2400 |  |  |  | 247 | 244 | 1.84 | 0.917 | 0 | 246.757 | 0 | 0.10292 | 0.10167 | 0.00076667 | 0.00038208 | 0 | 0.10282 | 0 | Version 2026.2
Concrete (in-situ) | Concrete, 32 MPa | >25 MPa to ≤32 MPa | Concrete (in-situ), SA - ALDC - Geostone Range - SX321FHVN (Holcim (Australia) Pty Ltd) (Australia) | Concrete_32MPa | Concrete_32MPa | 2025-05-28 | 2030-05-28 | Australia | EPD-IES-18566:001 |  | EPD Australasia |  | m³ | 2400 |  |  |  | 247 | 244 | 1.85 | 0.917 | 0 | 246.767 | 0 | 0.10292 | 0.10167 | 0.00077083 | 0.00038208 | 0 | 0.10282 | 0 | Version 2026.2
Concrete (in-situ) | Concrete, 50 MPa | >40 MPa to ≤50 MPa | Concrete (in-situ), VIC – North East Link Project – Spark – VS504NESW (Holcim (Australia) Pty Ltd) (Australia) | Concrete_50MPa | Concrete_50MPa | 2025-03-04 | 2030-03-04 | Australia | EPD-IES-0018495:001 |  | EPD Australasia |  | m³ | 2400 |  |  |  | 247 | 247 | -0.148 | 0.0207 | 0 | 247.0207 | 0 | 0.10292 | 0.10292 | -6.1667e-05 | 8.625e-06 | 0 | 0.10293 | 0 | Version 2026.2
Concrete (in-situ) | Concrete, 50 MPa | >40 MPa to ≤50 MPa | Concrete (in-situ), VIC – Melbourne Metro – ECOPact – VE504AMTF (Holcim (Australia) Pty Ltd) (Australia) | Concrete_50MPa | Concrete_50MPa | 2025-04-15 | 2030-04-15 | Australia | EPD-IES-0020486:001 |  | EPD Australasia |  | m³ | 2400 |  |  |  | 248 | 247 | 0.642 | 0.0762 | 0 | 247.7182 | 0 | 0.10333 | 0.10292 | 0.0002675 | 3.175e-05 | 0 | 0.10322 | 0 | Version 2026.2
Concrete (in-situ) | Concrete, 32 MPa | >25 MPa to ≤32 MPa | Concrete (in-situ), WA - Mid West - ECOPact- WE321E1 (Holcim (Australia) Pty Ltd) (Australia) | Concrete_32MPa | Concrete_32MPa | 2025-03-24 | 2030-03-24 | Australia | EPD-IES-14364:001 |  | EPD Australasia |  | m³ | 2400 |  |  |  | 248 | 247 | 0.85 | 0.0215 | 0 | 247.8715 | 0 | 0.10333 | 0.10292 | 0.00035417 | 8.9583e-06 | 0 | 0.10328 | 0 | Version 2026.2
Concrete (in-situ) | Concrete, 32 MPa | >25 MPa to ≤32 MPa | Concrete (in-situ), VIC – Melbourne – Geostone – VX321ARG (Holcim (Australia) Pty Ltd) (Australia) | Concrete_32MPa | Concrete_32MPa | 2025-04-22 | 2030-04-22 | Australia | EPD-IES-0021839:001 |  | EPD Australasia |  | m³ | 2400 |  |  |  | 248 | 247 | 0.97 | 0.0326 | 0 | 248.0026 | 0 | 0.10333 | 0.10292 | 0.00040417 | 1.3583e-05 | 0 | 0.10333 | 0 | Version 2026.2
Concrete (in-situ) | Concrete, 50 MPa | >40 MPa to ≤50 MPa | Concrete (in-situ), VIC - Melbourne Metro - ECOPact- VE501A520 (Holcim (Australia) Pty Ltd) (Australia) | Concrete_50MPa | Concrete_50MPa | 2025-04-15 | 2030-04-15 | Australia | EPD-IES-20544:001 |  | EPD Australasia |  | m³ | 2400 |  |  |  | 248 | 248 | 0.106 | 0.00224 | 0 | 248.1082 | 0 | 0.10333 | 0.10333 | 4.4167e-05 | 9.3333e-07 | 0 | 0.10338 | 0 | Version 2026.2
Concrete (in-situ) | Concrete, 32 MPa | >25 MPa to ≤32 MPa | Concrete (in-situ), VIC - Melbourne - Geostone- VS321WARW (Holcim (Australia) Pty Ltd) (Australia) | Concrete_32MPa | Concrete_32MPa | 2025-04-22 | 2030-04-22 | Australia | EPD-IES-21837:001 |  | EPD Australasia |  | m³ | 2400 |  |  |  | 248 | 247 | 0.901 | 0.0384 | 0 | 247.9394 | 0 | 0.10333 | 0.10292 | 0.00037542 | 1.6e-05 | 0 | 0.10331 | 0 | Version 2026.2
Concrete (in-situ) | Concrete, 40 MPa | >32 MPa to ≤40 MPa | Concrete (in-situ), SA - ADLC - ECOPact Mixes- SE401A532 (Holcim (Australia) Pty Ltd) (Australia) | Concrete_40MPa | Concrete_40MPa | 2025-05-23 | 2030-05-23 | Australia | EPD-IES-22172:001 |  | EPD Australasia |  | m³ | 2400 |  |  |  | 248 | 246 | 0.37 | 1.04 | 0 | 247.41 | 0 | 0.10333 | 0.1025 | 0.00015417 | 0.00043333 | 0 | 0.10309 | 0 | Version 2026.2
Concrete (in-situ) | Concrete, 32 MPa | >25 MPa to ≤32 MPa | Concrete (in-situ), SA - ALDC - Geostone Range - SX321WNGL (Holcim (Australia) Pty Ltd) (Australia) | Concrete_32MPa | Concrete_32MPa | 2025-05-28 | 2030-05-28 | Australia | EPD-IES-18578:001 |  | EPD Australasia |  | m³ | 2400 |  |  |  | 248 | 245 | 1.79 | 0.919 | 0 | 247.709 | 0 | 0.10333 | 0.10208 | 0.00074583 | 0.00038292 | 0 | 0.10321 | 0 | Version 2026.2
Concrete (in-situ) | Concrete, 32 MPa | >25 MPa to ≤32 MPa | Concrete (in-situ), WA – Perth Metro – ECOPact – WE321EKC (Holcim (Australia) Pty Ltd) (Australia) | Concrete_32MPa | Concrete_32MPa | 2025-05-27 | 2030-05-27 | Australia | EPD-IES-0023305:001 | Version 1 | EPD Australasia |  | m³ | 2400 |  |  |  | 249 | 248 | 0.893 | 0 | 0 | 248.893 | 0 | 0.10375 | 0.10333 | 0.00037208 | 0 | 0 | 0.10371 | 0 | Version 2026.2
Concrete (in-situ) | Concrete, 40 MPa | >32 MPa to ≤40 MPa | Concrete (in-situ), GE401MD82 (Heidelberg Materials Australia Pty Ltd) (Australia) | Concrete_40MPa | Concrete_40MPa | 2025-01-24 | 2030-01-24 | Australia | EPD-IES-0014871:001 | Version 1 | EPD Australasia |  | m³ | 2331 |  |  |  | 249 | 248 | 0.0713 | 0.0306 | 0 | 248.1019 | 0 | 0.10682 | 0.10639 | 3.0588e-05 | 1.3127e-05 | 0 | 0.10644 | 0 | Version 2026.2
Concrete (in-situ) | Concrete, 50 MPa | >40 MPa to ≤50 MPa | Concrete (in-situ), VIC - Melbourne Metro - ECOPact- VE501EVR2 (Holcim (Australia) Pty Ltd) (Australia) | Concrete_50MPa | Concrete_50MPa | 2025-04-15 | 2030-04-15 | Australia | EPD-IES-20456:001 |  | EPD Australasia |  | m³ | 2400 |  |  |  | 249 | 248 | 0.565 | 0.0691 | 0 | 248.6341 | 0 | 0.10375 | 0.10333 | 0.00023542 | 2.8792e-05 | 0 | 0.1036 | 0 | Version 2026.2
Concrete (in-situ) | Concrete, 50 MPa | >40 MPa to ≤50 MPa | Concrete (in-situ), QLD - Burleigh - Climate Active - QZ502EEZY (Holcim (Australia) Pty Ltd) (Australia) | Concrete_50MPa | Concrete_50MPa | 2025-04-17 | 2030-04-17 | Australia | EPD-IES-20759:001 |  | EPD Australasia |  | m³ | 2400 |  |  |  | 249 | 248 | 0.976 | 0.016 | 0 | 248.992 | 0 | 0.10375 | 0.10333 | 0.00040667 | 6.6667e-06 | 0 | 0.10375 | 0 | Version 2026.2
Concrete (in-situ) | Concrete, 50 MPa | >40 MPa to ≤50 MPa | Concrete (in-situ), VIC - Melbourne Metro - ECOPact- VE502E (Holcim (Australia) Pty Ltd) (Australia) | Concrete_50MPa | Concrete_50MPa | 2025-04-15 | 2030-04-15 | Australia | EPD-IES-20420:001 |  | EPD Australasia |  | m³ | 2400 |  |  |  | 249 | 249 | 0.562 | 0.0729 | 0 | 249.6349 | 0 | 0.10375 | 0.10375 | 0.00023417 | 3.0375e-05 | 0 | 0.10401 | 0 | Version 2026.2
Concrete (in-situ) | Concrete, 50 MPa | >40 MPa to ≤50 MPa | Concrete (in-situ), VIC – Melbourne Metro – ECOPact – VZ502E (Holcim (Australia) Pty Ltd) (Australia) | Concrete_50MPa | Concrete_50MPa | 2025-04-15 | 2030-04-15 | Australia | EPD-IES-0020421:001 |  | EPD Australasia |  | m³ | 2400 |  |  |  | 249 | 249 | 0.562 | 0.0729 | 0 | 249.6349 | 0 | 0.10375 | 0.10375 | 0.00023417 | 3.0375e-05 | 0 | 0.10401 | 0 | Version 2026.2
Concrete (in-situ) | Concrete, 50 MPa | >40 MPa to ≤50 MPa | Concrete (in-situ), VIC – Melbourne Metro – ECOPact – VE502E2 (Holcim (Australia) Pty Ltd) (Australia) | Concrete_50MPa | Concrete_50MPa | 2025-04-15 | 2030-04-15 | Australia | EPD-IES-0020422:001 |  | EPD Australasia |  | m³ | 2400 |  |  |  | 249 | 249 | 0.562 | 0.0729 | 0 | 249.6349 | 0 | 0.10375 | 0.10375 | 0.00023417 | 3.0375e-05 | 0 | 0.10401 | 0 | Version 2026.2
Concrete (in-situ) | Concrete, ? MPa, | Not used | Concrete (in-situ), Ready-mix concrete (Holcim (Australia) Pty Ltd) (Australia) |  |  | 2025-05-19 | 2030-05-19 | Australia | EPD-IES-0021993:001 | Version 1 | EPD Australasia |  | m³ | 2400 |  |  |  | 147 | 147 | 0.142 | 0.0263 | 0 | 147.1683 | 0 | 0.06125 | 0.06125 | 5.9167e-05 | 1.0958e-05 | 0 | 0.06132 | 0 | Version 2026.2
Concrete (in-situ) | Concrete, 50 MPa | >40 MPa to ≤50 MPa | Concrete (in-situ), SA - ADLC - ECOPact Mixes- SE452AP1 (Holcim (Australia) Pty Ltd) (Australia) | Concrete_50MPa | Concrete_50MPa | 2025-05-23 | 2030-05-23 | Australia | EPD-IES-22168:001 |  | EPD Australasia |  | m³ | 2400 |  |  |  | 249 | 247 | 0.392 | 1.04 | 0 | 248.432 | 0 | 0.10375 | 0.10292 | 0.00016333 | 0.00043333 | 0 | 0.10351 | 0 | Version 2026.2
Concrete (in-situ) | Concrete, 32 MPa | >25 MPa to ≤32 MPa | Concrete (in-situ), NSW – Far North Coast – ECOPact – NE322L100 (Holcim (Australia) Pty Ltd) (Australia) | Concrete_32MPa | Concrete_32MPa | 2025-05-19 | 2030-05-19 | Australia | EPD-IES-0022027:001 |  | EPD Australasia |  | m³ | 2400 |  |  |  | 249 | 249 | 0.157 | 0.0254 | 0 | 249.1824 | 0 | 0.10375 | 0.10375 | 6.5417e-05 | 1.0583e-05 | 0 | 0.10383 | 0 | Version 2026.2
Concrete (in-situ) | Concrete, 45 MPa | >40 MPa to ≤50 MPa | Concrete (in-situ), SA – Adelaide Metro – ECOPact – SE452AP1 (Holcim (Australia) Pty Ltd) (Australia) | Concrete_50MPa | Concrete_50MPa | 2025-05-23 | 2030-05-23 | Australia | EPD-IES-0022129:001 |  | EPD Australasia |  | m³ | 2400 |  |  |  | 249 | 247 | 0.392 | 1.04 | 0 | 248.432 | 0 | 0.10375 | 0.10292 | 0.00016333 | 0.00043333 | 0 | 0.10351 | 0 | Version 2026.2
Concrete (in-situ) | Concrete, 40 MPa | >32 MPa to ≤40 MPa | Concrete (in-situ), WA - Perth Metropolitan - ECOPact - WE402E2 (Holcim (Australia) Pty Ltd) (Australia) | Concrete_40MPa | Concrete_40MPa | 2025-05-27 | 2030-05-27 | Australia | EPD-IES-23318:001 | Version 1 | EPD Australasia |  | m³ | 2400 |  |  |  | 250 | 249 | 0.874 | 0 | 0 | 249.874 | 0 | 0.10417 | 0.10375 | 0.00036417 | 0 | 0 | 0.10411 | 0 | Version 2026.2
Concrete (in-situ) | Concrete, 32 MPa | >25 MPa to ≤32 MPa | Concrete (in-situ), GS SLCT70S32 32 MPa (SLCT70S32) ELVIN GROUP READY-MIXED CONCRETE (Elvin Group (ACT) Pty Ltd) (Australia) | Concrete_32MPa | Concrete_32MPa | 2025-06-20 | 2030-06-20 | Australia | EPD-IES-0024539:001 | Version 1 | EPD Australasia |  | m³ | 2320 |  |  |  | 250 | 250 | 0.0748 | 0.0108 | 0 | 250.0856 | 0 | 0.10776 | 0.10776 | 3.2241e-05 | 4.6552e-06 | 0 | 0.1078 | 0 | Version 2026.2
Concrete (in-situ) | Concrete, 50 MPa | >40 MPa to ≤50 MPa | Concrete (in-situ), VIC – Melbourne Metro – ECOPact – VE504E (Holcim (Australia) Pty Ltd) (Australia) | Concrete_50MPa | Concrete_50MPa | 2025-04-15 | 2030-04-15 | Australia | EPD-IES-0020522:001 |  | EPD Australasia |  | m³ | 2400 |  |  |  | 250 | 249 | 0.656 | 0.071 | 0 | 249.727 | 0 | 0.10417 | 0.10375 | 0.00027333 | 2.9583e-05 | 0 | 0.10405 | 0 | Version 2026.2
Concrete (in-situ) | Concrete, 40 MPa | >32 MPa to ≤40 MPa | Concrete (in-situ), WA - Perth Metropolitan - ECOPact - WE402E4 (Holcim (Australia) Pty Ltd) (Australia) | Concrete_40MPa | Concrete_40MPa | 2025-05-27 | 2030-05-27 | Australia | EPD-IES-23320:001 |  | EPD Australasia |  | m³ | 2400 |  |  |  | 250 | 249 | 0.874 | 0 | 0 | 249.874 | 0 | 0.10417 | 0.10375 | 0.00036417 | 0 | 0 | 0.10411 | 0 | Version 2026.2
Concrete (in-situ) | Concrete, 40 MPa | >32 MPa to ≤40 MPa | Concrete (in-situ), QLD - BNE - ECOPact - QE402APT1 (Holcim (Australia) Pty Ltd) (Australia) | Concrete_40MPa | Concrete_40MPa | 2025-05-27 | 2030-05-27 | Australia | EPD-IES-0020789:001 |  | EPD Australasia |  | m³ | 2400 |  |  |  | 250 | 249 | 1.06 | 0.0253 | 0 | 250.0853 | 0 | 0.10417 | 0.10375 | 0.00044167 | 1.0542e-05 | 0 | 0.1042 | 0 | Version 2026.2
Concrete (in-situ) | Concrete, 40 MPa | >32 MPa to ≤40 MPa | Concrete (in-situ), QLD - BNE - ECOPact - QE402APT2 (Holcim (Australia) Pty Ltd) (Australia) | Concrete_40MPa | Concrete_40MPa | 2025-05-27 | 2030-05-27 | Australia | EPD-IES-0020790:001 |  | EPD Australasia |  | m³ | 2400 |  |  |  | 250 | 249 | 1.04 | 0.0253 | 0 | 250.0653 | 0 | 0.10417 | 0.10375 | 0.00043333 | 1.0542e-05 | 0 | 0.10419 | 0 | Version 2026.2
Concrete (in-situ) | Concrete, 40 MPa | >32 MPa to ≤40 MPa | Concrete (in-situ), QLD - BNE - ECOPact - QE402APT3 (Holcim (Australia) Pty Ltd) (Australia) | Concrete_40MPa | Concrete_40MPa | 2025-05-27 | 2030-05-27 | Australia | EPD-IES-20791:001 |  | EPD Australasia |  | m³ | 2400 |  |  |  | 250 | 249 | 1.03 | 0.0254 | 0 | 250.0554 | 0 | 0.10417 | 0.10375 | 0.00042917 | 1.0583e-05 | 0 | 0.10419 | 0 | Version 2026.2
Concrete (in-situ) | Concrete, 50 MPa | >40 MPa to ≤50 MPa | Concrete (in-situ), QLD - BNE - ECOPact - QE501EBMX (Holcim (Australia) Pty Ltd) (Australia) | Concrete_50MPa | Concrete_50MPa | 2025-05-13 | 2030-05-13 | Australia | EPD-IES-21945:001 |  | EPD Australasia |  | m³ | 2400 |  |  |  | 250 | 249 | 0.918 | 0.019 | 0 | 249.937 | 0 | 0.10417 | 0.10375 | 0.0003825 | 7.9167e-06 | 0 | 0.10414 | 0 | Version 2026.2
Concrete (in-situ) | Concrete, 65 MPa | >50 MPa to ≤65 MPa | Concrete (in-situ), VIC - Footscray - Climate Active - VZ652E5 (Holcim (Australia) Pty Ltd) (Australia) | Concrete_65MPa | Concrete_65MPa | 2025-04-17 | 2030-04-17 | Australia | EPD-IES-20785:001 |  | EPD Australasia |  | m³ | 2400 |  |  |  | 250 | 249 | 0.572 | 0.0683 | 0 | 249.6403 | 0 | 0.10417 | 0.10375 | 0.00023833 | 2.8458e-05 | 0 | 0.10402 | 0 | Version 2026.2
Concrete (in-situ) | Concrete, 32 MPa | >25 MPa to ≤32 MPa | Concrete (in-situ), NSW – Far North Coast – ECOPact – NE321L1L2 (Holcim (Australia) Pty Ltd) (Australia) | Concrete_32MPa | Concrete_32MPa | 2025-05-19 | 2030-05-19 | Australia | EPD-IES-0022023:001 |  | EPD Australasia |  | m³ | 2400 |  |  |  | 250 | 250 | 0.158 | 0.0253 | 0 | 250.1833 | 0 | 0.10417 | 0.10417 | 6.5833e-05 | 1.0542e-05 | 0 | 0.10424 | 0 | Version 2026.2
Concrete (in-situ) | Concrete, 40 MPa | >32 MPa to ≤40 MPa | Concrete (in-situ), VIC - Melbourne Metro - ECOPact- VE402E4T (Holcim (Australia) Pty Ltd) (Australia) | Concrete_40MPa | Concrete_40MPa | 2025-04-15 | 2030-04-15 | Australia | EPD-IES-20537:001 |  | EPD Australasia |  | m³ | 2400 |  |  |  | 250 | 250 | 0.616 | 0.0759 | 0 | 250.6919 | 0 | 0.10417 | 0.10417 | 0.00025667 | 3.1625e-05 | 0 | 0.10445 | 0 | Version 2026.2
Concrete (in-situ) | Concrete, 50 MPa | >40 MPa to ≤50 MPa | Concrete (in-situ), SA - ADLC - ECOPact Mixes- SE502A700 (Holcim (Australia) Pty Ltd) (Australia) | Concrete_50MPa | Concrete_50MPa | 2025-05-23 | 2030-05-23 | Australia | EPD-IES-22161:001 |  | EPD Australasia |  | m³ | 2400 |  |  |  | 250 | 249 | 0.364 | 0.973 | 0 | 250.337 | 0 | 0.10417 | 0.10375 | 0.00015167 | 0.00040542 | 0 | 0.10431 | 0 | Version 2026.2
Concrete (in-situ) | Concrete, 65 MPa | >50 MPa to ≤65 MPa | Concrete (in-situ), VIC – Melbourne Metro – ECOPact – VE652E5 (Holcim (Australia) Pty Ltd) (Australia) | Concrete_65MPa | Concrete_65MPa | 2025-04-15 | 2030-04-15 | Australia | EPD-IES-0020473:001 |  | EPD Australasia |  | m³ | 2400 |  |  |  | 250 | 249 | 0.547 | 0.0684 | 0 | 249.6154 | 0 | 0.10417 | 0.10375 | 0.00022792 | 2.85e-05 | 0 | 0.10401 | 0 | Version 2026.2
Concrete (in-situ) | Concrete, 40 MPa | >32 MPa to ≤40 MPa | Concrete (in-situ), S40/20/0.45 concrete manufactured in Northern Region (Hazell Bros Group (HBG) Pty Ltd) (Australia) | Concrete_40MPa | Concrete_40MPa | 2025-12-01 | 2030-11-30 | Australia | EPD-IES-0026953:001 | Version 1 | EPD Australasia |  | m³ | 2456 |  |  |  | 251 | 251 | 0.107 | 0.0715 | 0 | 251.1785 | 0 | 0.1022 | 0.1022 | 4.3567e-05 | 2.9112e-05 | 0 | 0.10227 | 0 | Version 2026.2
Concrete (in-situ) | Concrete, 50 MPa | >40 MPa to ≤50 MPa | Concrete (in-situ), GS ELCN GROUP 50 MPa (SLCT70S50) (Elvin Group (ACT) Pty Ltd) (Australia) | Concrete_50MPa | Concrete_50MPa | 2025-06-20 | 2030-06-20 | Australia | EPD-IES-0024541:001 | Version 1 | EPD Australasia |  | m³ | 2330 |  |  |  | 251 | 251 | 0.0757 | 0.0117 | 0 | 251.0874 | 0 | 0.10773 | 0.10773 | 3.2489e-05 | 5.0215e-06 | 0 | 0.10776 | 0 | Version 2026.2
Concrete (in-situ) | Concrete, 32 MPa | >25 MPa to ≤32 MPa | Concrete (in-situ), Imagecrete Colour 32 MPa (Heidelberg Materials Australia Pty Ltd) (Australia) | Concrete_32MPa | Concrete_32MPa | 2025-01-28 | 2030-01-28 | Australia | EPD-IES-0010190 :001 | Version 1 | EPD Australasia |  | m³ | 2418.2 |  |  |  | 251 | 251 | 0.166 | 0.0336 | 0 | 251.1996 | 0 | 0.1038 | 0.1038 | 6.8646e-05 | 1.3895e-05 | 0 | 0.10388 | 0 | Version 2026.2
Concrete (in-situ) | Concrete, 40 MPa | >32 MPa to ≤40 MPa | Concrete (in-situ), HYLO-40 Normal-Class 40 MPa (Hymix Australia Pty Ltd) (Australia) | Concrete_40MPa | Concrete_40MPa | 2025-01-28 | 2030-01-28 | Australia | EPD-IES-0013527:001 | Version 1 | EPD Australasia |  | m³ | 2438.5 |  |  |  | 251 | 251 | 0.0864 | 0 | 0 | 251.0864 | 0 | 0.10293 | 0.10293 | 3.5432e-05 | 0 | 0 | 0.10297 | 0 | Version 2026.2
Concrete (in-situ) | Concrete, 50 MPa | >40 MPa to ≤50 MPa | Concrete (in-situ), VIC – Melbourne Metro – ECOPact – VE502EATT (Holcim (Australia) Pty Ltd) (Australia) | Concrete_50MPa | Concrete_50MPa | 2025-04-15 | 2030-04-15 | Australia | EPD-IES-0020507:001 |  | EPD Australasia |  | m³ | 2400 |  |  |  | 251 | 251 | 0.649 | 0.0767 | 0 | 251.7257 | 0 | 0.10458 | 0.10458 | 0.00027042 | 3.1958e-05 | 0 | 0.10489 | 0 | Version 2026.2
Concrete (in-situ) | Concrete, 40 MPa | >32 MPa to ≤40 MPa | Concrete (in-situ), QLD – Sunshine Coast – ECOPact – QE401E550 (Holcim (Australia) Pty Ltd) (Australia) | Concrete_40MPa | Concrete_40MPa | 2025-06-13 | 2030-06-13 | Australia | EPD-IES-0023504:001 |  | EPD Australasia |  | m³ | 2400 |  |  |  | 251 | 250 | 0.854 | 0.0177 | 0 | 250.8717 | 0 | 0.10458 | 0.10417 | 0.00035583 | 7.375e-06 | 0 | 0.10453 | 0 | Version 2026.2
Concrete (in-situ) | Concrete, 32 MPa | >25 MPa to ≤32 MPa | Concrete (in-situ), Imagecrete Exposed 32 MPa (Heidelberg Materials Australia Pty Ltd) (Australia) | Concrete_32MPa | Concrete_32MPa | 2025-01-28 | 2030-01-28 | Australia | EPD-IES-0010346:001 | Version 1 | EPD Australasia |  | m³ | 2454.2 |  |  |  | 252 | 252 | 0.166 | 0.0293 | 0 | 252.1953 | 0 | 0.10268 | 0.10268 | 6.7639e-05 | 1.1939e-05 | 0 | 0.10276 | 0 | Version 2026.2
Concrete (in-situ) | Concrete, 25 MPa | >20 MPa to ≤25 MPa | Concrete (in-situ), KERB MACHINE-PLACED 25MPA (Heidelberg Materials Australia Pty Ltd) (Australia) | Concrete_25MPa | Concrete_25MPa | 2025-05-02 | 2030-05-02 | Australia | EPD-IES-0018927:001 | Version 1 | EPD Australasia |  | m³ | 2305 |  |  |  | 252 | 249 | 3.14 | 0.062 | 0 | 252.202 | 0 | 0.10933 | 0.10803 | 0.0013623 | 2.6898e-05 | 0 | 0.10942 | 0 | Version 2026.2
Concrete (in-situ) | Concrete, 32 MPa | >25 MPa to ≤32 MPa | Concrete (in-situ), Hylite Exposed 32 MPa (Hymix Australia Pty Ltd) (Australia) | Concrete_32MPa | Concrete_32MPa | 2025-01-28 | 2030-01-28 | Australia | EPD-IES-0015805:001 | Version 1 | EPD Australasia |  | m³ | 2454.2 |  |  |  | 252 | 252 | 0.166 | 0.0293 | 0 | 252.1953 | 0 | 0.10268 | 0.10268 | 6.7639e-05 | 1.1939e-05 | 0 | 0.10276 | 0 | Version 2026.2
Concrete (in-situ) | Concrete, 40 MPa | >32 MPa to ≤40 MPa | Concrete (in-situ), VIC - Melbourne Metro - ECOPact- VE402FPT1 (Holcim (Australia) Pty Ltd) (Australia) | Concrete_40MPa | Concrete_40MPa | 2025-04-15 | 2030-04-15 | Australia | EPD-IES-20596:001 |  | EPD Australasia |  | m³ | 2400 |  |  |  | 252 | 251 | 0.586 | 0 | 0 | 251.586 | 0 | 0.105 | 0.10458 | 0.00024417 | 0 | 0 | 0.10483 | 0 | Version 2026.2
Concrete (in-situ) | Concrete, 40 MPa | >32 MPa to ≤40 MPa | Concrete (in-situ), NSW – West NSW – ECOPact – NE401E142 (Holcim (Australia) Pty Ltd) (Australia) | Concrete_40MPa | Concrete_40MPa | 2025-06-19 | 2030-06-19 | Australia | EPD-IES-0023700:001 |  | EPD Australasia |  | m³ | 2400 |  |  |  | 252 | 252 | 0.157 | 0.0252 | 0 | 252.1822 | 0 | 0.105 | 0.105 | 6.5417e-05 | 1.05e-05 | 0 | 0.10508 | 0 | Version 2026.2
Concrete (in-situ) | Concrete, 25 MPa | >20 MPa to ≤25 MPa | Concrete (in-situ), Climate Active – NSW - Port Macquarie - NN251F (Holcim (Australia) Pty Ltd) (Australia) | Concrete_25MPa | Concrete_25MPa | 2025-04-17 | 2030-04-17 | Australia | EPD-IES-0020628:001 |  | EPD Australasia |  | m³ | 2400 |  |  |  | 252 | 252 | 0.157 | 0.0252 | 0 | 252.1822 | 0 | 0.105 | 0.105 | 6.5417e-05 | 1.05e-05 | 0 | 0.10508 | 0 | Version 2026.2
Concrete (in-situ) | Concrete, 25 MPa | >20 MPa to ≤25 MPa | Concrete (in-situ), NSW - Taree (Blackhead) - Climate Active - NN251F (Holcim (Australia) Pty Ltd) (Australia) | Concrete_25MPa | Concrete_25MPa | 2025-04-17 | 2030-04-17 | Australia | EPD-IES-20629:001 |  | EPD Australasia |  | m³ | 2400 |  |  |  | 252 | 252 | 0.157 | 0.0252 | 0 | 252.1822 | 0 | 0.105 | 0.105 | 6.5417e-05 | 1.05e-05 | 0 | 0.10508 | 0 | Version 2026.2
Concrete (in-situ) | Concrete, 50 MPa | >40 MPa to ≤50 MPa | Concrete (in-situ), VIC - Melbourne Metro - ECOPact- VE501EAV (Holcim (Australia) Pty Ltd) (Australia) | Concrete_50MPa | Concrete_50MPa | 2025-04-15 | 2030-04-15 | Australia | EPD-IES-20438:001 |  | EPD Australasia |  | m³ | 2400 |  |  |  | 252 | 251 | 0.63 | 0.0728 | 0 | 251.7028 | 0 | 0.105 | 0.10458 | 0.0002625 | 3.0333e-05 | 0 | 0.10488 | 0 | Version 2026.2
Concrete (in-situ) | Concrete, 50 MPa | >40 MPa to ≤50 MPa | Concrete (in-situ), VIC - Melbourne Metro - ECOPact- VE504EAV (Holcim (Australia) Pty Ltd) (Australia) | Concrete_50MPa | Concrete_50MPa | 2025-04-15 | 2030-04-15 | Australia | EPD-IES-20439:001 |  | EPD Australasia |  | m³ | 2400 |  |  |  | 252 | 251 | 0.63 | 0.0728 | 0 | 251.7028 | 0 | 0.105 | 0.10458 | 0.0002625 | 3.0333e-05 | 0 | 0.10488 | 0 | Version 2026.2
Concrete (in-situ) | Concrete, 50 MPa | >40 MPa to ≤50 MPa | Concrete (in-situ), VIC - Melbourne Metro - ECOPact- VE504EAVX (Holcim (Australia) Pty Ltd) (Australia) | Concrete_50MPa | Concrete_50MPa | 2025-04-15 | 2030-04-15 | Australia | EPD-IES-20441:001 |  | EPD Australasia |  | m³ | 2400 |  |  |  | 252 | 251 | 0.63 | 0.0728 | 0 | 251.7028 | 0 | 0.105 | 0.10458 | 0.0002625 | 3.0333e-05 | 0 | 0.10488 | 0 | Version 2026.2
Concrete (in-situ) | Concrete, 40 MPa | >32 MPa to ≤40 MPa | Concrete (in-situ), VIC - Melbourne Metro - ECOPact- VE402FPT2 (Holcim (Australia) Pty Ltd) (Australia) | Concrete_40MPa | Concrete_40MPa | 2025-04-15 | 2030-04-15 | Australia | EPD-IES-20597:001 |  | EPD Australasia |  | m³ | 2400 |  |  |  | 252 | 251 | 0.598 | 0.0757 | 0 | 251.6737 | 0 | 0.105 | 0.10458 | 0.00024917 | 3.1542e-05 | 0 | 0.10486 | 0 | Version 2026.2
Concrete (in-situ) | Concrete, ? MPa, | Not used | Concrete (in-situ), Ready-mix concrete (Holcim (Australia) Pty Ltd) (Australia) |  |  | 2025-05-19 | 2030-05-19 | Australia | EPD-IES-0021993:001 | Version 1 | EPD Australasia |  | m³ | 2400 |  |  |  | 147 | 147 | 0.142 | 0.0263 | 0 | 147.1683 | 0 | 0.06125 | 0.06125 | 5.9167e-05 | 1.0958e-05 | 0 | 0.06132 | 0 | Version 2026.2
Concrete (in-situ) | Concrete, 50 MPa | >40 MPa to ≤50 MPa | Concrete (in-situ), VIC - Melbourne Metro - ECOPact- VE502EAV (Holcim (Australia) Pty Ltd) (Australia) | Concrete_50MPa | Concrete_50MPa | 2025-04-15 | 2030-04-15 | Australia | EPD-IES-20440:001 |  | EPD Australasia |  | m³ | 2400 |  |  |  | 252 | 251 | 0.63 | 0.0728 | 0 | 251.7028 | 0 | 0.105 | 0.10458 | 0.0002625 | 3.0333e-05 | 0 | 0.10488 | 0 | Version 2026.2
Concrete (in-situ) | Concrete, 40 MPa | >32 MPa to ≤40 MPa | Concrete (in-situ), WA – Perth Metro – ECOPact – WE402E1 (Holcim (Australia) Pty Ltd) (Australia) | Concrete_40MPa | Concrete_40MPa | 2025-05-27 | 2030-05-27 | Australia | EPD-IES-0023317:001 |  | EPD Australasia |  | m³ | 2400 |  |  |  | 252 | 251 | 0.885 | 0 | 0 | 251.885 | 0 | 0.105 | 0.10458 | 0.00036875 | 0 | 0 | 0.10495 | 0 | Version 2026.2
Concrete (in-situ) | Concrete, ? MPa, | Not used | Concrete (in-situ), Ready-mix concrete (Holcim (Australia) Pty Ltd) (Australia) |  |  | 2025-05-19 | 2030-05-19 | Australia | EPD-IES-0021993:001 | Version 1 | EPD Australasia |  | m³ | 2400 |  |  |  | 147 | 147 | 0.142 | 0.0263 | 0 | 147.1683 | 0 | 0.06125 | 0.06125 | 5.9167e-05 | 1.0958e-05 | 0 | 0.06132 | 0 | Version 2026.2
Concrete (in-situ) | Concrete, ? MPa, | Not used | Concrete (in-situ), Ready-mix concrete (Holcim (Australia) Pty Ltd) (Australia) |  |  | 2025-05-19 | 2030-05-19 | Australia | EPD-IES-0021993:001 | Version 1 | EPD Australasia |  | m³ | 2400 |  |  |  | 147 | 147 | 0.142 | 0.0263 | 0 | 147.1683 | 0 | 0.06125 | 0.06125 | 5.9167e-05 | 1.0958e-05 | 0 | 0.06132 | 0 | Version 2026.2
Concrete (in-situ) | Concrete, 50 MPa | >40 MPa to ≤50 MPa | Concrete (in-situ), LCHP60SCC50 (Elvin Group (ACT) Pty Ltd) (Australia) | Concrete_50MPa | Concrete_50MPa | 2025-06-20 | 2030-06-20 | Australia | EPD-IES-0024554:001 | Version 1 | EPD Australasia |  | m³ | 2380 |  |  |  | 253 | 253 | 0.134 | 0.0456 | 0 | 253.1796 | 0 | 0.1063 | 0.1063 | 5.6303e-05 | 1.916e-05 | 0 | 0.10638 | 0 | Version 2026.2
Concrete (in-situ) | Concrete, 25 MPa | >20 MPa to ≤25 MPa | Concrete (in-situ), Normal-Class 25 MPa (Heidelberg Materials Australia Pty Ltd) (Australia) | Concrete_25MPa | Concrete_25MPa | 2025-05-02 | 2030-05-02 | Australia | EPD-IES-0018930:001 | Version 1 | EPD Australasia |  | m³ | 2322 |  |  |  | 253 | 251 | 3.2 | 0.0616 | 0 | 254.2616 | 0 | 0.10896 | 0.1081 | 0.0013781 | 2.6529e-05 | 0 | 0.1095 | 0 | Version 2026.2
Concrete (in-situ) | Concrete, 40 MPa | >32 MPa to ≤40 MPa | Concrete (in-situ), Premix Concrete - 40MPa Pump PT 14mm (Piave Premix Concrete Pty Ltd) (Australia) | Concrete_40MPa | Concrete_40MPa | 2025-03-31 | 2030-03-31 | Australia | EPD-IES-17580 | Version 61 | EPD Australasia |  | m³ | 2371 |  |  |  | 253 | 253 | 0 | 0.00734 | 0 | 253 | 0 | 0.10671 | 0.10671 | 0 | 3.0957e-06 | 0 | 0.10671 | 0 | Version 2026.2
Concrete (in-situ) | Concrete, ? MPa, | Not used | Concrete (in-situ), Ready-mix concrete (Holcim (Australia) Pty Ltd) (Australia) |  |  | 2025-05-19 | 2030-05-19 | Australia | EPD-IES-0021993:001 | Version 1 | EPD Australasia |  | m³ | 2400 |  |  |  | 147 | 147 | 0.142 | 0.0263 | 0 | 147.1683 | 0 | 0.06125 | 0.06125 | 5.9167e-05 | 1.0958e-05 | 0 | 0.06132 | 0 | Version 2026.2
Concrete (in-situ) | Concrete, ? MPa, | Not used | Concrete (in-situ), Ready-mix concrete (Holcim (Australia) Pty Ltd) (Australia) |  |  | 2025-05-19 | 2030-05-19 | Australia | EPD-IES-0021993:001 | Version 1 | EPD Australasia |  | m³ | 2400 |  |  |  | 147 | 147 | 0.142 | 0.0263 | 0 | 147.1683 | 0 | 0.06125 | 0.06125 | 5.9167e-05 | 1.0958e-05 | 0 | 0.06132 | 0 | Version 2026.2
Concrete (in-situ) | Concrete, 50 MPa | >40 MPa to ≤50 MPa | Concrete (in-situ), SA – Adelaide Metro – ECOPact – SE502AP1 (Holcim (Australia) Pty Ltd) (Australia) | Concrete_50MPa | Concrete_50MPa | 2025-05-23 | 2030-05-23 | Australia | EPD-IES-0022164:001 |  | EPD Australasia |  | m³ | 2400 |  |  |  | 253 | 251 | 0.392 | 1.01 | 0 | 252.402 | 0 | 0.10542 | 0.10458 | 0.00016333 | 0.00042083 | 0 | 0.10517 | 0 | Version 2026.2
Concrete (in-situ) | Concrete, 50 MPa | >40 MPa to ≤50 MPa | Concrete (in-situ), SA - ADLC - ECOPact Mixes- SE502AP3 (Holcim (Australia) Pty Ltd) (Australia) | Concrete_50MPa | Concrete_50MPa | 2025-05-23 | 2030-05-23 | Australia | EPD-IES-22165:001 |  | EPD Australasia |  | m³ | 2400 |  |  |  | 253 | 252 | 0.388 | 1.01 | 0 | 253.398 | 0 | 0.10542 | 0.105 | 0.00016167 | 0.00042083 | 0 | 0.10558 | 0 | Version 2026.2
Concrete (in-situ) | Concrete, 40 MPa | >32 MPa to ≤40 MPa | Concrete (in-situ), QLD - Sunshine Coast - ECOPact - QE402LEZY (Holcim (Australia) Pty Ltd) (Australia) | Concrete_40MPa | Concrete_40MPa | 2025-06-13 | 2030-06-13 | Australia | EPD-IES-23484:001 |  | EPD Australasia |  | m³ | 2400 |  |  |  | 253 | 252 | 1 | 0.0196 | 0 | 253.0196 | 0 | 0.10542 | 0.105 | 0.00041667 | 8.1667e-06 | 0 | 0.10542 | 0 | Version 2026.2
Concrete (in-situ) | Concrete, 40 MPa | >32 MPa to ≤40 MPa | Concrete (in-situ), WA – Perth Metro – ECOPact – WE404E1 (Holcim (Australia) Pty Ltd) (Australia) | Concrete_40MPa | Concrete_40MPa | 2025-05-27 | 2030-05-27 | Australia | EPD-IES-0023321:001 | Version 1 | EPD Australasia |  | m³ | 2400 |  |  |  | 254 | 253 | 0.895 | 0 | 0 | 253.895 | 0 | 0.10583 | 0.10542 | 0.00037292 | 0 | 0 | 0.10579 | 0 | Version 2026.2
Concrete (in-situ) | Concrete, 40 MPa | >32 MPa to ≤40 MPa | Concrete (in-situ), EGEPDGSRMC-070325-LCF40G40-1.0 (Elvin Group (ACT) Pty Ltd) (Australia) | Concrete_40MPa | Concrete_40MPa | 2025-03-07 | 2030-03-07 | Australia | EPD-IES-0019657:001 | Version 1 | EPD Australasia |  | m³ | 2320 |  |  |  | 254 | 254 | 0.0597 | 0.031 | 0 | 254.0907 | 0 | 0.10948 | 0.10948 | 2.5733e-05 | 1.3362e-05 | 0 | 0.10952 | 0 | Version 2026.2
Concrete (in-situ) | Concrete, 32 MPa | >25 MPa to ≤32 MPa | Concrete (in-situ), WA – Mid West – ECOPact – WE327EKC (Holcim (Australia) Pty Ltd) (Australia) | Concrete_32MPa | Concrete_32MPa | 2025-03-24 | 2030-03-24 | Australia | EPD-IES-0014372:001 |  | EPD Australasia |  | m³ | 2400 |  |  |  | 254 | 254 | 0.862 | 0.0216 | 0 | 254.8836 | 0 | 0.10583 | 0.10583 | 0.00035917 | 9e-06 | 0 | 0.1062 | 0 | Version 2026.2
Concrete (in-situ) | Concrete, 25 MPa | >20 MPa to ≤25 MPa | Concrete (in-situ), NSW - Taree (Blackhead) - Climate Active - NS252FOX (Holcim (Australia) Pty Ltd) (Australia) | Concrete_25MPa | Concrete_25MPa | 2025-04-17 | 2030-04-17 | Australia | EPD-IES-20651:001 |  | EPD Australasia |  | m³ | 2400 |  |  |  | 254 | 254 | 0.0361 | 0.0292 | 0 | 254.0653 | 0 | 0.10583 | 0.10583 | 1.5042e-05 | 1.2167e-05 | 0 | 0.10586 | 0 | Version 2026.2
Concrete (in-situ) | Concrete, 32 MPa | >25 MPa to ≤32 MPa | Concrete (in-situ), WA - North West - ECOPact- WE322E1P (Holcim (Australia) Pty Ltd) (Australia) | Concrete_32MPa | Concrete_32MPa | 2025-03-13 | 2030-03-13 | Australia | EPD-IES-0018509:001 |  | EPD Australasia |  | m³ | 2400 |  |  |  | 254 | 253 | 0.867 | 0.0227 | 0 | 253.8897 | 0 | 0.10583 | 0.10542 | 0.00036125 | 9.4583e-06 | 0 | 0.10579 | 0 | Version 2026.2
Concrete (in-situ) | Concrete, 32 MPa | >25 MPa to ≤32 MPa | Concrete (in-situ), NSW - Coffs Coast - ECOPact- NE322L8 (Holcim (Australia) Pty Ltd) (Australia) | Concrete_32MPa | Concrete_32MPa | 2025-04-22 | 2030-04-22 | Australia | EPD-IES-18550:001 |  | EPD Australasia |  | m³ | 2400 |  |  |  | 254 | 253 | 0.171 | 0.0271 | 0 | 253.1981 | 0 | 0.10583 | 0.10542 | 7.125e-05 | 1.1292e-05 | 0 | 0.1055 | 0 | Version 2026.2
Concrete (in-situ) | Concrete, 65 MPa | >50 MPa to ≤65 MPa | Concrete (in-situ), WA – Perth – Main Roads WA – WS654TC05 (Holcim (Australia) Pty Ltd) (Australia) | Concrete_65MPa | Concrete_65MPa | 2025-05-16 | 2030-05-16 | Australia | EPD-IES-0022217:001 |  | EPD Australasia |  | m³ | 2400 |  |  |  | 254 | 253 | 0.767 | 0 | 0 | 253.767 | 0 | 0.10583 | 0.10542 | 0.00031958 | 0 | 0 | 0.10574 | 0 | Version 2026.2
Concrete (in-situ) | Concrete, 32 MPa | >25 MPa to ≤32 MPa | Concrete (in-situ), WA - Southwest - ECOPact - WE322BP02 (Holcim (Australia) Pty Ltd) (Australia) | Concrete_32MPa | Concrete_32MPa | 2025-05-19 | 2030-05-19 | Australia | EPD-IES-21982:001 |  | EPD Australasia |  | m³ | 2400 |  |  |  | 254 | 254 | 0.12 | 0.0377 | 0 | 254.1577 | 0 | 0.10583 | 0.10583 | 5e-05 | 1.5708e-05 | 0 | 0.1059 | 0 | Version 2026.2
Concrete (in-situ) | Concrete, 40 MPa | >32 MPa to ≤40 MPa | Concrete (in-situ), WA - Perth Metropolitan - ECOPact - WE401E2 (Holcim (Australia) Pty Ltd) (Australia) | Concrete_40MPa | Concrete_40MPa | 2025-05-27 | 2030-05-27 | Australia | EPD-IES-23315:001 | Version 1 | EPD Australasia |  | m³ | 2400 |  |  |  | 255 | 254 | 0.894 | 0 | 0 | 254.894 | 0 | 0.10625 | 0.10583 | 0.0003725 | 0 | 0 | 0.10621 | 0 | Version 2026.2
Concrete (in-situ) | Concrete, 40 MPa | >32 MPa to ≤40 MPa | Concrete (in-situ), WA – Perth Metro – ECOPact – WE404E4 (Holcim (Australia) Pty Ltd) (Australia) | Concrete_40MPa | Concrete_40MPa | 2025-05-27 | 2030-05-27 | Australia | EPD-IES-0023323:001 | Version 1 | EPD Australasia |  | m³ | 2400 |  |  |  | 255 | 254 | 0.896 | 0 | 0 | 254.896 | 0 | 0.10625 | 0.10583 | 0.00037333 | 0 | 0 | 0.10621 | 0 | Version 2026.2
Concrete (in-situ) | Concrete, 40 MPa | >32 MPa to ≤40 MPa | Concrete (in-situ), GE402BDKJ (Heidelberg Materials Australia Pty Ltd) (Australia) | Concrete_40MPa | Concrete_40MPa | 2025-01-24 | 2030-01-24 | Australia | EPD-IES-0014875:001 | Version 1 | EPD Australasia |  | m³ | 2334.3 |  |  |  | 255 | 254 | 0.427 | 0.0224 | 0 | 254.4494 | 0 | 0.10924 | 0.10881 | 0.00018292 | 9.596e-06 | 0 | 0.109 | 0 | Version 2026.2
Concrete (in-situ) | Concrete, 40 MPa | >32 MPa to ≤40 MPa | Concrete (in-situ), Premix Concrete - 40MPa PT 14 SG - P (Piave Premix Concrete Pty Ltd) (Australia) | Concrete_40MPa | Concrete_40MPa | 2025-03-31 | 2030-03-31 | Australia | EPD-IES-23032 | Version 43 | EPD Australasia |  | m³ | 2363 |  |  |  | 255 | 255 | 0 | 0 | 0 | 255 | 0 | 0.10791 | 0.10791 | 0 | 0 | 0 | 0.10791 | 0 | Version 2026.2
Concrete (in-situ) | Concrete, 65 MPa | >50 MPa to ≤65 MPa | Concrete (in-situ), WA – Perth – Main Roads WA – WE651TD10 (Holcim (Australia) Pty Ltd) (Australia) | Concrete_65MPa | Concrete_65MPa | 2025-05-16 | 2030-05-16 | Australia | EPD-IES-0022183:001 |  | EPD Australasia |  | m³ | 2400 |  |  |  | 255 | 255 | 0.776 | 0.0228 | 0 | 255.7988 | 0 | 0.10625 | 0.10625 | 0.00032333 | 9.5e-06 | 0 | 0.10658 | 0 | Version 2026.2
Concrete (in-situ) | Concrete, 40 MPa | >32 MPa to ≤40 MPa | Concrete (in-situ), WA - Perth Metropolitan - ECOPact - WE404E2 (Holcim (Australia) Pty Ltd) (Australia) | Concrete_40MPa | Concrete_40MPa | 2025-05-27 | 2030-05-27 | Australia | EPD-IES-23322:001 |  | EPD Australasia |  | m³ | 2400 |  |  |  | 255 | 254 | 0.896 | 0 | 0 | 254.896 | 0 | 0.10625 | 0.10583 | 0.00037333 | 0 | 0 | 0.10621 | 0 | Version 2026.2
Concrete (in-situ) | Concrete, 50 MPa | >40 MPa to ≤50 MPa | Concrete (in-situ), QLD - Sunshine Coast - ECOPact - QE501EL21 (Holcim (Australia) Pty Ltd) (Australia) | Concrete_50MPa | Concrete_50MPa | 2025-06-13 | 2030-06-13 | Australia | EPD-IES-23490:001 |  | EPD Australasia |  | m³ | 2400 |  |  |  | 255 | 254 | 0.895 | 0.0188 | 0 | 254.9138 | 0 | 0.10625 | 0.10583 | 0.00037292 | 7.8333e-06 | 0 | 0.10621 | 0 | Version 2026.2
Concrete (in-situ) | Concrete, 32 MPa | >25 MPa to ≤32 MPa | Concrete (in-situ), NSW – Far North Coast – ECOPact – NE322FP1 (Holcim (Australia) Pty Ltd) (Australia) | Concrete_32MPa | Concrete_32MPa | 2025-05-19 | 2030-05-19 | Australia | EPD-IES-0022025:001 |  | EPD Australasia |  | m³ | 2400 |  |  |  | 255 | 255 | 0.162 | 0.0261 | 0 | 255.1881 | 0 | 0.10625 | 0.10625 | 6.75e-05 | 1.0875e-05 | 0 | 0.10633 | 0 | Version 2026.2
Concrete (in-situ) | Concrete, 32 MPa | >25 MPa to ≤32 MPa | Concrete (in-situ), WA - Mid West - ECOPact- WE321EKC (Holcim (Australia) Pty Ltd) (Australia) | Concrete_32MPa | Concrete_32MPa | 2025-03-24 | 2030-03-24 | Australia | EPD-IES-14373:001 |  | EPD Australasia |  | m³ | 2400 |  |  |  | 255 | 254 | 0.863 | 0.0217 | 0 | 254.8847 | 0 | 0.10625 | 0.10583 | 0.00035958 | 9.0417e-06 | 0 | 0.1062 | 0 | Version 2026.2
Concrete (in-situ) | Concrete, 40 MPa | >32 MPa to ≤40 MPa | Concrete (in-situ), VIC – Melbourne Metro – ECOPact – VE402EAP5 (Holcim (Australia) Pty Ltd) (Australia) | Concrete_40MPa | Concrete_40MPa | 2025-04-15 | 2030-04-15 | Australia | EPD-IES-0020492:001 |  | EPD Australasia |  | m³ | 2400 |  |  |  | 255 | 254 | 0.734 | 0.0841 | 0 | 254.8181 | 0 | 0.10625 | 0.10583 | 0.00030583 | 3.5042e-05 | 0 | 0.10617 | 0 | Version 2026.2
Concrete (in-situ) | Concrete, 65 MPa | >50 MPa to ≤65 MPa | Concrete (in-situ), WA – Perth – Main Roads WA – WE651TC10 (Holcim (Australia) Pty Ltd) (Australia) | Concrete_65MPa | Concrete_65MPa | 2025-05-16 | 2030-05-16 | Australia | EPD-IES-0022203:001 |  | EPD Australasia |  | m³ | 2400 |  |  |  | 255 | 254 | 0.774 | 0.0223 | 0 | 254.7963 | 0 | 0.10625 | 0.10583 | 0.0003225 | 9.2917e-06 | 0 | 0.10617 | 0 | Version 2026.2
Concrete (in-situ) | Concrete, 65 MPa | >50 MPa to ≤65 MPa | Concrete (in-situ), SA – Adelaide Metro – ECOPact – SE651E5 (Holcim (Australia) Pty Ltd) (Australia) | Concrete_65MPa | Concrete_65MPa | 2025-05-23 | 2030-05-23 | Australia | EPD-IES-0022072:001 |  | EPD Australasia |  | m³ | 2400 |  |  |  | 255 | 253 | 0.385 | 0.967 | 0 | 254.352 | 0 | 0.10625 | 0.10542 | 0.00016042 | 0.00040292 | 0 | 0.10598 | 0 | Version 2026.2
Concrete (in-situ) | Concrete, 65 MPa | >50 MPa to ≤65 MPa | Concrete (in-situ), SA - ADLC - ECOPact Mixes- SE652E5 (Holcim (Australia) Pty Ltd) (Australia) | Concrete_65MPa | Concrete_65MPa | 2025-05-23 | 2030-05-23 | Australia | EPD-IES-22073:001 |  | EPD Australasia |  | m³ | 2400 |  |  |  | 255 | 253 | 0.385 | 0.967 | 0 | 254.352 | 0 | 0.10625 | 0.10542 | 0.00016042 | 0.00040292 | 0 | 0.10598 | 0 | Version 2026.2
Concrete (in-situ) | Concrete, 40 MPa | >32 MPa to ≤40 MPa | Concrete (in-situ), WA - Perth Metropolitan - ECOPact - WE401E1 (Holcim (Australia) Pty Ltd) (Australia) | Concrete_40MPa | Concrete_40MPa | 2025-05-27 | 2030-05-27 | Australia | EPD-IES-23314:001 |  | EPD Australasia |  | m³ | 2400 |  |  |  | 255 | 254 | 0.893 | 0 | 0 | 254.893 | 0 | 0.10625 | 0.10583 | 0.00037208 | 0 | 0 | 0.10621 | 0 | Version 2026.2
Concrete (in-situ) | Concrete, 40 MPa | >32 MPa to ≤40 MPa | Concrete (in-situ), WA – Perth Metro – ECOPact – WE401E4 (Holcim (Australia) Pty Ltd) (Australia) | Concrete_40MPa | Concrete_40MPa | 2025-05-27 | 2030-05-27 | Australia | EPD-IES-0023316:001 |  | EPD Australasia |  | m³ | 2400 |  |  |  | 255 | 254 | 0.894 | 0 | 0 | 254.894 | 0 | 0.10625 | 0.10583 | 0.0003725 | 0 | 0 | 0.10621 | 0 | Version 2026.2
Concrete (in-situ) | Concrete, 50 MPa | >40 MPa to ≤50 MPa | Concrete (in-situ), QLD - Sunshine Coast - ECOPact - QE501EEZY (Holcim (Australia) Pty Ltd) (Australia) | Concrete_50MPa | Concrete_50MPa | 2025-06-13 | 2030-06-13 | Australia | EPD-IES-23446:001 |  | EPD Australasia |  | m³ | 2400 |  |  |  | 255 | 254 | 0.957 | 0.0187 | 0 | 254.9757 | 0 | 0.10625 | 0.10583 | 0.00039875 | 7.7917e-06 | 0 | 0.10624 | 0 | Version 2026.2
Concrete (in-situ) | Concrete, 50 MPa | >40 MPa to ≤50 MPa | Concrete (in-situ), VIC - Melbourne Metro - ECOPact- VE501HEWC (Holcim (Australia) Pty Ltd) (Australia) | Concrete_50MPa | Concrete_50MPa | 2025-04-15 | 2030-04-15 | Australia | EPD-IES-20457:001 |  | EPD Australasia |  | m³ | 2400 |  |  |  | 255 | 254 | 0.774 | 0.0223 | 0 | 254.7963 | 0 | 0.10625 | 0.10583 | 0.0003225 | 9.2917e-06 | 0 | 0.10617 | 0 | Version 2026.2
Concrete (in-situ) | Concrete, 50 MPa | >40 MPa to ≤50 MPa | Concrete (in-situ), HYLO-50 Normal-Class 50 MPa (Hymix Australia Pty Ltd) (Australia) | Concrete_50MPa | Concrete_50MPa | 2025-01-28 | 2030-01-28 | Australia | EPD-IES-0013752:001 | Version 1 | EPD Australasia |  | m³ | 2431.6 |  |  |  | 256 | 256 | 0.0551 | 0.0344 | 0 | 256.0895 | 0 | 0.10528 | 0.10528 | 2.266e-05 | 1.4147e-05 | 0 | 0.10532 | 0 | Version 2026.2
Concrete (in-situ) | Concrete, 40 MPa | >32 MPa to ≤40 MPa | Concrete (in-situ), VIC - Melbourne Metro - ECOPact- VZ402EAP (Holcim (Australia) Pty Ltd) (Australia) | Concrete_40MPa | Concrete_40MPa | 2025-04-15 | 2030-04-15 | Australia | EPD-IES-20433:001 |  | EPD Australasia |  | m³ | 2400 |  |  |  | 256 | 255 | 0.698 | 0.0855 | 0 | 255.7835 | 0 | 0.10667 | 0.10625 | 0.00029083 | 3.5625e-05 | 0 | 0.10658 | 0 | Version 2026.2
Concrete (in-situ) | Concrete, 40 MPa | >32 MPa to ≤40 MPa | Concrete (in-situ), VIC – Melbourne Metro – ECOPact – VE402EAP (Holcim (Australia) Pty Ltd) (Australia) | Concrete_40MPa | Concrete_40MPa | 2025-04-15 | 2030-04-15 | Australia | EPD-IES-0020432:001 |  | EPD Australasia |  | m³ | 2400 |  |  |  | 256 | 255 | 0.698 | 0.0855 | 0 | 255.7835 | 0 | 0.10667 | 0.10625 | 0.00029083 | 3.5625e-05 | 0 | 0.10658 | 0 | Version 2026.2
Concrete (in-situ) | Concrete, 40 MPa | >32 MPa to ≤40 MPa | Concrete (in-situ), VIC - Melbourne Metro - ECOPact- VE402E9F2 (Holcim (Australia) Pty Ltd) (Australia) | Concrete_40MPa | Concrete_40MPa | 2025-04-15 | 2030-04-15 | Australia | EPD-IES-20518:001 |  | EPD Australasia |  | m³ | 2400 |  |  |  | 256 | 256 | 0.633 | 0.0893 | 0 | 256.7223 | 0 | 0.10667 | 0.10667 | 0.00026375 | 3.7208e-05 | 0 | 0.10697 | 0 | Version 2026.2
Concrete (in-situ) | Concrete, 40 MPa | >32 MPa to ≤40 MPa | Concrete (in-situ), NSW - Sydney - ECOPact - NE402PT5 (Holcim (Australia) Pty Ltd) (Australia) | Concrete_40MPa | Concrete_40MPa | 2025-05-28 | 2030-05-28 | Australia | EPD-IES-23398:001 |  | EPD Australasia |  | m³ | 2400 |  |  |  | 256 | 256 | 0.146 | 0.0251 | 0 | 256.1711 | 0 | 0.10667 | 0.10667 | 6.0833e-05 | 1.0458e-05 | 0 | 0.10674 | 0 | Version 2026.2
Concrete (in-situ) | Concrete, ? MPa, | Not used | Concrete (in-situ), Ready-mix concrete (Holcim (Australia) Pty Ltd) (Australia) |  |  | 2025-05-19 | 2030-05-19 | Australia | EPD-IES-0021993:001 | Version 1 | EPD Australasia |  | m³ | 2400 |  |  |  | 147 | 147 | 0.142 | 0.0263 | 0 | 147.1683 | 0 | 0.06125 | 0.06125 | 5.9167e-05 | 1.0958e-05 | 0 | 0.06132 | 0 | Version 2026.2
Concrete (in-situ) | Concrete, 40 MPa | >32 MPa to ≤40 MPa | Concrete (in-situ), VIC – Melbourne Metro – ECOPact – VE402E9F3 (Holcim (Australia) Pty Ltd) (Australia) | Concrete_40MPa | Concrete_40MPa | 2025-04-15 | 2030-04-15 | Australia | EPD-IES-0020520:001 |  | EPD Australasia |  | m³ | 2400 |  |  |  | 256 | 256 | 0.633 | 0 | 0 | 256.633 | 0 | 0.10667 | 0.10667 | 0.00026375 | 0 | 0 | 0.10693 | 0 | Version 2026.2
Concrete (in-situ) | Concrete, 40 MPa | >32 MPa to ≤40 MPa | Concrete (in-situ), QLD – Sunshine Coast – ECOPact – QE401L (Holcim (Australia) Pty Ltd) (Australia) | Concrete_40MPa | Concrete_40MPa | 2025-06-13 | 2030-06-13 | Australia | EPD-IES-0023464:001 |  | EPD Australasia |  | m³ | 2400 |  |  |  | 256 | 255 | 0.977 | 0.0197 | 0 | 255.9967 | 0 | 0.10667 | 0.10625 | 0.00040708 | 8.2083e-06 | 0 | 0.10667 | 0 | Version 2026.2
Concrete (in-situ) | Concrete, ? MPa, | Not used | Concrete (in-situ), Ready-mix concrete (Holcim (Australia) Pty Ltd) (Australia) |  |  | 2025-05-19 | 2030-05-19 | Australia | EPD-IES-0021993:001 | Version 1 | EPD Australasia |  | m³ | 2400 |  |  |  | 147 | 147 | 0.142 | 0.0263 | 0 | 147.1683 | 0 | 0.06125 | 0.06125 | 5.9167e-05 | 1.0958e-05 | 0 | 0.06132 | 0 | Version 2026.2
Concrete (in-situ) | Concrete, 32 MPa | >25 MPa to ≤32 MPa | Concrete (in-situ), N32PR20H084 concrete manufactured at Dinawan for Project EnergyConnect (E.B. Mawson & Sons Pty Ltd) (Australia) | Concrete_32MPa | Concrete_32MPa | 2025-05-20 | 2030-05-20 | Australia | EPD-IES-0018450:001 | Version 1 | EPD Australasia |  | m³ | 2262 |  |  |  | 257 | 257 | 0.297 | 0.00123 | 0 | 257.2982 | 0 | 0.11362 | 0.11362 | 0.0001313 | 5.4377e-07 | 0 | 0.11375 | 0 | Version 2026.2
Concrete (in-situ) | Concrete, 50 MPa | >40 MPa to ≤50 MPa | Concrete (in-situ), GS LCT60G50 50 MPa (Elvin Group (ACT) Pty Ltd) (Australia) | Concrete_50MPa | Concrete_50MPa | 2025-03-07 | 2030-03-07 | Australia | EPD-IES-0019685:001 | Version 1 | EPD Australasia |  | m³ | 2340 |  |  |  | 257 | 257 | 0.168 | 0.0482 | 0 | 257.2162 | 0 | 0.10983 | 0.10983 | 7.1795e-05 | 2.0598e-05 | 0 | 0.10992 | 0 | Version 2026.2
Concrete (in-situ) | Concrete, 32 MPa | Not used | Concrete (in-situ), 32 MPa with 4.6 kg/m3 Blended Polyfibre (Heidelberg Materials Australia Pty Ltd) (Australia) |  |  | 2025-01-28 | 2030-01-28 | Australia | EPD-IES-0010045 :001 | Version 1 | EPD Australasia |  | m³ | 2361 |  |  |  | 257 | 257 | 0.0765 | 0.0341 | 0 | 257.1106 | 0 | 0.10885 | 0.10885 | 3.2402e-05 | 1.4443e-05 | 0 | 0.1089 | 0 | Version 2026.2
Concrete (in-situ) | Concrete, 32 MPa | Not used | Concrete (in-situ), 32 MPa with 4.6 kg/m3 Blended Polyfibre (Hymix Australia Pty Ltd) (Australia) |  |  | 2025-01-28 | 2030-01-28 | Australia | EPD-IES-0013333:001 | Version 1 | EPD Australasia |  | m³ | 2361 |  |  |  | 257 | 257 | 0.0765 | 0.0341 | 0 | 257.1106 | 0 | 0.10885 | 0.10885 | 3.2402e-05 | 1.4443e-05 | 0 | 0.1089 | 0 | Version 2026.2
Concrete (in-situ) | Concrete, 25 MPa | >20 MPa to ≤25 MPa | Concrete (in-situ), Climate Active – NSW - Port Macquarie - NN254F (Holcim (Australia) Pty Ltd) (Australia) | Concrete_25MPa | Concrete_25MPa | 2025-04-17 | 2030-04-17 | Australia | EPD-IES-0020635:001 |  | EPD Australasia |  | m³ | 2400 |  |  |  | 257 | 257 | 0.161 | 0.0256 | 0 | 257.1866 | 0 | 0.10708 | 0.10708 | 6.7083e-05 | 1.0667e-05 | 0 | 0.10716 | 0 | Version 2026.2
Concrete (in-situ) |  | Not used | Concrete (in-situ), VIC - Melbourne Metro - ECOPact - VE504AMTF + 4KG Plastic FIB (Holcim (Australia) Pty Ltd) (Australia) |  |  | 2025-04-15 | 2030-04-15 | Australia | EPD-IES-20487:001 |  | EPD Australasia |  | m³ | 2400 |  |  |  | 257 | 256 | 0.659 | 0.0788 | 0 | 256.7378 | 0 | 0.10708 | 0.10667 | 0.00027458 | 3.2833e-05 | 0 | 0.10697 | 0 | Version 2026.2
Concrete (in-situ) | Concrete, 50 MPa | >40 MPa to ≤50 MPa | Concrete (in-situ), Premix Concrete - 50MPa Pump S Mix (Piave Premix Concrete Pty Ltd) (Australia) | Concrete_50MPa | Concrete_50MPa | 2025-03-31 | 2030-03-31 | Australia | EPD-IES-17567 | Version 48 | EPD Australasia |  | m³ | 2397 |  |  |  | 258 | 258 | 0 | 0.016 | 0 | 258 | 0 | 0.10763 | 0.10763 | 0 | 6.675e-06 | 0 | 0.10763 | 0 | Version 2026.2
Concrete (in-situ) | Concrete, 32 MPa | >25 MPa to ≤32 MPa | Concrete (in-situ), NSW - Far North Coast - ECOPact - NE321LBMX (Holcim (Australia) Pty Ltd) (Australia) | Concrete_32MPa | Concrete_32MPa | 2025-06-19 | 2030-06-19 | Australia | EPD-IES-22024:002 |  | EPD Australasia |  | m³ | 2400 |  |  |  | 258 | 258 | 0.162 | 0.0265 | 0 | 258.1885 | 0 | 0.1075 | 0.1075 | 6.75e-05 | 1.1042e-05 | 0 | 0.10758 | 0 | Version 2026.2
Concrete (in-situ) | Concrete, 32 MPa | >25 MPa to ≤32 MPa | Concrete (in-situ), NSW - Far North Coast - ECOPact - NE327LBMX (Holcim (Australia) Pty Ltd) (Australia) | Concrete_32MPa | Concrete_32MPa | 2025-06-19 | 2030-06-19 | Australia | EPD-IES-22031:002 |  | EPD Australasia |  | m³ | 2400 |  |  |  | 258 | 258 | 0.161 | 0.0264 | 0 | 258.1874 | 0 | 0.1075 | 0.1075 | 6.7083e-05 | 1.1e-05 | 0 | 0.10758 | 0 | Version 2026.2
Concrete (in-situ) | Concrete, 25 MPa | >20 MPa to ≤25 MPa | Concrete (in-situ), WA - Mid West - ECOPact- WE251E1 (Holcim (Australia) Pty Ltd) (Australia) | Concrete_25MPa | Concrete_25MPa | 2025-03-24 | 2030-03-24 | Australia | EPD-IES-14361:001 |  | EPD Australasia |  | m³ | 2400 |  |  |  | 222 | 222 | 0.755 | 0.0193 | 0 | 222.7743 | 0 | 0.0925 | 0.0925 | 0.00031458 | 8.0417e-06 | 0 | 0.092823 | 0 | Version 2026.2
Concrete (in-situ) | Concrete, 50 MPa | >40 MPa to ≤50 MPa | Concrete (in-situ), SA – Adelaide Metro – ECOPact – SE501A532 (Holcim (Australia) Pty Ltd) (Australia) | Concrete_50MPa | Concrete_50MPa | 2025-05-23 | 2030-05-23 | Australia | EPD-IES-0022175:001 |  | EPD Australasia |  | m³ | 2400 |  |  |  | 258 | 256 | 0.37 | 1.04 | 0 | 257.41 | 0 | 0.1075 | 0.10667 | 0.00015417 | 0.00043333 | 0 | 0.10725 | 0 | Version 2026.2
Concrete (in-situ) | Concrete, 32 MPa | >25 MPa to ≤32 MPa | Concrete (in-situ), WA - Southwest - ECOPact - WE324E5 (Holcim (Australia) Pty Ltd) (Australia) | Concrete_32MPa | Concrete_32MPa | 2025-05-19 | 2030-05-19 | Australia | EPD-IES-21989:001 |  | EPD Australasia |  | m³ | 2400 |  |  |  | 258 | 258 | 0.886 | 0.023 | 0 | 258.909 | 0 | 0.1075 | 0.1075 | 0.00036917 | 9.5833e-06 | 0 | 0.10788 | 0 | Version 2026.2
Concrete (in-situ) | Concrete, 65 MPa | >50 MPa to ≤65 MPa | Concrete (in-situ), SA - ADLC - ECOPact Mixes- SE552AP5 (Holcim (Australia) Pty Ltd) (Australia) | Concrete_65MPa | Concrete_65MPa | 2025-05-23 | 2030-05-23 | Australia | EPD-IES-22082:001 |  | EPD Australasia |  | m³ | 2400 |  |  |  | 258 | 257 | 0.396 | 1.01 | 0 | 258.406 | 0 | 0.1075 | 0.10708 | 0.000165 | 0.00042083 | 0 | 0.10767 | 0 | Version 2026.2
Concrete (in-situ) | Concrete, 32 MPa | >25 MPa to ≤32 MPa | Concrete (in-situ), Imagecrete Polished 32 MPa (Heidelberg Materials Australia Pty Ltd) (Australia) | Concrete_32MPa | Concrete_32MPa | 2025-01-28 | 2030-01-28 | Australia | EPD-IES-0010491:001 | Version 1 | EPD Australasia |  | m³ | 2400 |  |  |  | 259 | 259 | 0.126 | 0.0298 | 0 | 259.1558 | 0 | 0.10792 | 0.10792 | 5.25e-05 | 1.2417e-05 | 0 | 0.10798 | 0 | Version 2026.2
Concrete (in-situ) | Concrete, 32 MPa | >25 MPa to ≤32 MPa | Concrete (in-situ), Enrich-30 Normal-Class 32 MPa (Heidelberg Materials Australia Pty Ltd) (Australia) | Concrete_32MPa | Concrete_32MPa | 2025-05-02 | 2030-05-02 | Australia | EPD-IES-0018915:001 | Version 1 | EPD Australasia |  | m³ | 2373 |  |  |  | 259 | 256 | 3.2 | 0.0629 | 0 | 259.2629 | 0 | 0.10914 | 0.10788 | 0.0013485 | 2.6507e-05 | 0 | 0.10926 | 0 | Version 2026.2
Concrete (in-situ) | Concrete, 32 MPa | >25 MPa to ≤32 MPa | Concrete (in-situ), Hyshine Polished 32 MPa (Hymix Australia Pty Ltd) (Australia) | Concrete_32MPa | Concrete_32MPa | 2025-01-28 | 2030-01-28 | Australia | EPD-IES-0015983:001 | Version 1 | EPD Australasia |  | m³ | 2419.2 |  |  |  | 259 | 259 | 0.126 | 0.0298 | 0 | 259.1558 | 0 | 0.10706 | 0.10706 | 5.2083e-05 | 1.2318e-05 | 0 | 0.10712 | 0 | Version 2026.2
Concrete (in-situ) | Concrete, 40 MPa | >32 MPa to ≤40 MPa | Concrete (in-situ), SA - ADLC - ECOPact Mixes- SE401A532 (Holcim (Australia) Pty Ltd) (Australia) | Concrete_40MPa | Concrete_40MPa | 2025-05-23 | 2030-05-23 | Australia | EPD-IES-22172:001 |  | EPD Australasia |  | m³ | 2400 |  |  |  | 248 | 246 | 0.37 | 1.04 | 0 | 247.41 | 0 | 0.10333 | 0.1025 | 0.00015417 | 0.00043333 | 0 | 0.10309 | 0 | Version 2026.2
Concrete (in-situ) | Concrete, 25 MPa | >20 MPa to ≤25 MPa | Concrete (in-situ), Climate Active – NSW - Forster - NN251RC1 (Holcim (Australia) Pty Ltd) (Australia) | Concrete_25MPa | Concrete_25MPa | 2025-04-17 | 2030-04-17 | Australia | EPD-IES-0020630:001 |  | EPD Australasia |  | m³ | 2400 |  |  |  | 259 | 259 | 0.157 | 0.0258 | 0 | 259.1828 | 0 | 0.10792 | 0.10792 | 6.5417e-05 | 1.075e-05 | 0 | 0.10799 | 0 | Version 2026.2
Concrete (in-situ) | Concrete, 32 MPa | >25 MPa to ≤32 MPa | Concrete (in-situ), NSW - Coffs Coast - ECOPact- NE321LBX (Holcim (Australia) Pty Ltd) (Australia) | Concrete_32MPa | Concrete_32MPa | 2025-04-22 | 2030-04-22 | Australia | EPD-IES-18547:001 |  | EPD Australasia |  | m³ | 2400 |  |  |  | 259 | 259 | 0.17 | 0.0278 | 0 | 259.1978 | 0 | 0.10792 | 0.10792 | 7.0833e-05 | 1.1583e-05 | 0 | 0.108 | 0 | Version 2026.2
Concrete (in-situ) | Concrete, 40 MPa | >32 MPa to ≤40 MPa | Concrete (in-situ), VIC - Melbourne Metro - ECOPact- VE402APW (Holcim (Australia) Pty Ltd) (Australia) | Concrete_40MPa | Concrete_40MPa | 2025-04-15 | 2030-04-15 | Australia | EPD-IES-20535:001 |  | EPD Australasia |  | m³ | 2400 |  |  |  | 259 | 258 | 0.747 | 0.0793 | 0 | 258.8263 | 0 | 0.10792 | 0.1075 | 0.00031125 | 3.3042e-05 | 0 | 0.10784 | 0 | Version 2026.2
Concrete (in-situ) | Concrete, 50 MPa | >40 MPa to ≤50 MPa | Concrete (in-situ), SA - ADLC - ECOPact Mixes- SE502AHE (Holcim (Australia) Pty Ltd) (Australia) | Concrete_50MPa | Concrete_50MPa | 2025-05-23 | 2030-05-23 | Australia | EPD-IES-22134:001 |  | EPD Australasia |  | m³ | 2400 |  |  |  | 259 | 258 | 0.391 | 1.02 | 0 | 259.411 | 0 | 0.10792 | 0.1075 | 0.00016292 | 0.000425 | 0 | 0.10809 | 0 | Version 2026.2
Concrete (in-situ) |  | Not used | Concrete (in-situ), SA - ADLC - ECOPact Mixes- SE502A70F + 4KG Plastic Fibres (Holcim (Australia) Pty Ltd) (Australia) |  |  | 2025-05-23 | 2030-05-23 | Australia | EPD-IES-22163:001 |  | EPD Australasia |  | m³ | 2400 |  |  |  | 259 | 258 | 0.38 | 0.976 | 0 | 259.356 | 0 | 0.10792 | 0.1075 | 0.00015833 | 0.00040667 | 0 | 0.10806 | 0 | Version 2026.2
Concrete (in-situ) | Concrete, 25 MPa | >20 MPa to ≤25 MPa | Concrete (in-situ), Climate Active – NSW - Forster - NN251F (Holcim (Australia) Pty Ltd) (Australia) | Concrete_25MPa | Concrete_25MPa | 2025-04-17 | 2030-04-17 | Australia | EPD-IES-0020627:001 |  | EPD Australasia |  | m³ | 2400 |  |  |  | 259 | 259 | 0.157 | 0.0258 | 0 | 259.1828 | 0 | 0.10792 | 0.10792 | 6.5417e-05 | 1.075e-05 | 0 | 0.10799 | 0 | Version 2026.2
Concrete (in-situ) | Concrete, 50 MPa | >40 MPa to ≤50 MPa | Concrete (in-situ), GE501HD18 (Heidelberg Materials Australia Pty Ltd) (Australia) | Concrete_50MPa | Concrete_50MPa | 2025-01-24 | 2030-01-24 | Australia | EPD-IES-0014877:001 | Version 1 | EPD Australasia |  | m³ | 2400 |  |  |  | 260 | 260 | 0.0707 | 0.0315 | 0 | 260.1022 | 0 | 0.10833 | 0.10833 | 2.9458e-05 | 1.3125e-05 | 0 | 0.10838 | 0 | Version 2026.2
Concrete (in-situ) | Concrete, 50 MPa | >40 MPa to ≤50 MPa | Concrete (in-situ), Piling 50 MPa Enrich-50 (Heidelberg Materials Australia Pty Ltd) (Australia) | Concrete_50MPa | Concrete_50MPa | 2025-01-28 | 2030-01-28 | Australia | EPD-IES-0010854:001 | Version 1 | EPD Australasia |  | m³ | 2398.9 |  |  |  | 260 | 260 | 0.0561 | 0.0342 | 0 | 260.0903 | 0 | 0.10838 | 0.10838 | 2.3386e-05 | 1.4257e-05 | 0 | 0.10842 | 0 | Version 2026.2
Concrete (in-situ) | Concrete, 50 MPa | >40 MPa to ≤50 MPa | Concrete (in-situ), Piling 50 MPa HYLO-50 (Hymix Australia Pty Ltd) (Australia) | Concrete_50MPa | Concrete_50MPa | 2025-01-28 | 2030-01-28 | Australia | EPD-IES-0016128:001 | Version 1 | EPD Australasia |  | m³ | 2398.9 |  |  |  | 260 | 260 | 0.0561 | 0.0342 | 0 | 260.0903 | 0 | 0.10838 | 0.10838 | 2.3386e-05 | 1.4257e-05 | 0 | 0.10842 | 0 | Version 2026.2
Concrete (in-situ) | Concrete, 50 MPa | >40 MPa to ≤50 MPa | Concrete (in-situ), QLD - Sunshine Coast - ECOPact - QE502E100 (Holcim (Australia) Pty Ltd) (Australia) | Concrete_50MPa | Concrete_50MPa | 2025-06-13 | 2030-06-13 | Australia | EPD-IES-23455:001 |  | EPD Australasia |  | m³ | 2400 |  |  |  | 260 | 259 | 0.978 | 0.0195 | 0 | 259.9975 | 0 | 0.10833 | 0.10792 | 0.0004075 | 8.125e-06 | 0 | 0.10833 | 0 | Version 2026.2
Concrete (in-situ) | Concrete, 40 MPa | >32 MPa to ≤40 MPa | Concrete (in-situ), NSW – Sydney – ECOPact – NE402PT2A (Holcim (Australia) Pty Ltd) (Australia) | Concrete_40MPa | Concrete_40MPa | 2025-05-28 | 2030-05-28 | Australia | EPD-IES-0023395:001 |  | EPD Australasia |  | m³ | 2400 |  |  |  | 260 | 259 | 0.145 | 0.0246 | 0 | 259.1696 | 0 | 0.10833 | 0.10792 | 6.0417e-05 | 1.025e-05 | 0 | 0.10799 | 0 | Version 2026.2
Concrete (in-situ) | Concrete, 25 MPa | >20 MPa to ≤25 MPa | Concrete (in-situ), QLD - Acacia Ridge - Climate Active - QE252E (Holcim (Australia) Pty Ltd) (Australia) | Concrete_25MPa | Concrete_25MPa | 2025-04-17 | 2030-04-17 | Australia | EPD-IES-20665:001 |  | EPD Australasia |  | m³ | 2400 |  |  |  | 260 | 260 | 0.0358 | 0.0313 | 0 | 260.0671 | 0 | 0.10833 | 0.10833 | 1.4917e-05 | 1.3042e-05 | 0 | 0.10836 | 0 | Version 2026.2
Concrete (in-situ) | Concrete, 65 MPa | >50 MPa to ≤65 MPa | Concrete (in-situ), VIC - Melbourne Metro - ECOPact- VE652VWCH (Holcim (Australia) Pty Ltd) (Australia) | Concrete_65MPa | Concrete_65MPa | 2025-04-15 | 2030-04-15 | Australia | EPD-IES-20542:001 |  | EPD Australasia |  | m³ | 2400 |  |  |  | 260 | 259 | 0.783 | 0.0691 | 0 | 259.8521 | 0 | 0.10833 | 0.10792 | 0.00032625 | 2.8792e-05 | 0 | 0.10827 | 0 | Version 2026.2
Concrete (in-situ) | Concrete, 65 MPa | >50 MPa to ≤65 MPa | Concrete (in-situ), VIC - Melbourne Metro - ECOPact- VE652VWH4 (Holcim (Australia) Pty Ltd) (Australia) | Concrete_65MPa | Concrete_65MPa | 2025-04-15 | 2030-04-15 | Australia | EPD-IES-20543:001 |  | EPD Australasia |  | m³ | 2400 |  |  |  | 260 | 259 | 0.783 | 0.0691 | 0 | 259.8521 | 0 | 0.10833 | 0.10792 | 0.00032625 | 2.8792e-05 | 0 | 0.10827 | 0 | Version 2026.2
Concrete (in-situ) | Concrete, ? MPa, | Not used | Concrete (in-situ), Ready-mix concrete (Holcim (Australia) Pty Ltd) (Australia) |  |  | 2025-05-19 | 2030-05-19 | Australia | EPD-IES-0021993:001 | Version 1 | EPD Australasia |  | m³ | 2400 |  |  |  | 147 | 147 | 0.142 | 0.0263 | 0 | 147.1683 | 0 | 0.06125 | 0.06125 | 5.9167e-05 | 1.0958e-05 | 0 | 0.06132 | 0 | Version 2026.2
Concrete (in-situ) | Concrete, ? MPa, | Not used | Concrete (in-situ), Ready-mix concrete (Holcim (Australia) Pty Ltd) (Australia) |  |  | 2025-05-19 | 2030-05-19 | Australia | EPD-IES-0021993:001 | Version 1 | EPD Australasia |  | m³ | 2400 |  |  |  | 147 | 147 | 0.142 | 0.0263 | 0 | 147.1683 | 0 | 0.06125 | 0.06125 | 5.9167e-05 | 1.0958e-05 | 0 | 0.06132 | 0 | Version 2026.2
Concrete (in-situ) | Concrete, 50 MPa | >40 MPa to ≤50 MPa | Concrete (in-situ), QLD - Sunshine Coast - ECOPact - QE502EEZY (Holcim (Australia) Pty Ltd) (Australia) | Concrete_50MPa | Concrete_50MPa | 2025-06-13 | 2030-06-13 | Australia | EPD-IES-23460:001 |  | EPD Australasia |  | m³ | 2400 |  |  |  | 260 | 259 | 0.959 | 0.0195 | 0 | 259.9785 | 0 | 0.10833 | 0.10792 | 0.00039958 | 8.125e-06 | 0 | 0.10832 | 0 | Version 2026.2
Concrete (in-situ) | Concrete, 65 MPa | >50 MPa to ≤65 MPa | Concrete (in-situ), SA - ADLC - ECOPact Mixes- SE652APSW (Holcim (Australia) Pty Ltd) (Australia) | Concrete_65MPa | Concrete_65MPa | 2025-05-23 | 2030-05-23 | Australia | EPD-IES-22084:001 |  | EPD Australasia |  | m³ | 2400 |  |  |  | 260 | 259 | 0.353 | 1.01 | 0 | 260.363 | 0 | 0.10833 | 0.10792 | 0.00014708 | 0.00042083 | 0 | 0.10848 | 0 | Version 2026.2
Concrete (in-situ) | Concrete, 20 MPa | >10 MPa to ≤20 MPa | Concrete (in-situ), Climate Active – WA - Bunbury - WN202G (Holcim (Australia) Pty Ltd) (Australia) | Concrete_20MPa | Concrete_20MPa | 2025-04-17 | 2030-04-17 | Australia | EPD-IES-0020788:001 |  | EPD Australasia |  | m³ | 2400 |  |  |  | 260 | 259 | 0.971 | 0.024 | 0 | 259.995 | 0 | 0.10833 | 0.10792 | 0.00040458 | 1e-05 | 0 | 0.10833 | 0 | Version 2026.2
Concrete (in-situ) | Concrete, 40 MPa | >32 MPa to ≤40 MPa | Concrete (in-situ), Climate Active – QLD - Burleigh - QZ401E100 (Holcim (Australia) Pty Ltd) (Australia) | Concrete_40MPa | Concrete_40MPa | 2025-04-17 | 2030-04-17 | Australia | EPD-IES-0020708:001 | Version 1 | EPD Australasia |  | m³ | 2400 |  |  |  | 207 | 206 | 0.969 | 0.00134 | 0 | 206.9703 | 0 | 0.08625 | 0.085833 | 0.00040375 | 5.5833e-07 | 0 | 0.086238 | 0 | Version 2026.2
Concrete (in-situ) | Concrete, 40 MPa | >32 MPa to ≤40 MPa | Concrete (in-situ), L40PR20K185 concrete manufactured at Robinvale for Project EnergyConnect (E.B. Mawson & Sons Pty Ltd) (Australia) | Concrete_40MPa | Concrete_40MPa | 2025-05-20 | 2030-05-20 | Australia | EPD-IES-0018485:001 | Version 1 | EPD Australasia |  | m³ | 2332 |  |  |  | 261 | 261 | 0.174 | 0.00196 | 0 | 261.176 | 0 | 0.11192 | 0.11192 | 7.4614e-05 | 8.4048e-07 | 0 | 0.112 | 0 | Version 2026.2
Concrete (in-situ) | Concrete, 50 MPa | >40 MPa to ≤50 MPa | Concrete (in-situ), GS SLCT60S50 50 MPa (SLCT60S50) E L V I N G R O U P ( A C T ) READY-MIXED CONCRETE (Elvin Group (ACT) Pty Ltd) (Australia) | Concrete_50MPa | Concrete_50MPa | 2025-03-07 | 2030-03-07 | Australia | EPD-IES-0019689:001 | Version 1 | EPD Australasia |  | m³ | 2340 |  |  |  | 261 | 261 | 0.152 | 0.0472 | 0 | 261.1992 | 0 | 0.11154 | 0.11154 | 6.4957e-05 | 2.0171e-05 | 0 | 0.11162 | 0 | Version 2026.2
Concrete (in-situ) | Concrete, 50 MPa | >40 MPa to ≤50 MPa | Concrete (in-situ), GS LCHP60HPX50 50 MPa (LCHP60HPX50) READY-MIXED CONCRETE (Elvin Group (ACT) Pty Ltd) (Australia) | Concrete_50MPa | Concrete_50MPa | 2025-03-07 | 2030-03-07 | Australia | EPD-IES-0019710:001 | Version 1 | EPD Australasia |  | m³ | 2320 |  |  |  | 261 | 261 | 0.167 | 0.0482 | 0 | 261.2152 | 0 | 0.1125 | 0.1125 | 7.1983e-05 | 2.0776e-05 | 0 | 0.11259 | 0 | Version 2026.2
Concrete (in-situ) | Concrete, 40 MPa | >32 MPa to ≤40 MPa | Concrete (in-situ), ZZP40AR54 (Heidelberg Materials Australia Pty Ltd) (Australia) | Concrete_40MPa | Concrete_40MPa | 2025-01-31 | 2030-01-31 | Australia | EPD-IES-0018833:001 | Version 1 | EPD Australasia |  | m³ | 2353 |  |  |  | 261 | 261 | 0.108 | 0.0468 | 0 | 261.1548 | 0 | 0.11092 | 0.11092 | 4.5899e-05 | 1.989e-05 | 0 | 0.11099 | 0 | Version 2026.2
Concrete (in-situ) | Concrete, 40 MPa | >32 MPa to ≤40 MPa | Concrete (in-situ), Premix Concrete – APC 40MPa PT (Piave Premix Concrete Pty Ltd) (Australia) | Concrete_40MPa | Concrete_40MPa | 2025-03-31 | 2030-03-31 | Australia | EPD-IES-24487 | Version 40 | EPD Australasia |  | m³ | 2343 |  |  |  | 261 | 261 | 0 | 0 | 0 | 261 | 0 | 0.1114 | 0.1114 | 0 | 0 | 0 | 0.1114 | 0 | Version 2026.2
Concrete (in-situ) | Concrete, 65 MPa | >50 MPa to ≤65 MPa | Concrete (in-situ), Premix Concrete – 65MPa CFA MC (Piave Premix Concrete Pty Ltd) (Australia) | Concrete_65MPa | Concrete_65MPa | 2025-03-31 | 2030-03-31 | Australia | EPD-IES-0017593 | Version 23 | EPD Australasia |  | m³ | 2346 |  |  |  | 284 | 284 | 0 | 0 | 0 | 284 | 0 | 0.12106 | 0.12106 | 0 | 0 | 0 | 0.12106 | 0 | Version 2026.2
Concrete (in-situ) | Concrete, 50 MPa | >40 MPa to ≤50 MPa | Concrete (in-situ), QLD – Brisbane – ECOPact – QE502EA01 (Holcim (Australia) Pty Ltd) (Australia) | Concrete_50MPa | Concrete_50MPa | 2025-05-13 | 2030-05-13 | Australia | EPD-IES-0021953:001 |  | EPD Australasia |  | m³ | 2400 |  |  |  | 261 | 261 | 0.0372 | 0.0293 | 0 | 261.0665 | 0 | 0.10875 | 0.10875 | 1.55e-05 | 1.2208e-05 | 0 | 0.10878 | 0 | Version 2026.2
Concrete (in-situ) | Concrete, 40 MPa | >32 MPa to ≤40 MPa | Concrete (in-situ), NSW - Narellan - Climate Active - NE402PT2 (Holcim (Australia) Pty Ltd) (Australia) | Concrete_40MPa | Concrete_40MPa | 2025-04-17 | 2030-04-17 | Australia | EPD-IES-20622:001 |  | EPD Australasia |  | m³ | 2400 |  |  |  | 261 | 261 | 0.153 | 0.0263 | 0 | 261.1793 | 0 | 0.10875 | 0.10875 | 6.375e-05 | 1.0958e-05 | 0 | 0.10882 | 0 | Version 2026.2
Concrete (in-situ) | Concrete, 32 MPa | >25 MPa to ≤32 MPa | Concrete (in-situ), NSW - Forster - Climate Active - NE322L290 (Holcim (Australia) Pty Ltd) (Australia) | Concrete_32MPa | Concrete_32MPa | 2025-04-17 | 2030-04-17 | Australia | EPD-IES-20620:001 |  | EPD Australasia |  | m³ | 2400 |  |  |  | 261 | 261 | 0.157 | 0.0264 | 0 | 261.1834 | 0 | 0.10875 | 0.10875 | 6.5417e-05 | 1.1e-05 | 0 | 0.10883 | 0 | Version 2026.2
Concrete (in-situ) | Concrete, 50 MPa | >40 MPa to ≤50 MPa | Concrete (in-situ), QLD - Brisbane (City) - Climate Active - QZ502EEZY (Holcim (Australia) Pty Ltd) (Australia) | Concrete_50MPa | Concrete_50MPa | 2025-04-17 | 2030-04-17 | Australia | EPD-IES-20756:001 |  | EPD Australasia |  | m³ | 2400 |  |  |  | 261 | 260 | 1.05 | 0.0195 | 0 | 261.0695 | 0 | 0.10875 | 0.10833 | 0.0004375 | 8.125e-06 | 0 | 0.10878 | 0 | Version 2026.2
Concrete (in-situ) | Concrete, 40 MPa | >32 MPa to ≤40 MPa | Concrete (in-situ), VIC - Laverton - Climate Active - VZ402E5 (Holcim (Australia) Pty Ltd) (Australia) | Concrete_40MPa | Concrete_40MPa | 2025-04-17 | 2030-04-17 | Australia | EPD-IES-20777:001 |  | EPD Australasia |  | m³ | 2400 |  |  |  | 261 | 260 | 0.612 | 0.0809 | 0 | 260.6929 | 0 | 0.10875 | 0.10833 | 0.000255 | 3.3708e-05 | 0 | 0.10862 | 0 | Version 2026.2
Concrete (in-situ) | Concrete, 50 MPa | >40 MPa to ≤50 MPa | Concrete (in-situ), QLD - North Queensland - ECOPact - QE502E1 (Holcim (Australia) Pty Ltd) (Australia) | Concrete_50MPa | Concrete_50MPa | 2025-06-18 | 2030-06-18 | Australia | EPD-IES-23550:001 | Version 1 | EPD Australasia |  | m³ | 2400 |  |  |  | 262 | 261 | 0.885 | 0.0184 | 0 | 261.9034 | 0 | 0.10917 | 0.10875 | 0.00036875 | 7.6667e-06 | 0 | 0.10913 | 0 | Version 2026.2
Concrete (in-situ) | Concrete, 40 MPa | >32 MPa to ≤40 MPa | Concrete (in-situ), N40PR20K082 concrete manufactured at Balranald for Project EnergyConnect (E.B. Mawson & Sons Pty Ltd) (Australia) | Concrete_40MPa | Concrete_40MPa | 2025-05-20 | 2030-05-20 | Australia | EPD-IES-0018438:001 | Version 1 | EPD Australasia |  | m³ | 2320 |  |  |  | 262 | 262 | 0.0941 | 0.000931 | 0 | 262.095 | 0 | 0.11293 | 0.11293 | 4.056e-05 | 4.0129e-07 | 0 | 0.11297 | 0 | Version 2026.2
Concrete (in-situ) | Concrete, 32 MPa | >25 MPa to ≤32 MPa | Concrete (in-situ), WA - Southwest - ECOPact - WE321EKC6 (Holcim (Australia) Pty Ltd) (Australia) | Concrete_32MPa | Concrete_32MPa | 2025-05-19 | 2030-05-19 | Australia | EPD-IES-21980:001 |  | EPD Australasia |  | m³ | 2400 |  |  |  | 262 | 261 | 0.899 | 0.0221 | 0 | 261.9211 | 0 | 0.10917 | 0.10875 | 0.00037458 | 9.2083e-06 | 0 | 0.10913 | 0 | Version 2026.2
Concrete (in-situ) | Concrete, 32 MPa | >25 MPa to ≤32 MPa | Concrete (in-situ), WA - Southwest - ECOPact - WE321EKC3 (Holcim (Australia) Pty Ltd) (Australia) | Concrete_32MPa | Concrete_32MPa | 2025-05-19 | 2030-05-19 | Australia | EPD-IES-21979:001 |  | EPD Australasia |  | m³ | 2400 |  |  |  | 262 | 261 | 0.899 | 0.0221 | 0 | 261.9211 | 0 | 0.10917 | 0.10875 | 0.00037458 | 9.2083e-06 | 0 | 0.10913 | 0 | Version 2026.2
Concrete (in-situ) | Concrete, 40 MPa | >32 MPa to ≤40 MPa | Concrete (in-situ), 40MPa 22@4 Bluestar Plus (BLP22@4CPD) concrete (Gunlake Concrete NSW Pty Ltd) (Australia) | Concrete_40MPa | Concrete_40MPa | 2025-11-28 | 2030-11-27 | Australia | EPD-IES-0026712:001 | Version 1 | EPD Australasia |  | m³ | 2339 |  |  |  | 263 | 263 | 0.0909 | 0.00191 | 0 | 263.0928 | 0 | 0.11244 | 0.11244 | 3.8863e-05 | 8.1659e-07 | 0 | 0.11248 | 0 | Version 2026.2
Concrete (in-situ) | Concrete, 40 MPa | >32 MPa to ≤40 MPa | Concrete (in-situ), NSW – West NSW – ECOPact – NE402E142 (Holcim (Australia) Pty Ltd) (Australia) | Concrete_40MPa | Concrete_40MPa | 2025-06-19 | 2030-06-19 | Australia | EPD-IES-0023702:001 |  | EPD Australasia |  | m³ | 2400 |  |  |  | 263 | 263 | 0.138 | 0.0286 | 0 | 263.1666 | 0 | 0.10958 | 0.10958 | 5.75e-05 | 1.1917e-05 | 0 | 0.10965 | 0 | Version 2026.2
Concrete (in-situ) | Concrete, 50 MPa | >40 MPa to ≤50 MPa | Concrete (in-situ), QLD - North Queensland - ECOPact - QE501E1 (Holcim (Australia) Pty Ltd) (Australia) | Concrete_50MPa | Concrete_50MPa | 2025-06-18 | 2030-06-18 | Australia | EPD-IES-23563:001 |  | EPD Australasia |  | m³ | 2400 |  |  |  | 263 | 263 | 0.876 | 0.0186 | 0 | 263.8946 | 0 | 0.10958 | 0.10958 | 0.000365 | 7.75e-06 | 0 | 0.10996 | 0 | Version 2026.2
Concrete (in-situ) | Concrete, 32 MPa | >25 MPa to ≤32 MPa | Concrete (in-situ), Climate Active – NSW - Forster - NS321CUST (Holcim (Australia) Pty Ltd) (Australia) | Concrete_32MPa | Concrete_32MPa | 2025-04-17 | 2030-04-17 | Australia | EPD-IES-0020653:001 |  | EPD Australasia |  | m³ | 2400 |  |  |  | 263 | 263 | 0.155 | 0.0265 | 0 | 263.1815 | 0 | 0.10958 | 0.10958 | 6.4583e-05 | 1.1042e-05 | 0 | 0.10966 | 0 | Version 2026.2
Concrete (in-situ) | Concrete, 50 MPa | >40 MPa to ≤50 MPa | Concrete (in-situ), QLD - Murarrie - Climate Active - QZ502EEZY (Holcim (Australia) Pty Ltd) (Australia) | Concrete_50MPa | Concrete_50MPa | 2025-04-17 | 2030-04-17 | Australia | EPD-IES-20761:001 |  | EPD Australasia |  | m³ | 2400 |  |  |  | 263 | 262 | 0.985 | 0.0195 | 0 | 263.0045 | 0 | 0.10958 | 0.10917 | 0.00041042 | 8.125e-06 | 0 | 0.10959 | 0 | Version 2026.2
Concrete (in-situ) | Concrete, 50 MPa | >40 MPa to ≤50 MPa | Concrete (in-situ), QLD - Darra - Climate Active - QZ502EEZY (Holcim (Australia) Pty Ltd) (Australia) | Concrete_50MPa | Concrete_50MPa | 2025-04-17 | 2030-04-17 | Australia | EPD-IES-20760:001 |  | EPD Australasia |  | m³ | 2400 |  |  |  | 263 | 262 | 0.985 | 0.0195 | 0 | 263.0045 | 0 | 0.10958 | 0.10917 | 0.00041042 | 8.125e-06 | 0 | 0.10959 | 0 | Version 2026.2
Concrete (in-situ) | Concrete, 32 MPa | >25 MPa to ≤32 MPa | Concrete (in-situ), NSW - Forster - Climate Active - NN321F (Holcim (Australia) Pty Ltd) (Australia) | Concrete_32MPa | Concrete_32MPa | 2025-04-17 | 2030-04-17 | Australia | EPD-IES-20636:001 |  | EPD Australasia |  | m³ | 2400 |  |  |  | 263.8 | 263.8 | 0.185 | 0.048 | 0 | 264.033 | 0 | 0.10992 | 0.10992 | 7.7083e-05 | 2e-05 | 0 | 0.11001 | 0 | Version 2026.2
Concrete (in-situ) | Concrete, 32 MPa | >25 MPa to ≤32 MPa | Concrete (in-situ), NSW - Far North Coast - ECOPact - NE323LBMX (Holcim (Australia) Pty Ltd) (Australia) | Concrete_32MPa | Concrete_32MPa | 2025-05-19 | 2030-05-19 | Australia | EPD-IES-22030:001 | Version 1 | EPD Australasia |  | m³ | 2400 |  |  |  | 264 | 264 | 0.167 | 0 | 0 | 264.167 | 0 | 0.11 | 0.11 | 6.9583e-05 | 0 | 0 | 0.11007 | 0 | Version 2026.2
Concrete (in-situ) | Concrete, 50 MPa | >40 MPa to ≤50 MPa | Concrete (in-situ), QLD - North Queensland - ECOPact - QE502EMR1 (Holcim (Australia) Pty Ltd) (Australia) | Concrete_50MPa | Concrete_50MPa | 2025-06-18 | 2030-06-18 | Australia | EPD-IES-23551:001 |  | EPD Australasia |  | m³ | 2400 |  |  |  | 264 | 263 | 0.884 | 0.0187 | 0 | 263.9027 | 0 | 0.11 | 0.10958 | 0.00036833 | 7.7917e-06 | 0 | 0.10996 | 0 | Version 2026.2
Concrete (in-situ) | Concrete, 50 MPa | >40 MPa to ≤50 MPa | Concrete (in-situ), QLD - North Queensland - ECOPact - QE501E (Holcim (Australia) Pty Ltd) (Australia) | Concrete_50MPa | Concrete_50MPa | 2025-06-18 | 2030-06-18 | Australia | EPD-IES-0023562:001 |  | EPD Australasia |  | m³ | 2400 |  |  |  | 264 | 264 | 0.902 | 0.0185 | 0 | 264.9205 | 0 | 0.11 | 0.11 | 0.00037583 | 7.7083e-06 | 0 | 0.11038 | 0 | Version 2026.2
Concrete (in-situ) | Concrete, 50 MPa | >40 MPa to ≤50 MPa | Concrete (in-situ), SA – Adelaide Metro – ECOPact – SE502E56 (Holcim (Australia) Pty Ltd) (Australia) | Concrete_50MPa | Concrete_50MPa | 2025-05-23 | 2030-05-23 | Australia | EPD-IES-0022097:001 |  | EPD Australasia |  | m³ | 2400 |  |  |  | 264 | 263 | 0.425 | 1.1 | 0 | 264.525 | 0 | 0.11 | 0.10958 | 0.00017708 | 0.00045833 | 0 | 0.11022 | 0 | Version 2026.2
Concrete (in-situ) | Concrete, 32 MPa | >25 MPa to ≤32 MPa | Concrete (in-situ), AN3220PU pre-mixed concrete (Aurora Construction Materials Epping Pty Ltd) (Australia) | Concrete_32MPa | Concrete_32MPa | 2025-08-15 | 2030-08-15 | Australia | EPD-IES-0021747:001 | Version 1 | EPD Australasia |  | m³ | 2296 |  |  |  | 265 | 266 | -0.157 | 0.0189 | 0 | 266.0189 | 0 | 0.11542 | 0.11585 | -6.838e-05 | 8.2317e-06 | 0 | 0.11586 | 0 | Version 2026.2
Concrete (in-situ) | Shotcrete | 32 MPa shotcrete | Concrete (in-situ), SprayMasta 32 MPa (Heidelberg Materials Australia Pty Ltd) (Australia) | Concrete_shotcrete | Concrete_shotcrete | 2025-01-28 | 2030-01-28 | Australia | EPD-IES-0011642:001 | Version 1 | EPD Australasia |  | m³ | 2235.3 |  |  |  | 265 | 265 | 0.0639 | 0.0297 | 0 | 265.0936 | 0 | 0.11855 | 0.11855 | 2.8587e-05 | 1.3287e-05 | 0 | 0.11859 | 0 | Version 2026.2
Concrete (in-situ) | Concrete, 50 MPa | >40 MPa to ≤50 MPa | Concrete (in-situ), TfNSW B80 Insitu 50MPa B2 Exposure (Heidelberg Materials Australia Pty Ltd) (Australia) | Concrete_50MPa | Concrete_50MPa | 2025-01-28 | 2030-01-28 | Australia | EPD-IES-0011840:001 | Version 1 | EPD Australasia |  | m³ | 2439.1 |  |  |  | 265 | 264 | 0.0503 | 0.0376 | 0 | 264.0879 | 0 | 0.10865 | 0.10824 | 2.0622e-05 | 1.5416e-05 | 0 | 0.10827 | 0 | Version 2026.2
Concrete (in-situ) | Concrete, 40 MPa | >32 MPa to ≤40 MPa | Concrete (in-situ), GE402AEFC (Heidelberg Materials Australia Pty Ltd) (Australia) | Concrete_40MPa | Concrete_40MPa | 2025-01-31 | 2030-01-31 | Australia | EPD-IES-0018826:001 | Version 1 | EPD Australasia |  | m³ | 2373.5 |  |  |  | 265 | 265 | 0.109 | 0.0545 | 0 | 265.1635 | 0 | 0.11165 | 0.11165 | 4.5924e-05 | 2.2962e-05 | 0 | 0.11172 | 0 | Version 2026.2
Concrete (in-situ) | Concrete, 20 MPa | >10 MPa to ≤20 MPa | Concrete (in-situ), COREMASTA 20MPA (Heidelberg Materials Australia Pty Ltd) (Australia) | Concrete_20MPa | Concrete_20MPa | 2025-05-02 | 2030-05-02 | Australia | EPD-IES-0018887:001 | Version 1 | EPD Australasia |  | m³ | 2298.2 |  |  |  | 265 | 263 | 3.36 | 0.064 | 0 | 266.424 | 0 | 0.11531 | 0.11444 | 0.001462 | 2.7848e-05 | 0 | 0.11593 | 0 | Version 2026.2
Concrete (in-situ) | Shotcrete | 32 MPa shotcrete | Concrete (in-situ), Hyspray 32 MPa (Hymix Australia Pty Ltd) (Australia) | Concrete_shotcrete | Concrete_shotcrete | 2025-01-28 | 2030-01-28 | Australia | EPD-IES-0016440:001 | Version 1 | EPD Australasia |  | m³ | 2235.3 |  |  |  | 265 | 265 | 0.0639 | 0.0297 | 0 | 265.0936 | 0 | 0.11855 | 0.11855 | 2.8587e-05 | 1.3287e-05 | 0 | 0.11859 | 0 | Version 2026.2
Concrete (in-situ) | Concrete, 50 MPa | >40 MPa to ≤50 MPa | Concrete (in-situ), TfNSW B80 Insitu 50MPa B2 Exposure (Hymix Australia Pty Ltd) (Australia) | Concrete_50MPa | Concrete_50MPa | 2025-01-28 | 2030-01-28 | Australia | EPD-IES-0016949:001 | Version 1 | EPD Australasia |  | m³ | 2439.1 |  |  |  | 265 | 264 | 0.0503 | 0.0376 | 0 | 264.0879 | 0 | 0.10865 | 0.10824 | 2.0622e-05 | 1.5416e-05 | 0 | 0.10827 | 0 | Version 2026.2
Concrete (in-situ) | Concrete, 32 MPa | >25 MPa to ≤32 MPa | Concrete (in-situ), Climate Active – NSW - Camellia - NS321FMOR (Holcim (Australia) Pty Ltd) (Australia) | Concrete_32MPa | Concrete_32MPa | 2025-04-17 | 2030-04-17 | Australia | EPD-IES-0020654:001 |  | EPD Australasia |  | m³ | 2400 |  |  |  | 265 | 264 | 0.039 | 0.033 | 0 | 264.072 | 0 | 0.11042 | 0.11 | 1.625e-05 | 1.375e-05 | 0 | 0.11003 | 0 | Version 2026.2
Concrete (in-situ) | Concrete, 40 MPa | >32 MPa to ≤40 MPa | Concrete (in-situ), QLD - Acacia Ridge - Climate Active - QE40XDIA (Holcim (Australia) Pty Ltd) (Australia) | Concrete_40MPa | Concrete_40MPa | 2025-04-17 | 2030-04-17 | Australia | EPD-IES-20671:001 |  | EPD Australasia |  | m³ | 2400 |  |  |  | 265 | 265 | 0.0374 | 0.0329 | 0 | 265.0703 | 0 | 0.11042 | 0.11042 | 1.5583e-05 | 1.3708e-05 | 0 | 0.11045 | 0 | Version 2026.2
Concrete (in-situ) | Concrete, 40 MPa | >32 MPa to ≤40 MPa | Concrete (in-situ), WA - Perth Metropolitan - ECOPact - WE402EP1 (Holcim (Australia) Pty Ltd) (Australia) | Concrete_40MPa | Concrete_40MPa | 2025-05-27 | 2030-05-27 | Australia | EPD-IES-23339:001 |  | EPD Australasia |  | m³ | 2400 |  |  |  | 265 | 264 | 0.933 | 0 | 0 | 264.933 | 0 | 0.11042 | 0.11 | 0.00038875 | 0 | 0 | 0.11039 | 0 | Version 2026.2
Concrete (in-situ) | Concrete, 32 MPa | >25 MPa to ≤32 MPa | Concrete (in-situ), AN3214PU pre-mixed concrete (Aurora Construction Materials Epping Pty. Ltd.) (Australia) | Concrete_32MPa | Concrete_32MPa | 2025-08-15 | 2030-08-15 | Australia | EPD-IES-0021746:001 | Version 1 | EPD Australasia |  | m³ | 2366 |  |  |  | 266 | 266 | -0.157 | 0.0189 | 0 | 266.0189 | 0 | 0.11243 | 0.11243 | -6.6357e-05 | 7.9882e-06 | 0 | 0.11243 | 0 | Version 2026.2
Concrete (in-situ) | Concrete, 40 MPa | >32 MPa to ≤40 MPa | Concrete (in-situ), N40PR20K112 concrete manufactured at Mildura (E.B. Mawson & Sons Pty Ltd) (Australia) | Concrete_40MPa | Concrete_40MPa | 2025-05-20 | 2030-05-20 | Australia | EPD-IES-0018481:001 | Version 1 | EPD Australasia |  | m³ | 2313 |  |  |  | 266 | 266 | 0.21 | 0.0023 | 0 | 266.2123 | 0 | 0.115 | 0.115 | 9.0791e-05 | 9.9438e-07 | 0 | 0.11509 | 0 | Version 2026.2
Concrete (in-situ) | Concrete, 20 MPa | >10 MPa to ≤20 MPa | Concrete (in-situ), Enrich-50 Normal-Class 20 MPa (Heidelberg Materials Australia Pty Ltd) (Australia) | Concrete_20MPa | Concrete_20MPa | 2025-01-28 | 2030-01-28 | Australia | EPD-IES-0010041 :001 | Version 1 | EPD Australasia |  | m³ | 2359 |  |  |  | 266 | 266 | 0.21 | 0.0023 | 0 | 266.2123 | 0 | 0.11276 | 0.11276 | 8.9021e-05 | 9.7499e-07 | 0 | 0.11285 | 0 | Version 2026.2
Concrete (in-situ) | Concrete, 40 MPa | >32 MPa to ≤40 MPa | Concrete (in-situ), Post-tensioned 40 MPa (22 MPa @ 4 days) HySustain (Hymix Australia Pty Ltd) (Australia) | Concrete_40MPa | Concrete_40MPa | 2025-01-28 | 2030-01-28 | Australia | EPD-IES-0016896:001 | Version 1 | EPD Australasia |  | m³ | 2432.1 |  |  |  | 266 | 264 | 0.0722 | 0.0341 | 0 | 264.1063 | 0 | 0.10937 | 0.10855 | 2.9686e-05 | 1.4021e-05 | 0 | 0.10859 | 0 | Version 2026.2
Concrete (in-situ) | Concrete, 50 MPa | >40 MPa to ≤50 MPa | Concrete (in-situ), QLD - North Queensland - ECOPact - QE501EMR1 (Holcim (Australia) Pty Ltd) (Australia) | Concrete_50MPa | Concrete_50MPa | 2025-06-18 | 2030-06-18 | Australia | EPD-IES-0023564:001 |  | EPD Australasia |  | m³ | 2400 |  |  |  | 266 | 265 | 0.875 | 0.0188 | 0 | 265.8938 | 0 | 0.11083 | 0.11042 | 0.00036458 | 7.8333e-06 | 0 | 0.11079 | 0 | Version 2026.2
Concrete (in-situ) | N/A | Not used | Concrete (in-situ), Climate Active – NSW - Forster - NP14:1GSS (Holcim (Australia) Pty Ltd) (Australia) |  |  | 2025-04-17 | 2030-04-17 | Australia | EPD-IES-0020647:001 |  | EPD Australasia |  | m³ | 2400 |  |  |  | 266 | 266 | 0.142 | 0.0302 | 0 | 266.1722 | 0 | 0.11083 | 0.11083 | 5.9167e-05 | 1.2583e-05 | 0 | 0.11091 | 0 | Version 2026.2
Concrete (in-situ) | Concrete, 65 MPa | >50 MPa to ≤65 MPa | Concrete (in-situ), SA - ADLC - ECOPact Mixes- SE652EAV (Holcim (Australia) Pty Ltd) (Australia) | Concrete_65MPa | Concrete_65MPa | 2025-05-23 | 2030-05-23 | Australia | EPD-IES-22079:001 |  | EPD Australasia |  | m³ | 2400 |  |  |  | 266 | 264 | 0.357 | 1.04 | 0 | 265.397 | 0 | 0.11083 | 0.11 | 0.00014875 | 0.00043333 | 0 | 0.11058 | 0 | Version 2026.2
Concrete (in-situ) | Concrete, 65 MPa | >50 MPa to ≤65 MPa | Concrete (in-situ), SA - ADLC - ECOPact Mixes- SE651EAV (Holcim (Australia) Pty Ltd) (Australia) | Concrete_65MPa | Concrete_65MPa | 2025-05-23 | 2030-05-23 | Australia | EPD-IES-22078:001 |  | EPD Australasia |  | m³ | 2400 |  |  |  | 266 | 264 | 0.357 | 1.04 | 0 | 265.397 | 0 | 0.11083 | 0.11 | 0.00014875 | 0.00043333 | 0 | 0.11058 | 0 | Version 2026.2
Concrete (in-situ) | Concrete, 32 MPa | >25 MPa to ≤32 MPa | Concrete (in-situ), VIC - Melbourne - Geostone- VX322MCY (Holcim (Australia) Pty Ltd) (Australia) | Concrete_32MPa | Concrete_32MPa | 2025-04-22 | 2030-04-22 | Australia | EPD-IES-21859:001 |  | EPD Australasia |  | m³ | 2400 |  |  |  | 266 | 263 | 2.73 | 0 | 0 | 265.73 | 0 | 0.11083 | 0.10958 | 0.0011375 | 0 | 0 | 0.11072 | 0 | Version 2026.2
Concrete (in-situ) | Concrete, 80 MPa | >65 MPa to ≤80 MPa | Concrete (in-situ), GS CYTOS80 80 MPa (SLCT70S80) (Elvin Group (ACT) Pty Ltd) (Australia) | Concrete_80MPa | Concrete_80MPa | 2025-06-20 | 2030-06-20 | Australia | EPD-IES-0024543:001 | Version 1 | EPD Australasia |  | m³ | 2300 |  |  |  | 267 | 267 | 0.15 | 0.0507 | 0 | 267.2007 | 0 | 0.11609 | 0.11609 | 6.5217e-05 | 2.2043e-05 | 0 | 0.11617 | 0 | Version 2026.2
Concrete (in-situ) | Concrete, 40 MPa | >32 MPa to ≤40 MPa | Concrete (in-situ), Sydney Water Special 40MPa (Heidelberg Materials Australia Pty Ltd) (Australia) | Concrete_40MPa | Concrete_40MPa | 2025-01-28 | 2030-01-28 | Australia | EPD-IES-0011832:001 | Version 1 | EPD Australasia |  | m³ | 2432 |  |  |  | 267 | 267 | 0.12 | 0.0353 | 0 | 267.1553 | 0 | 0.10979 | 0.10979 | 4.9342e-05 | 1.4515e-05 | 0 | 0.10985 | 0 | Version 2026.2
Concrete (in-situ) | Concrete, 25 MPa | >20 MPa to ≤25 MPa | Concrete (in-situ), IMAGECRETE 25MPA OYSTER WHITE (Heidelberg Materials Australia Pty Ltd) (Australia) | Concrete_25MPa | Concrete_25MPa | 2025-05-02 | 2030-05-02 | Australia | EPD-IES-0018924:001 | Version 1 | EPD Australasia |  | m³ | 2235.5 |  |  |  | 267 | 267 | 0.168 | 0.0285 | 0 | 267.1965 | 0 | 0.11944 | 0.11944 | 7.5151e-05 | 1.2749e-05 | 0 | 0.11952 | 0 | Version 2026.2
Concrete (in-situ) | Concrete, 40 MPa | >32 MPa to ≤40 MPa | Concrete (in-situ), Sydney Water Special 40MPa (Hymix Australia Pty Ltd) (Australia) | Concrete_40MPa | Concrete_40MPa | 2025-01-28 | 2030-01-28 | Australia | EPD-IES-0016945:001 | Version 1 | EPD Australasia |  | m³ | 2432 |  |  |  | 267 | 267 | 0.012 | 0.0353 | 0 | 267.0473 | 0 | 0.10979 | 0.10979 | 4.9342e-06 | 1.4515e-05 | 0 | 0.10981 | 0 | Version 2026.2
Concrete (in-situ) | Concrete, 65 MPa | >50 MPa to ≤65 MPa | Concrete (in-situ), GS LCT60G65 65 MPa (a LCT60G65) (Elvin Group (ACT) Pty Ltd) (Australia) | Concrete_65MPa | Concrete_65MPa | 2025-03-07 | 2030-03-07 | Australia | EPD-IES-0019686:001 | Version 1 | EPD Australasia |  | m³ | 2340 |  |  |  | 293 | 292 | 0.175 | 0.0538 | 0 | 292.2288 | 0 | 0.12521 | 0.12479 | 7.4786e-05 | 2.2991e-05 | 0 | 0.12488 | 0 | Version 2026.2
Concrete (in-situ) | Concrete, 32 MPa | >25 MPa to ≤32 MPa | Concrete (in-situ), NSW - Narellan - Climate Active - NS321FMOR (Holcim (Australia) Pty Ltd) (Australia) | Concrete_32MPa | Concrete_32MPa | 2025-04-17 | 2030-04-17 | Australia | EPD-IES-20655:001 |  | EPD Australasia |  | m³ | 2400 |  |  |  | 267 | 267 | 0.0377 | 0.0305 | 0 | 267.0682 | 0 | 0.11125 | 0.11125 | 1.5708e-05 | 1.2708e-05 | 0 | 0.11128 | 0 | Version 2026.2
Concrete (in-situ) | Concrete, 32 MPa | >25 MPa to ≤32 MPa | Concrete (in-situ), WA - North West - ECOPact- WE321E1P (Holcim (Australia) Pty Ltd) (Australia) | Concrete_32MPa | Concrete_32MPa | 2025-03-13 | 2030-03-13 | Australia | EPD-IES-18508:001 |  | EPD Australasia |  | m³ | 2400 |  |  |  | 267 | 266 | 0.915 | 0.0238 | 0 | 266.9388 | 0 | 0.11125 | 0.11083 | 0.00038125 | 9.9167e-06 | 0 | 0.11122 | 0 | Version 2026.2
Concrete (in-situ) | Concrete, 40 MPa | >32 MPa to ≤40 MPa | Concrete (in-situ), VIC - Melbourne Metro - ECOPact- VE402APFW (Holcim (Australia) Pty Ltd) (Australia) | Concrete_40MPa | Concrete_40MPa | 2025-04-15 | 2030-04-15 | Australia | EPD-IES-20538:001 |  | EPD Australasia |  | m³ | 2400 |  |  |  | 267 | 266 | 0.76 | 0.0827 | 0 | 266.8427 | 0 | 0.11125 | 0.11083 | 0.00031667 | 3.4458e-05 | 0 | 0.11118 | 0 | Version 2026.2
Concrete (in-situ) | Concrete, 32 MPa | >25 MPa to ≤32 MPa | Concrete (in-situ), VIC - Melbourne - Geostone- VX321ORN (Holcim (Australia) Pty Ltd) (Australia) | Concrete_32MPa | Concrete_32MPa | 2025-04-22 | 2030-04-22 | Australia | EPD-IES-21852:001 |  | EPD Australasia |  | m³ | 2400 |  |  |  | 267 | 264 | 2.67 | 0.0939 | 0 | 266.7639 | 0 | 0.11125 | 0.11 | 0.0011125 | 3.9125e-05 | 0 | 0.11115 | 0 | Version 2026.2
Concrete (in-situ) | Concrete, 40 MPa | >32 MPa to ≤40 MPa | Concrete (in-situ), VIC – Melbourne Metro – ECOPact – VE402APFW (Holcim (Australia) Pty Ltd) (Australia) | Concrete_40MPa | Concrete_40MPa | 2025-04-15 | 2030-04-15 | Australia | EPD-IES-0020539:001 |  | EPD Australasia |  | m³ | 2400 |  |  |  | 267 | 266 | 0.76 | 0.0827 | 0 | 266.8427 | 0 | 0.11125 | 0.11083 | 0.00031667 | 3.4458e-05 | 0 | 0.11118 | 0 | Version 2026.2
Concrete (in-situ) | Concrete, 32 MPa | >25 MPa to ≤32 MPa | Concrete (in-situ), VIC – Melbourne – Geostone – VX321ADM (Holcim (Australia) Pty Ltd) (Australia) | Concrete_32MPa | Concrete_32MPa | 2025-04-22 | 2030-04-22 | Australia | EPD-IES-0021838:001 |  | EPD Australasia |  | m³ | 2400 |  |  |  | 267 | 264 | 2.7 | 0.0923 | 0 | 266.7923 | 0 | 0.11125 | 0.11 | 0.001125 | 3.8458e-05 | 0 | 0.11116 | 0 | Version 2026.2
Concrete (in-situ) | Concrete, 32 MPa | >25 MPa to ≤32 MPa | Concrete (in-situ), VIC - Melbourne - Geostone- VX321DMT (Holcim (Australia) Pty Ltd) (Australia) | Concrete_32MPa | Concrete_32MPa | 2025-04-22 | 2030-04-22 | Australia | EPD-IES-21844:001 |  | EPD Australasia |  | m³ | 2400 |  |  |  | 267 | 264 | 2.74 | 0.0907 | 0 | 266.8307 | 0 | 0.11125 | 0.11 | 0.0011417 | 3.7792e-05 | 0 | 0.11118 | 0 | Version 2026.2
Concrete (in-situ) | Concrete, 50 MPa | >40 MPa to ≤50 MPa | Concrete (in-situ), Premix Concrete - 50MPa MIX SUPER (Piave Premix Concrete Pty Ltd) (Australia) | Concrete_50MPa | Concrete_50MPa | 2025-03-31 | 2030-03-31 | Australia | EPD-IES-17573 | Version 54 | EPD Australasia |  | m³ | 2414 |  |  |  | 268 | 268 | 0 | 0.0142 | 0 | 268 | 0 | 0.11102 | 0.11102 | 0 | 5.8824e-06 | 0 | 0.11102 | 0 | Version 2026.2
Concrete (in-situ) | Concrete, 40 MPa | >32 MPa to ≤40 MPa | Concrete (in-situ), NSW – Sydney – ECOPact – NE402E1A1 (Holcim (Australia) Pty Ltd) (Australia) | Concrete_40MPa | Concrete_40MPa | 2025-05-28 | 2030-05-28 | Australia | EPD-IES-0023389:001 |  | EPD Australasia |  | m³ | 2400 |  |  |  | 268 | 268 | 0.147 | 0.0247 | 0 | 268.1717 | 0 | 0.11167 | 0.11167 | 6.125e-05 | 1.0292e-05 | 0 | 0.11174 | 0 | Version 2026.2
Concrete (in-situ) | Concrete, 40 MPa | >32 MPa to ≤40 MPa | Concrete (in-situ), QLD - BNE - ECOPact - QE401EBMX (Holcim (Australia) Pty Ltd) (Australia) | Concrete_40MPa | Concrete_40MPa | 2025-05-13 | 2030-05-13 | Australia | EPD-IES-21944:001 |  | EPD Australasia |  | m³ | 2400 |  |  |  | 268 | 268 | 0.0376 | 0.0288 | 0 | 268.0664 | 0 | 0.11167 | 0.11167 | 1.5667e-05 | 1.2e-05 | 0 | 0.11169 | 0 | Version 2026.2
Concrete (in-situ) | Concrete, 40 MPa | >32 MPa to ≤40 MPa | Concrete (in-situ), NSW – Sydney – ECOPact – NE402PTH1 (Holcim (Australia) Pty Ltd) (Australia) | Concrete_40MPa | Concrete_40MPa | 2025-05-28 | 2030-05-28 | Australia | EPD-IES-0023400:001 |  | EPD Australasia |  | m³ | 2400 |  |  |  | 268 | 268 | 0.146 | 0.0255 | 0 | 268.1715 | 0 | 0.11167 | 0.11167 | 6.0833e-05 | 1.0625e-05 | 0 | 0.11174 | 0 | Version 2026.2
Concrete (in-situ) | Concrete, 40 MPa | >32 MPa to ≤40 MPa | Concrete (in-situ), WA – Perth Metro – ECOPact – WE402E31 (Holcim (Australia) Pty Ltd) (Australia) | Concrete_40MPa | Concrete_40MPa | 2025-05-27 | 2030-05-27 | Australia | EPD-IES-0023319:001 |  | EPD Australasia |  | m³ | 2400 |  |  |  | 268 | 267 | 0.944 | 0 | 0 | 267.944 | 0 | 0.11167 | 0.11125 | 0.00039333 | 0 | 0 | 0.11164 | 0 | Version 2026.2
Concrete (in-situ) | Concrete, 40 MPa | >32 MPa to ≤40 MPa | Concrete (in-situ), NSW – Sydney – ECOPact – NE402PTH (Holcim (Australia) Pty Ltd) (Australia) | Concrete_40MPa | Concrete_40MPa | 2025-05-28 | 2030-05-28 | Australia | EPD-IES-0023399:001 |  | EPD Australasia |  | m³ | 2400 |  |  |  | 268 | 268 | 0.147 | 0.0258 | 0 | 268.1728 | 0 | 0.11167 | 0.11167 | 6.125e-05 | 1.075e-05 | 0 | 0.11174 | 0 | Version 2026.2
Concrete (in-situ) | Concrete, 32 MPa | >25 MPa to ≤32 MPa | Concrete (in-situ), AN3214PU pre-mixed concrete (Aurora Construction Materials Epping Pty. Ltd.) (Australia) | Concrete_32MPa | Concrete_32MPa | 2025-08-15 | 2030-08-15 | Australia | EPD-IES-0021746:001 | Version 1 | EPD Australasia |  | m³ | 2366 |  |  |  | 266 | 266 | -0.157 | 0.0189 | 0 | 266.0189 | 0 | 0.11243 | 0.11243 | -6.6357e-05 | 7.9882e-06 | 0 | 0.11243 | 0 | Version 2026.2
Concrete (in-situ) | Concrete, 32 MPa | >25 MPa to ≤32 MPa | Concrete (in-situ), AN3220PU pre-mixed concrete (Aurora Construction Materials Epping Pty. Ltd.) (Australia) | Concrete_32MPa | Concrete_32MPa | 2025-08-15 | 2030-08-15 | Australia | EPD-IES-0021718:001 | Version 1 | EPD Australasia |  | m³ | 2326 |  |  |  | 269 | 269 | -0.161 | 0.0211 | 0 | 269.0211 | 0 | 0.11565 | 0.11565 | -6.9218e-05 | 9.0714e-06 | 0 | 0.11566 | 0 | Version 2026.2
Concrete (in-situ) | Concrete, 50 MPa | >40 MPa to ≤50 MPa | Concrete (in-situ), ZS5010-559 (50MPa SWC) concrete (Gunlake Concrete NSW Pty Ltd) (Australia) | Concrete_50MPa | Concrete_50MPa | 2025-11-28 | 2030-11-27 | Australia | EPD-IES-0026704:001 | Version 1 | EPD Australasia |  | m³ | 2326 |  |  |  | 269 | 269 | 0.0211 | 0.0196 | 0 | 269.0407 | 0 | 0.11565 | 0.11565 | 9.0714e-06 | 8.4265e-06 | 0 | 0.11567 | 0 | Version 2026.2
Concrete (in-situ) | Concrete, 40 MPa | >32 MPa to ≤40 MPa | Concrete (in-situ), N40/20/100 GP/FA blend (Nucon Concrete Pty Ltd) (Australia) | Concrete_40MPa | Concrete_40MPa | 2025-06-18 | 2030-06-18 | Australia | EPD-IES-0019997:001 | Version 1 | EPD Australasia |  | m³ | 2350 |  |  |  | 269 | 269 | 0.168 | 0.0456 | 0 | 269.2136 | 0 | 0.11447 | 0.11447 | 7.1489e-05 | 1.9404e-05 | 0 | 0.11456 | 0 | Version 2026.2
Concrete (in-situ) | Concrete, 50 MPa | >40 MPa to ≤50 MPa | Concrete (in-situ), Premix Concrete - 50MPA All 14mm (Piave Premix Concrete Pty Ltd) (Australia) | Concrete_50MPa | Concrete_50MPa | 2025-03-31 | 2030-03-31 | Australia | EPD-IES-17568 | Version 49 | EPD Australasia |  | m³ | 2402 |  |  |  | 269 | 269 | 0 | 0.0154 | 0 | 269 | 0 | 0.11199 | 0.11199 | 0 | 6.4113e-06 | 0 | 0.11199 | 0 | Version 2026.2
Concrete (in-situ) | Concrete, 40 MPa | >32 MPa to ≤40 MPa | Concrete (in-situ), VIC - Melbourne Metro - ECOPact- VE404AP2 (Holcim (Australia) Pty Ltd) (Australia) | Concrete_40MPa | Concrete_40MPa | 2025-04-15 | 2030-04-15 | Australia | EPD-IES-20514:001 |  | EPD Australasia |  | m³ | 2400 |  |  |  | 269 | 268 | 0.788 | 0.0884 | 0 | 268.8764 | 0 | 0.11208 | 0.11167 | 0.00032833 | 3.6833e-05 | 0 | 0.11203 | 0 | Version 2026.2
Concrete (in-situ) | Concrete, 40 MPa | >32 MPa to ≤40 MPa | Concrete (in-situ), QLD – Sunshine Coast – ECOPact – QE401EXY3 (Holcim (Australia) Pty Ltd) (Australia) | Concrete_40MPa | Concrete_40MPa | 2025-06-13 | 2030-06-13 | Australia | EPD-IES-0023491:001 |  | EPD Australasia |  | m³ | 2400 |  |  |  | 270 | 269 | 0.967 | 0.0224 | 0 | 269.9894 | 0 | 0.1125 | 0.11208 | 0.00040292 | 9.3333e-06 | 0 | 0.1125 | 0 | Version 2026.2
Concrete (in-situ) | Concrete, 40 MPa | >32 MPa to ≤40 MPa | Concrete (in-situ), Climate Active – QLD - Tweed - QZ402PT2 (Holcim (Australia) Pty Ltd) (Australia) | Concrete_40MPa | Concrete_40MPa | 2025-04-17 | 2030-04-17 | Australia | EPD-IES-0020743:001 |  | EPD Australasia |  | m³ | 2400 |  |  |  | 270 | 269 | 0.976 | 0.0187 | 0 | 269.9947 | 0 | 0.1125 | 0.11208 | 0.00040667 | 7.7917e-06 | 0 | 0.1125 | 0 | Version 2026.2
Concrete (in-situ) | Concrete, 20 MPa | >10 MPa to ≤20 MPa | Concrete (in-situ), QLD - Burleigh - Climate Active - QZ201EEZY (Holcim (Australia) Pty Ltd) (Australia) | Concrete_20MPa | Concrete_20MPa | 2025-04-17 | 2030-04-17 | Australia | EPD-IES-20676:001 |  | EPD Australasia |  | m³ | 2400 |  |  |  | 270 | 270 | 0.0374 | 0.0303 | 0 | 270.0677 | 0 | 0.1125 | 0.1125 | 1.5583e-05 | 1.2625e-05 | 0 | 0.11253 | 0 | Version 2026.2
Concrete (in-situ) | Concrete, 40 MPa | >32 MPa to ≤40 MPa | Concrete (in-situ), QLD - Burleigh - Climate Active - QZ402PT2 (Holcim (Australia) Pty Ltd) (Australia) | Concrete_40MPa | Concrete_40MPa | 2025-04-17 | 2030-04-17 | Australia | EPD-IES-20744:001 |  | EPD Australasia |  | m³ | 2400 |  |  |  | 270 | 269 | 0.985 | 0.0187 | 0 | 270.0037 | 0 | 0.1125 | 0.11208 | 0.00041042 | 7.7917e-06 | 0 | 0.1125 | 0 | Version 2026.2
Concrete (in-situ) | Concrete, 25 MPa | >20 MPa to ≤25 MPa | Concrete (in-situ), NSW - Forster - Climate Active - NS257FBMX (Holcim (Australia) Pty Ltd) (Australia) | Concrete_25MPa | Concrete_25MPa | 2025-04-17 | 2030-04-17 | Australia | EPD-IES-20652:001 |  | EPD Australasia |  | m³ | 2400 |  |  |  | 270 | 270 | 0.152 | 0.0268 | 0 | 270.1788 | 0 | 0.1125 | 0.1125 | 6.3333e-05 | 1.1167e-05 | 0 | 0.11257 | 0 | Version 2026.2
Concrete (in-situ) | Concrete, 40 MPa | >32 MPa to ≤40 MPa | Concrete (in-situ), L40PR20K192 concrete manufactured at Balranald (E.B. Mawson & Sons Pty Ltd) (Australia) | Concrete_40MPa | Concrete_40MPa | 2025-05-20 | 2030-05-20 | Australia | EPD-IES-0018437:001 | Version 1 | EPD Australasia |  | m³ | 2315 |  |  |  | 271 | 270 | 0.289 | 0.00343 | 0 | 270.2924 | 0 | 0.11706 | 0.11663 | 0.00012484 | 1.4816e-06 | 0 | 0.11676 | 0 | Version 2026.2
Concrete (in-situ) | Concrete, 40 MPa | >32 MPa to ≤40 MPa | Concrete (in-situ), VIC - Melbourne Metro - ECOPact- VE401APW (Holcim (Australia) Pty Ltd) (Australia) | Concrete_40MPa | Concrete_40MPa | 2025-04-15 | 2030-04-15 | Australia | EPD-IES-20578:001 |  | EPD Australasia |  | m³ | 2400 |  |  |  | 271 | 270 | 0.77 | 0.083 | 0 | 270.853 | 0 | 0.11292 | 0.1125 | 0.00032083 | 3.4583e-05 | 0 | 0.11286 | 0 | Version 2026.2
Concrete (in-situ) | Concrete, 65 MPa | >50 MPa to ≤65 MPa | Concrete (in-situ), GS LCHP40HPX65 65 MPa (LCHP40HPX65) (Elvin Group (ACT) Pty Ltd) (Australia) | Concrete_65MPa | Concrete_65MPa | 2025-03-07 | 2030-03-07 | Australia | EPD-IES-0019703:001 | Version 1 | EPD Australasia |  | m³ | 2340 |  |  |  | 297 | 297 | 0.0555 | 0.0479 | 0 | 297.1034 | 0 | 0.12692 | 0.12692 | 2.3718e-05 | 2.047e-05 | 0 | 0.12697 | 0 | Version 2026.2
Concrete (in-situ) | Concrete, 40 MPa | >32 MPa to ≤40 MPa | Concrete (in-situ), N40PR20K089 concrete manufactured at Mildura for Project EnergyConnect (E.B. Mawson & Sons Pty Ltd) (Australia) | Concrete_40MPa | Concrete_40MPa | 2025-05-20 | 2030-05-20 | Australia | EPD-IES-0018478:001 | Version 1 | EPD Australasia |  | m³ | 2333 |  |  |  | 272 | 272 | 0.208 | 0.00237 | 0 | 272.2104 | 0 | 0.11659 | 0.11659 | 8.9156e-05 | 1.0159e-06 | 0 | 0.11668 | 0 | Version 2026.2
Concrete (in-situ) | Concrete, 40 MPa | >32 MPa to ≤40 MPa | Concrete (in-situ), QLD - Sunshine Coast - ECOPact - QE402PT2 (Holcim (Australia) Pty Ltd) (Australia) | Concrete_40MPa | Concrete_40MPa | 2025-06-13 | 2030-06-13 | Australia | EPD-IES-23513:001 |  | EPD Australasia |  | m³ | 2400 |  |  |  | 272 | 271 | 1.01 | 0.0205 | 0 | 272.0305 | 0 | 0.11333 | 0.11292 | 0.00042083 | 8.5417e-06 | 0 | 0.11335 | 0 | Version 2026.2
Concrete (in-situ) | Concrete, 40 MPa | >32 MPa to ≤40 MPa | Concrete (in-situ), QLD - Sunshine Coast - ECOPact - QE402PT1 (Holcim (Australia) Pty Ltd) (Australia) | Concrete_40MPa | Concrete_40MPa | 2025-06-13 | 2030-06-13 | Australia | EPD-IES-23512:001 |  | EPD Australasia |  | m³ | 2400 |  |  |  | 272 | 271 | 1 | 0.0203 | 0 | 272.0203 | 0 | 0.11333 | 0.11292 | 0.00041667 | 8.4583e-06 | 0 | 0.11334 | 0 | Version 2026.2
Concrete (in-situ) | Concrete, 40 MPa | >32 MPa to ≤40 MPa | Concrete (in-situ), QLD - Sunshine Coast - ECOPact - QE402PT3 (Holcim (Australia) Pty Ltd) (Australia) | Concrete_40MPa | Concrete_40MPa | 2025-06-13 | 2030-06-13 | Australia | EPD-IES-23514:001 |  | EPD Australasia |  | m³ | 2400 |  |  |  | 272 | 271 | 0.979 | 0.0205 | 0 | 271.9995 | 0 | 0.11333 | 0.11292 | 0.00040792 | 8.5417e-06 | 0 | 0.11333 | 0 | Version 2026.2
Concrete (in-situ) | Concrete, 32 MPa | >25 MPa to ≤32 MPa | Concrete (in-situ), SA - ALDC - Geostone Range - SX321FARG (Holcim (Australia) Pty Ltd) (Australia) | Concrete_32MPa | Concrete_32MPa | 2025-05-28 | 2030-05-28 | Australia | EPD-IES-18565:001 |  | EPD Australasia |  | m³ | 2400 |  |  |  | 272 | 270 | 0.533 | 0.944 | 0 | 271.477 | 0 | 0.11333 | 0.1125 | 0.00022208 | 0.00039333 | 0 | 0.11312 | 0 | Version 2026.2
Concrete (in-situ) | Concrete, 40 MPa | >32 MPa to ≤40 MPa | Concrete (in-situ), L40PR20K185 concrete manufactured at Mildura (E.B. Mawson & Sons Pty Ltd) (Australia) | Concrete_40MPa | Concrete_40MPa | 2025-05-20 | 2030-05-20 | Australia | EPD-IES-0018474:001 | Version 1 | EPD Australasia |  | m³ | 2332 |  |  |  | 273 | 273 | 0.176 | 0.00197 | 0 | 273.178 | 0 | 0.11707 | 0.11707 | 7.5472e-05 | 8.4477e-07 | 0 | 0.11714 | 0 | Version 2026.2
Concrete (in-situ) | Concrete, 40 MPa | >32 MPa to ≤40 MPa | Concrete (in-situ), L40PR20K190 concrete manufactured at Mildura (E.B. Mawson & Sons Pty Ltd) (Australia) | Concrete_40MPa | Concrete_40MPa | 2025-05-20 | 2030-05-20 | Australia | EPD-IES-0018475:001 | Version 1 | EPD Australasia |  | m³ | 2361 |  |  |  | 273 | 272 | 0.135 | 0.00144 | 0 | 272.1364 | 0 | 0.11563 | 0.11521 | 5.7179e-05 | 6.0991e-07 | 0 | 0.11526 | 0 | Version 2026.2
Concrete (in-situ) | Concrete, 40 MPa | >32 MPa to ≤40 MPa | Concrete (in-situ), Post-tensioned 40 MPa (22 MPa @ 3 days) ECOTERA (Heidelberg Materials Australia Pty Ltd) (Australia) | Concrete_40MPa | Concrete_40MPa | 2025-01-28 | 2030-01-28 | Australia | EPD-IES-0011829:001 | Version 1 | EPD Australasia |  | m³ | 2432.1 |  |  |  | 273 | 271 | 0.0769 | 0.0342 | 0 | 271.1111 | 0 | 0.11225 | 0.11143 | 3.1619e-05 | 1.4062e-05 | 0 | 0.11147 | 0 | Version 2026.2
Concrete (in-situ) | Concrete, 40 MPa | >32 MPa to ≤40 MPa | Concrete (in-situ), Post-tensioned 40 MPa (22 MPa @ 3 days) HySustain (Hymix Australia Pty Ltd) (Australia) | Concrete_40MPa | Concrete_40MPa | 2025-01-28 | 2030-01-28 | Australia | EPD-IES-0016895:001 | Version 1 | EPD Australasia |  | m³ | 2432.1 |  |  |  | 273 | 271 | 0.0769 | 0.0342 | 0 | 271.1111 | 0 | 0.11225 | 0.11143 | 3.1619e-05 | 1.4062e-05 | 0 | 0.11147 | 0 | Version 2026.2
Concrete (in-situ) |  | Not used | Concrete (in-situ), VIC - Melbourne Metro - ECOPact - VZ402APW + 6KG Plastic FIB (Holcim (Australia) Pty Ltd) (Australia) |  |  | 2025-05-28 | 2030-05-28 | Australia | EPD-IES-20536:001 |  | EPD Australasia |  | m³ | 2400 |  |  |  | 273 | 272 | 0.771 | 0.0832 | 0 | 272.8542 | 0 | 0.11375 | 0.11333 | 0.00032125 | 3.4667e-05 | 0 | 0.11369 | 0 | Version 2026.2
Concrete (in-situ) | Concrete, 50 MPa | >40 MPa to ≤50 MPa | Concrete (in-situ), TfNSW B80 Cast-in-place-piles 50MPa B2 Exposure (Heidelberg Materials Australia Pty Ltd) (Australia) | Concrete_50MPa | Concrete_50MPa | 2025-01-28 | 2030-01-28 | Australia | EPD-IES-0012389:001 | Version 1 | EPD Australasia |  | m³ | 2399 |  |  |  | 274 | 273 | 0.0427 | 0.0384 | 0 | 273.0811 | 0 | 0.11421 | 0.1138 | 1.7799e-05 | 1.6007e-05 | 0 | 0.11383 | 0 | Version 2026.2
Concrete (in-situ) | Concrete, 50 MPa | >40 MPa to ≤50 MPa | Concrete (in-situ), TfNSW B80 Cast-in-place-piles 50MPa B2 Exposure (Hymix Australia Pty Ltd) (Australia) | Concrete_50MPa | Concrete_50MPa | 2025-01-28 | 2030-01-28 | Australia | EPD-IES-0017618:001 | Version 1 | EPD Australasia |  | m³ | 2399 |  |  |  | 274 | 273 | 0.0427 | 0.0384 | 0 | 273.0811 | 0 | 0.11421 | 0.1138 | 1.7799e-05 | 1.6007e-05 | 0 | 0.11383 | 0 | Version 2026.2
Concrete (in-situ) | Concrete, 50 MPa | >40 MPa to ≤50 MPa | Concrete (in-situ), VIC - Melbourne Metro - ECOPact- VE502E56 (Holcim (Australia) Pty Ltd) (Australia) | Concrete_50MPa | Concrete_50MPa | 2025-04-15 | 2030-04-15 | Australia | EPD-IES-20423:001 |  | EPD Australasia |  | m³ | 2400 |  |  |  | 274 | 274 | 0.544 | 0.0866 | 0 | 274.6306 | 0 | 0.11417 | 0.11417 | 0.00022667 | 3.6083e-05 | 0 | 0.11443 | 0 | Version 2026.2
Concrete (in-situ) | Concrete, 32 MPa | >25 MPa to ≤32 MPa | Concrete (in-situ), Climate Active – NSW - Forster - NN322RC1 (Holcim (Australia) Pty Ltd) (Australia) | Concrete_32MPa | Concrete_32MPa | 2025-04-17 | 2030-04-17 | Australia | EPD-IES-0020643:001 | Version 1 | EPD Australasia |  | m³ | 2400 |  |  |  | 275 | 275 | 0.155 | 0.0272 | 0 | 275.1822 | 0 | 0.11458 | 0.11458 | 6.4583e-05 | 1.1333e-05 | 0 | 0.11466 | 0 | Version 2026.2
Concrete (in-situ) | Concrete, 40 MPa | >32 MPa to ≤40 MPa | Concrete (in-situ), QLD - Sunshine Coast - ECOPact - QE401L100 (Holcim (Australia) Pty Ltd) (Australia) | Concrete_40MPa | Concrete_40MPa | 2025-06-13 | 2030-06-13 | Australia | EPD-IES-23468:001 |  | EPD Australasia |  | m³ | 2400 |  |  |  | 275 | 274 | 0.968 | 0.0211 | 0 | 274.9891 | 0 | 0.11458 | 0.11417 | 0.00040333 | 8.7917e-06 | 0 | 0.11458 | 0 | Version 2026.2
Concrete (in-situ) | Concrete, 50 MPa | >40 MPa to ≤50 MPa | Concrete (in-situ), VIC - Melbourne Metro - ECOPact- VE502EAP5 (Holcim (Australia) Pty Ltd) (Australia) | Concrete_50MPa | Concrete_50MPa | 2025-04-15 | 2030-04-15 | Australia | EPD-IES-20493:001 |  | EPD Australasia |  | m³ | 2400 |  |  |  | 275 | 274 | 0.7 | 0.0867 | 0 | 274.7867 | 0 | 0.11458 | 0.11417 | 0.00029167 | 3.6125e-05 | 0 | 0.11449 | 0 | Version 2026.2
Concrete (in-situ) | Concrete, 50 MPa | >40 MPa to ≤50 MPa | Concrete (in-situ), SA – Adelaide Metro – ECOPact – SE502EDTW (Holcim (Australia) Pty Ltd) (Australia) | Concrete_50MPa | Concrete_50MPa | 2025-05-23 | 2030-05-23 | Australia | EPD-IES-0022107:001 | Version 1 | EPD Australasia |  | m³ | 2400 |  |  |  | 276 | 274 | 0.351 | 0 | 0 | 274.351 | 0 | 0.115 | 0.11417 | 0.00014625 | 0 | 0 | 0.11431 | 0 | Version 2026.2
Concrete (in-situ) | Concrete, 40 MPa | >32 MPa to ≤40 MPa | Concrete (in-situ), N40PR20K081 concrete manufactured at Mildura (E.B. Mawson & Sons Pty Ltd) (Australia) | Concrete_40MPa | Concrete_40MPa | 2025-05-20 | 2030-05-20 | Australia | EPD-IES-0018477:001 | Version 1 | EPD Australasia |  | m³ | 2330 |  |  |  | 276 | 276 | 0.0946 | 0.000925 | 0 | 276.0955 | 0 | 0.11845 | 0.11845 | 4.0601e-05 | 3.97e-07 | 0 | 0.1185 | 0 | Version 2026.2
Concrete (in-situ) | Concrete, 50 MPa | >40 MPa to ≤50 MPa | Concrete (in-situ), 50MPa SWC (ZS5010-559) concrete (Gunlake Concrete NSW Pty Ltd) (Australia) | Concrete_50MPa | Concrete_50MPa | 2025-11-28 | 2030-11-27 | Australia | EPD-IES-0026709:001 | Version 1 | EPD Australasia |  | m³ | 2326 |  |  |  | 276 | 276 | 0.109 | 0.00238 | 0 | 276.1114 | 0 | 0.11866 | 0.11866 | 4.6862e-05 | 1.0232e-06 | 0 | 0.11871 | 0 | Version 2026.2
Concrete (in-situ) | Concrete, 25 MPa | >20 MPa to ≤25 MPa | Concrete (in-situ), Hylite Exposed 25 MPa (Hymix Australia Pty Ltd) (Australia) | Concrete_25MPa | Concrete_25MPa | 2025-01-28 | 2030-01-28 | Australia | EPD-IES-0015668:001 | Version 1 | EPD Australasia |  | m³ | 2457.1 |  |  |  | 219 | 219 | 0.166 | 0.0277 | 0 | 219.1937 | 0 | 0.089129 | 0.089129 | 6.7559e-05 | 1.1273e-05 | 0 | 0.089208 | 0 | Version 2026.2
Concrete (in-situ) | Shotcrete | 50 MPa shotcrete | Concrete (in-situ), Premix Concrete – 50MPa Spray SILICA FUME (Piave Premix Concrete Pty Ltd) (Australia) | Concrete_shotcrete | Concrete_shotcrete | 2025-03-31 | 2030-03-31 | Australia | EPD-IES-17584 | Version 11 | EPD Australasia |  | m³ | 2372 |  |  |  | 276 | 276 | 0 | 0 | 0 | 276 | 0 | 0.11636 | 0.11636 | 0 | 0 | 0 | 0.11636 | 0 | Version 2026.2
Concrete (in-situ) | Concrete, 50 MPa | >40 MPa to ≤50 MPa | Concrete (in-situ), Premix Concrete - 50MPa 14mm PT SP (Piave Premix Concrete Pty Ltd) (Australia) | Concrete_50MPa | Concrete_50MPa | 2025-03-31 | 2030-03-31 | Australia | EPD-IES-23034 | Version 31 | EPD Australasia |  | m³ | 2413 |  |  |  | 276 | 276 | 0 | 0 | 0 | 276 | 0 | 0.11438 | 0.11438 | 0 | 0 | 0 | 0.11438 | 0 | Version 2026.2
Concrete (in-situ) | Concrete, 32 MPa | >25 MPa to ≤32 MPa | Concrete (in-situ), NSW - Forster - Climate Active - NN322RC2 (Holcim (Australia) Pty Ltd) (Australia) | Concrete_32MPa | Concrete_32MPa | 2025-04-17 | 2030-04-17 | Australia | EPD-IES-20644:001 |  | EPD Australasia |  | m³ | 2400 |  |  |  | 276 | 275 | 0.158 | 0.0279 | 0 | 275.1859 | 0 | 0.115 | 0.11458 | 6.5833e-05 | 1.1625e-05 | 0 | 0.11466 | 0 | Version 2026.2
Concrete (in-situ) | Concrete, ? MPa, | Not used | Concrete (in-situ), Ready-mix concrete (Holcim (Australia) Pty Ltd) (Australia) |  |  | 2025-05-19 | 2030-05-19 | Australia | EPD-IES-0021993:001 | Version 1 | EPD Australasia |  | m³ | 2400 |  |  |  | 147 | 147 | 0.142 | 0.0263 | 0 | 147.1683 | 0 | 0.06125 | 0.06125 | 5.9167e-05 | 1.0958e-05 | 0 | 0.06132 | 0 | Version 2026.2
Concrete (in-situ) | Concrete, 40 MPa | >32 MPa to ≤40 MPa | Concrete (in-situ), QLD - Murarrie - Climate Active - QZ402PT1 (Holcim (Australia) Pty Ltd) (Australia) | Concrete_40MPa | Concrete_40MPa | 2025-04-17 | 2030-04-17 | Australia | EPD-IES-20740:001 |  | EPD Australasia |  | m³ | 2400 |  |  |  | 276 | 275 | 1.02 | 0 | 0 | 276.02 | 0 | 0.115 | 0.11458 | 0.000425 | 0 | 0 | 0.11501 | 0 | Version 2026.2
Concrete (in-situ) | Concrete, 32 MPa | >25 MPa to ≤32 MPa | Concrete (in-situ), N3220H concrete manufactured at Wagga Wagga (E.B. Mawson & Sons Pty Ltd) (Australia) | Concrete_32MPa | Concrete_32MPa | 2025-05-20 | 2030-05-20 | Australia | EPD-IES-0018486:001 | Version 1 | EPD Australasia |  | m³ | 2282 |  |  |  | 277 | 277 | 0.303 | 0.00117 | 0 | 277.3042 | 0 | 0.12138 | 0.12138 | 0.00013278 | 5.1271e-07 | 0 | 0.12152 | 0 | Version 2026.2
Concrete (in-situ) | Concrete, 32 MPa | >25 MPa to ≤32 MPa | Concrete (in-situ), SLIPFORM BARRIER KERB 32MPA (Heidelberg Materials Australia Pty Ltd) (Australia) | Concrete_32MPa | Concrete_32MPa | 2025-05-02 | 2030-05-02 | Australia | EPD-IES-0018956:001 | Version 1 | EPD Australasia |  | m³ | 2400 |  |  |  | 277 | 274 | 3.5 | 0.0684 | 0 | 277.5684 | 0 | 0.11542 | 0.11417 | 0.0014583 | 2.85e-05 | 0 | 0.11565 | 0 | Version 2026.2
Concrete (in-situ) | Concrete, 50 MPa | >40 MPa to ≤50 MPa | Concrete (in-situ), Premix Concrete – 50MPa CFA MC (Piave Premix Concrete Pty Ltd) (Australia) | Concrete_50MPa | Concrete_50MPa | 2025-03-31 | 2030-03-31 | Australia | EPD-IES-17591 | Version 24 | EPD Australasia |  | m³ | 2346 |  |  |  | 277 | 277 | 0 | 0 | 0 | 277 | 0 | 0.11807 | 0.11807 | 0 | 0 | 0 | 0.11807 | 0 | Version 2026.2
Concrete (in-situ) | Concrete, 40 MPa | >32 MPa to ≤40 MPa | Concrete (in-situ), Climate Active – QLD - Brisbane (City) - QZ402PT1 (Holcim (Australia) Pty Ltd) (Australia) | Concrete_40MPa | Concrete_40MPa | 2025-04-17 | 2030-04-17 | Australia | EPD-IES-0020735:001 |  | EPD Australasia |  | m³ | 2400 |  |  |  | 277 | 276 | 1.09 | 0.0211 | 0 | 277.1111 | 0 | 0.11542 | 0.115 | 0.00045417 | 8.7917e-06 | 0 | 0.11546 | 0 | Version 2026.2
Concrete (in-situ) | Concrete, 40 MPa | >32 MPa to ≤40 MPa | Concrete (in-situ), N40PR20K080 concrete manufactured at Mildura for Project EnergyConnect (E.B. Mawson & Sons Pty Ltd) (Australia) | Concrete_40MPa | Concrete_40MPa | 2025-05-20 | 2030-05-20 | Australia | EPD-IES-0018476:001 | Version 1 | EPD Australasia |  | m³ | 2360 |  |  |  | 278 | 278 | 0.0948 | 0.000926 | 0 | 278.0957 | 0 | 0.1178 | 0.1178 | 4.0169e-05 | 3.9237e-07 | 0 | 0.11784 | 0 | Version 2026.2
Concrete (in-situ) | Concrete, 50 MPa | >40 MPa to ≤50 MPa | Concrete (in-situ), 50MPa Bluestar Plus (BLP502CPD) concrete (Gunlake Concrete NSW Pty Ltd) (Australia) | Concrete_50MPa | Concrete_50MPa | 2025-11-28 | 2030-11-27 | Australia | EPD-IES-0026711:001 | Version 1 | EPD Australasia |  | m³ | 2258 |  |  |  | 278 | 278 | 0.0896 | 0.00202 | 0 | 278.0916 | 0 | 0.12312 | 0.12312 | 3.9681e-05 | 8.946e-07 | 0 | 0.12316 | 0 | Version 2026.2
Concrete (in-situ) | Concrete, 40 MPa | >32 MPa to ≤40 MPa | Concrete (in-situ), GE401VL30 (Heidelberg Materials Australia Pty Ltd) (Australia) | Concrete_40MPa | Concrete_40MPa | 2025-01-31 | 2030-01-31 | Australia | EPD-IES-0018824:001 | Version 1 | EPD Australasia |  | m³ | 2327.2 |  |  |  | 278 | 278 | 0.157 | 0.0523 | 0 | 278.2093 | 0 | 0.11946 | 0.11946 | 6.7463e-05 | 2.2473e-05 | 0 | 0.11955 | 0 | Version 2026.2
Concrete (in-situ) | Concrete, 40 MPa | >32 MPa to ≤40 MPa | Concrete (in-situ), MRWA S40 LH (GP+FLYASH) [ZZP40AR91] (Heidelberg Materials Australia Pty Ltd) (Australia) | Concrete_40MPa | Concrete_40MPa | 2025-05-02 | 2030-05-02 | Australia | EPD-IES-0018964:001 | Version 1 | EPD Australasia |  | m³ | 2358.6 |  |  |  | 278 | 275 | 3.55 | 0.0667 | 0 | 278.6167 | 0 | 0.11787 | 0.11659 | 0.0015051 | 2.8279e-05 | 0 | 0.11813 | 0 | Version 2026.2
Concrete (in-situ) | Concrete, 65 MPa | >50 MPa to ≤65 MPa | Concrete (in-situ), QLD - BNE - ECOPact - QE601PL60 (Holcim (Australia) Pty Ltd) (Australia) | Concrete_65MPa | Concrete_65MPa | 2025-05-13 | 2030-05-13 | Australia | EPD-IES-21946:001 |  | EPD Australasia |  | m³ | 2400 |  |  |  | 278 | 277 | 0.88 | 0.0208 | 0 | 277.9008 | 0 | 0.11583 | 0.11542 | 0.00036667 | 8.6667e-06 | 0 | 0.11579 | 0 | Version 2026.2
Concrete (in-situ) | Concrete, 40 MPa | >32 MPa to ≤40 MPa | Concrete (in-situ), N40PR20H093 concrete manufactured at Hay for Project EnergyConnect (E.B. Mawson & Sons Pty Ltd) (Australia) | Concrete_40MPa | Concrete_40MPa | 2025-05-20 | 2030-05-20 | Australia | EPD-IES-0018467:001 | Version 1 | EPD Australasia |  | m³ | 2490 |  |  |  | 279 | 279 | 0.223 | 3.85e-05 | 0 | 279.223 | 0 | 0.11205 | 0.11205 | 8.9558e-05 | 1.5462e-08 | 0 | 0.11214 | 0 | Version 2026.2
Concrete (in-situ) | Concrete, 32 MPa | >25 MPa to ≤32 MPa | Concrete (in-situ), Climate Active – NSW - Taree (Blackhead) - NN322F (Holcim (Australia) Pty Ltd) (Australia) | Concrete_32MPa | Concrete_32MPa | 2025-04-17 | 2030-04-17 | Australia | EPD-IES-0020642:001 |  | EPD Australasia |  | m³ | 2400 |  |  |  | 279 | 278 | 0.157 | 0.0278 | 0 | 278.1848 | 0 | 0.11625 | 0.11583 | 6.5417e-05 | 1.1583e-05 | 0 | 0.11591 | 0 | Version 2026.2
Concrete (in-situ) | Concrete, 32 MPa | >25 MPa to ≤32 MPa | Concrete (in-situ), Climate Active – NSW - Port Macquarie - NN322F (Holcim (Australia) Pty Ltd) (Australia) | Concrete_32MPa | Concrete_32MPa | 2025-04-17 | 2030-04-17 | Australia | EPD-IES-0020641:001 |  | EPD Australasia |  | m³ | 2400 |  |  |  | 279 | 278 | 0.157 | 0.0278 | 0 | 278.1848 | 0 | 0.11625 | 0.11583 | 6.5417e-05 | 1.1583e-05 | 0 | 0.11591 | 0 | Version 2026.2
Concrete (in-situ) | Concrete, 40 MPa | >32 MPa to ≤40 MPa | Concrete (in-situ), Climate Active – QLD - Burleigh - QZ402LMO1 (Holcim (Australia) Pty Ltd) (Australia) | Concrete_40MPa | Concrete_40MPa | 2025-04-17 | 2030-04-17 | Australia | EPD-IES-0020734:001 |  | EPD Australasia |  | m³ | 2400 |  |  |  | 279 | 279 | 0.362 | 0.246 | 0 | 279.608 | 0 | 0.11625 | 0.11625 | 0.00015083 | 0.0001025 | 0 | 0.1165 | 0 | Version 2026.2
Concrete (in-situ) | Concrete, 65 MPa | >50 MPa to ≤65 MPa | Concrete (in-situ), VIC - Melbourne Metro - ECOPact- VE651EWC (Holcim (Australia) Pty Ltd) (Australia) | Concrete_65MPa | Concrete_65MPa | 2025-04-15 | 2030-04-15 | Australia | EPD-IES-20474:001 |  | EPD Australasia |  | m³ | 2400 |  |  |  | 279 | 278 | 0.67 | 0.0806 | 0 | 278.7506 | 0 | 0.11625 | 0.11583 | 0.00027917 | 3.3583e-05 | 0 | 0.11615 | 0 | Version 2026.2
Concrete (in-situ) | Concrete, 80 MPa | >65 MPa to ≤80 MPa | Concrete (in-situ), VIC - Melbourne Metro - ECOPact- VE802ESWC (Holcim (Australia) Pty Ltd) (Australia) | Concrete_80MPa | Concrete_80MPa | 2025-04-15 | 2030-04-15 | Australia | EPD-IES-20562:001 |  | EPD Australasia |  | m³ | 2400 |  |  |  | 279 | 278 | 0.165 | 0.00296 | 0 | 278.168 | 0 | 0.11625 | 0.11583 | 6.875e-05 | 1.2333e-06 | 0 | 0.1159 | 0 | Version 2026.2
Concrete (in-situ) | Concrete, 40 MPa | >32 MPa to ≤40 MPa | Concrete (in-situ), QLD - Sunshine Coast - ECOPact - QE402LPT2 (Holcim (Australia) Pty Ltd) (Australia) | Concrete_40MPa | Concrete_40MPa | 2025-06-13 | 2030-06-13 | Australia | EPD-IES-23510:001 |  | EPD Australasia |  | m³ | 2400 |  |  |  | 279 | 278 | 0.95 | 0 | 0 | 278.95 | 0 | 0.11625 | 0.11583 | 0.00039583 | 0 | 0 | 0.11623 | 0 | Version 2026.2
Concrete (in-situ) | Concrete, 65 MPa | >50 MPa to ≤65 MPa | Concrete (in-situ), VIC - Melbourne Metro - ECOPact- VE654EWC (Holcim (Australia) Pty Ltd) (Australia) | Concrete_65MPa | Concrete_65MPa | 2025-04-15 | 2030-04-15 | Australia | EPD-IES-20467:001 |  | EPD Australasia |  | m³ | 2400 |  |  |  | 279 | 278 | 0.625 | 0 | 0 | 278.625 | 0 | 0.11625 | 0.11583 | 0.00026042 | 0 | 0 | 0.11609 | 0 | Version 2026.2
Concrete (in-situ) | Concrete, 40 MPa | >32 MPa to ≤40 MPa | Concrete (in-situ), NSW – West NSW – ECOPact – NE401E342 (Holcim (Australia) Pty Ltd) (Australia) | Concrete_40MPa | Concrete_40MPa | 2025-06-19 | 2030-06-19 | Australia | EPD-IES-0023701:001 |  | EPD Australasia |  | m³ | 2400 |  |  |  | 279 | 279 | 0.137 | 0.0301 | 0 | 279.1671 | 0 | 0.11625 | 0.11625 | 5.7083e-05 | 1.2542e-05 | 0 | 0.11632 | 0 | Version 2026.2
Concrete (in-situ) | Concrete, 40 MPa | >32 MPa to ≤40 MPa | Concrete (in-situ), NSW - West NSW - ECOPact - NE402E342 (Holcim (Australia) Pty Ltd) (Australia) | Concrete_40MPa | Concrete_40MPa | 2025-06-19 | 2030-06-19 | Australia | EPD-IES-23703:001 |  | EPD Australasia |  | m³ | 2400 |  |  |  | 279 | 278 | 0.137 | 0.0298 | 0 | 278.1668 | 0 | 0.11625 | 0.11583 | 5.7083e-05 | 1.2417e-05 | 0 | 0.1159 | 0 | Version 2026.2
Concrete (in-situ) | Concrete, 40 MPa | >32 MPa to ≤40 MPa | Concrete (in-situ), L40PR20K181 concrete manufactured at Mildura (E.B. Mawson & Sons Pty Ltd) (Australia) | Concrete_40MPa | Concrete_40MPa | 2025-05-20 | 2030-05-20 | Australia | EPD-IES-0018473:001 | Version 1 | EPD Australasia |  | m³ | 2332 |  |  |  | 280 | 280 | 0.176 | 0.00197 | 0 | 280.178 | 0 | 0.12007 | 0.12007 | 7.5472e-05 | 8.4477e-07 | 0 | 0.12014 | 0 | Version 2026.2
Concrete (in-situ) | Concrete, 40 MPa | >32 MPa to ≤40 MPa | Concrete (in-situ), Post-tensioned 40 MPa (25 MPa @ 4 days) ECOTERA (Heidelberg Materials Australia Pty Ltd) (Australia) | Concrete_40MPa | Concrete_40MPa | 2025-01-28 | 2030-01-28 | Australia | EPD-IES-0011839:001 | Version 1 | EPD Australasia |  | m³ | 2433.1 |  |  |  | 280 | 277 | 0.0806 | 0.0342 | 0 | 277.1148 | 0 | 0.11508 | 0.11385 | 3.3126e-05 | 1.4056e-05 | 0 | 0.11389 | 0 | Version 2026.2
Concrete (in-situ) | Concrete, 50 MPa | >40 MPa to ≤50 MPa | Concrete (in-situ), Sydney Water Special 50MPa (Hymix Australia Pty Ltd) (Australia) | Concrete_50MPa | Concrete_50MPa | 2025-01-28 | 2030-01-28 | Australia | EPD-IES-0017024:001 | Version 1 | EPD Australasia |  | m³ | 2424 |  |  |  | 280 | 280 | 0.119 | 0.0361 | 0 | 280.1551 | 0 | 0.11551 | 0.11551 | 4.9092e-05 | 1.4893e-05 | 0 | 0.11558 | 0 | Version 2026.2
Concrete (in-situ) | Concrete, 40 MPa | >32 MPa to ≤40 MPa | Concrete (in-situ), NSW - Brunswick Heads - Climate Active - NZ402L (Holcim (Australia) Pty Ltd) (Australia) | Concrete_40MPa | Concrete_40MPa | 2025-04-17 | 2030-04-17 | Australia | EPD-IES-20663:001 |  | EPD Australasia |  | m³ | 2400 |  |  |  | 280 | 279 | 0.95 | 0.0275 | 0 | 279.9775 | 0 | 0.11667 | 0.11625 | 0.00039583 | 1.1458e-05 | 0 | 0.11666 | 0 | Version 2026.2
Concrete (in-situ) | Concrete, 65 MPa | >50 MPa to ≤65 MPa | Concrete (in-situ), VIC – Melbourne Metro – ECOPact – VE652ESW (Holcim (Australia) Pty Ltd) (Australia) | Concrete_65MPa | Concrete_65MPa | 2025-04-15 | 2030-04-15 | Australia | EPD-IES-0020489:001 |  | EPD Australasia |  | m³ | 2400 |  |  |  | 280 | 280 | 0.649 | 0.0813 | 0 | 280.7303 | 0 | 0.11667 | 0.11667 | 0.00027042 | 3.3875e-05 | 0 | 0.11697 | 0 | Version 2026.2
Concrete (in-situ) | Concrete, 55 MPa | >50 MPa to ≤65 MPa | Concrete (in-situ), VIC – Melbourne Metro – ECOPact – VE552EAP5 (Holcim (Australia) Pty Ltd) (Australia) | Concrete_65MPa | Concrete_65MPa | 2025-04-15 | 2030-04-15 | Australia | EPD-IES-0020531:001 |  | EPD Australasia |  | m³ | 2400 |  |  |  | 280 | 280 | 0.648 | 0.088 | 0 | 280.736 | 0 | 0.11667 | 0.11667 | 0.00027 | 3.6667e-05 | 0 | 0.11697 | 0 | Version 2026.2
Concrete (in-situ) | Concrete, 32 MPa | >25 MPa to ≤32 MPa | Concrete (in-situ), VIC – Melbourne – Geostone – VX324APL (Holcim (Australia) Pty Ltd) (Australia) | Concrete_32MPa | Concrete_32MPa | 2025-04-22 | 2030-04-22 | Australia | EPD-IES-0021861:001 |  | EPD Australasia |  | m³ | 2400 |  |  |  | 280 | 279 | 0.928 | 0.112 | 0 | 280.04 | 0 | 0.11667 | 0.11625 | 0.00038667 | 4.6667e-05 | 0 | 0.11668 | 0 | Version 2026.2
Concrete (in-situ) | Concrete, 20 MPa | >10 MPa to ≤20 MPa | Concrete (in-situ), QLD - Sunshine Coast - ECOPact - QE202E100 (Holcim (Australia) Pty Ltd) (Australia) | Concrete_20MPa | Concrete_20MPa | 2025-06-13 | 2030-06-13 | Australia | EPD-IES-23451:001 |  | EPD Australasia |  | m³ | 2400 |  |  |  | 280 | 279 | 0.989 | 0.0199 | 0 | 280.0089 | 0 | 0.11667 | 0.11625 | 0.00041208 | 8.2917e-06 | 0 | 0.11667 | 0 | Version 2026.2
Concrete (in-situ) | Concrete, 40 MPa | >32 MPa to ≤40 MPa | Concrete (in-situ), QLD - North Queensland - ECOPact - QE402EFB1 (Holcim (Australia) Pty Ltd) (Australia) | Concrete_40MPa | Concrete_40MPa | 2025-05-07 | 2030-05-07 | Australia | EPD-IES-21938:001 |  | EPD Australasia |  | m³ | 2400 |  |  |  | 280 | 280 | 0.777 | 0.0225 | 0 | 280.7995 | 0 | 0.11667 | 0.11667 | 0.00032375 | 9.375e-06 | 0 | 0.117 | 0 | Version 2026.2
Concrete (in-situ) | Concrete, 40 MPa | >32 MPa to ≤40 MPa | Concrete (in-situ), Climate Active – QLD - Southport - QZ4022A41 (Holcim (Australia) Pty Ltd) (Australia) | Concrete_40MPa | Concrete_40MPa | 2025-04-17 | 2030-04-17 | Australia | EPD-IES-0020718:001 |  | EPD Australasia |  | m³ | 2400 |  |  |  | 280 | 279 | 0.999 | 0.0199 | 0 | 280.0189 | 0 | 0.11667 | 0.11625 | 0.00041625 | 8.2917e-06 | 0 | 0.11667 | 0 | Version 2026.2
Concrete (in-situ) | Concrete, 40 MPa | >32 MPa to ≤40 MPa | Concrete (in-situ), QLD - Southport - Climate Active - QZ402PT1 (Holcim (Australia) Pty Ltd) (Australia) | Concrete_40MPa | Concrete_40MPa | 2025-04-17 | 2030-04-17 | Australia | EPD-IES-20736:001 |  | EPD Australasia |  | m³ | 2400 |  |  |  | 280 | 279 | 0.999 | 0.0199 | 0 | 280.0189 | 0 | 0.11667 | 0.11625 | 0.00041625 | 8.2917e-06 | 0 | 0.11667 | 0 | Version 2026.2
Concrete (in-situ) | Concrete, 40 MPa | >32 MPa to ≤40 MPa | Concrete (in-situ), Climate Active – QLD - Burleigh - QZ402PT1 (Holcim (Australia) Pty Ltd) (Australia) | Concrete_40MPa | Concrete_40MPa | 2025-04-17 | 2030-04-17 | Australia | EPD-IES-0020738:001 |  | EPD Australasia |  | m³ | 2400 |  |  |  | 280 | 279 | 0.999 | 0.0199 | 0 | 280.0189 | 0 | 0.11667 | 0.11625 | 0.00041625 | 8.2917e-06 | 0 | 0.11667 | 0 | Version 2026.2
Concrete (in-situ) |  | Not used | Concrete (in-situ), VIC - Melbourne Metro - ECOPact - VE401APFW - 6KG Plastic FIB (Holcim (Australia) Pty Ltd) (Australia) |  |  | 2025-05-28 | 2030-05-28 | Australia | EPD-IES-20610:001 |  | EPD Australasia |  | m³ | 2400 |  |  |  | 280 | 279 | 0.768 | 0.0853 | 0 | 279.8533 | 0 | 0.11667 | 0.11625 | 0.00032 | 3.5542e-05 | 0 | 0.11661 | 0 | Version 2026.2
Concrete (in-situ) | Concrete, 40 MPa | >32 MPa to ≤40 MPa | Concrete (in-situ), QLD - Tweed - Climate Active - QZ402PT1 (Holcim (Australia) Pty Ltd) (Australia) | Concrete_40MPa | Concrete_40MPa | 2025-04-17 | 2030-04-17 | Australia | EPD-IES-20737:001 |  | EPD Australasia |  | m³ | 2400 |  |  |  | 280 | 279 | 0.989 | 0.0199 | 0 | 280.0089 | 0 | 0.11667 | 0.11625 | 0.00041208 | 8.2917e-06 | 0 | 0.11667 | 0 | Version 2026.2
Concrete (in-situ) | Concrete, 32 MPa | >25 MPa to ≤32 MPa | Concrete (in-situ), AN3214PU pre-mixed concrete (Aurora Construction Materials Epping Pty. Ltd.) (Australia) | Concrete_32MPa | Concrete_32MPa | 2025-08-15 | 2030-08-15 | Australia | EPD-IES-0021746:001 | Version 1 | EPD Australasia |  | m³ | 2366 |  |  |  | 266 | 266 | -0.157 | 0.0189 | 0 | 266.0189 | 0 | 0.11243 | 0.11243 | -6.6357e-05 | 7.9882e-06 | 0 | 0.11243 | 0 | Version 2026.2
Concrete (in-situ) | Concrete, 32 MPa | >25 MPa to ≤32 MPa | Concrete (in-situ), AN3220PU pre-mixed concrete (Aurora Construction Materials Epping Pty. Ltd.) (Australia) | Concrete_32MPa | Concrete_32MPa | 2025-08-15 | 2030-08-15 | Australia | EPD-IES-0021718:001 | Version 1 | EPD Australasia |  | m³ | 2326 |  |  |  | 269 | 269 | -0.161 | 0.0211 | 0 | 269.0211 | 0 | 0.11565 | 0.11565 | -6.9218e-05 | 9.0714e-06 | 0 | 0.11566 | 0 | Version 2026.2
Concrete (in-situ) | Concrete, 40 MPa | >32 MPa to ≤40 MPa | Concrete (in-situ), GE401XA42 (Heidelberg Materials Australia Pty Ltd) (Australia) | Concrete_40MPa | Concrete_40MPa | 2025-01-31 | 2030-01-31 | Australia | EPD-IES-0018825:001 | Version 1 | EPD Australasia |  | m³ | 2327.7 |  |  |  | 281 | 281 | 0.171 | 0.0549 | 0 | 281.2259 | 0 | 0.12072 | 0.12072 | 7.3463e-05 | 2.3586e-05 | 0 | 0.12082 | 0 | Version 2026.2
Concrete (in-situ) | Concrete, 50 MPa | >40 MPa to ≤50 MPa | Concrete (in-situ), Premix Concrete – C50MPa Mix SP SG (Piave Premix Concrete Pty Ltd) (Australia) | Concrete_50MPa | Concrete_50MPa | 2025-03-31 | 2030-03-31 | Australia | EPD-IES-23036 | Version 35 | EPD Australasia |  | m³ | 2425 |  |  |  | 281 | 281 | 0 | 0 | 0 | 281 | 0 | 0.11588 | 0.11588 | 0 | 0 | 0 | 0.11588 | 0 | Version 2026.2
Concrete (in-situ) | Concrete, 40 MPa | >32 MPa to ≤40 MPa | Concrete (in-situ), WA – Mid West – ECOPact – WE402E1 (Holcim (Australia) Pty Ltd) (Australia) | Concrete_40MPa | Concrete_40MPa | 2025-03-24 | 2030-03-24 | Australia | EPD-IES-0014369:001 |  | EPD Australasia |  | m³ | 2400 |  |  |  | 281 | 280 | 0.97 | 0.0243 | 0 | 280.9943 | 0 | 0.11708 | 0.11667 | 0.00040417 | 1.0125e-05 | 0 | 0.11708 | 0 | Version 2026.2
Concrete (in-situ) | Concrete, 65 MPa | >50 MPa to ≤65 MPa | Concrete (in-situ), VIC - Melbourne Metro - ECOPact- VE654EAV (Holcim (Australia) Pty Ltd) (Australia) | Concrete_65MPa | Concrete_65MPa | 2025-04-15 | 2030-04-15 | Australia | EPD-IES-20425:001 |  | EPD Australasia |  | m³ | 2400 |  |  |  | 281 | 280 | 0.622 | 0.0833 | 0 | 280.7053 | 0 | 0.11708 | 0.11667 | 0.00025917 | 3.4708e-05 | 0 | 0.11696 | 0 | Version 2026.2
Concrete (in-situ) | Concrete, 32 MPa | >25 MPa to ≤32 MPa | Concrete (in-situ), VIC - Melbourne - Geostone- VX321LNR (Holcim (Australia) Pty Ltd) (Australia) | Concrete_32MPa | Concrete_32MPa | 2025-04-22 | 2030-04-22 | Australia | EPD-IES-21848:001 |  | EPD Australasia |  | m³ | 2400 |  |  |  | 281 | 280 | 0.858 | 0.117 | 0 | 280.975 | 0 | 0.11708 | 0.11667 | 0.0003575 | 4.875e-05 | 0 | 0.11707 | 0 | Version 2026.2
Concrete (in-situ) | Concrete, 65 MPa | >50 MPa to ≤65 MPa | Concrete (in-situ), VIC - Melbourne Metro - ECOPact- VE652EAV (Holcim (Australia) Pty Ltd) (Australia) | Concrete_65MPa | Concrete_65MPa | 2025-04-15 | 2030-04-15 | Australia | EPD-IES-20426:001 |  | EPD Australasia |  | m³ | 2400 |  |  |  | 281 | 280 | 0.622 | 0.0833 | 0 | 280.7053 | 0 | 0.11708 | 0.11667 | 0.00025917 | 3.4708e-05 | 0 | 0.11696 | 0 | Version 2026.2
Concrete (in-situ) | Concrete, 50 MPa | >40 MPa to ≤50 MPa | Concrete (in-situ), Post-tensioned 50 MPa (22 MPa @ 4 days) ECOTERA (Heidelberg Materials Australia Pty Ltd) (Australia) | Concrete_50MPa | Concrete_50MPa | 2025-01-28 | 2030-01-28 | Australia | EPD-IES-0011860:001 | Version 1 | EPD Australasia |  | m³ | 2400 |  |  |  | 281.8 | 279 | 0.0698 | 0.0354 | 0 | 279.1052 | 0 | 0.11742 | 0.11625 | 2.9083e-05 | 1.475e-05 | 0 | 0.11629 | 0 | Version 2026.2
Concrete (in-situ) | Concrete, 40 MPa | >32 MPa to ≤40 MPa | Concrete (in-situ), GS LCT40G40 40 MPa (LCT40G40) ready-mixed concrete (Elvin Group (ACT) Pty Ltd) (Australia) | Concrete_40MPa | Concrete_40MPa | 2025-03-07 | 2030-03-07 | Australia | EPD-IES-0019663:001 | Version 1 | EPD Australasia |  | m³ | 2380 |  |  |  | 282 | 282 | 0.205 | 0.048 | 0 | 282.253 | 0 | 0.11849 | 0.11849 | 8.6134e-05 | 2.0168e-05 | 0 | 0.11859 | 0 | Version 2026.2
Concrete (in-situ) | Concrete, 32 MPa | >25 MPa to ≤32 MPa | Concrete (in-situ), QLD – Sunshine Coast – ECOPact – QE322E100 (Holcim (Australia) Pty Ltd) (Australia) | Concrete_32MPa | Concrete_32MPa | 2025-06-13 | 2030-06-13 | Australia | EPD-IES-0023453:001 |  | EPD Australasia |  | m³ | 2400 |  |  |  | 282 | 281 | 0.985 | 0.0215 | 0 | 282.0065 | 0 | 0.1175 | 0.11708 | 0.00041042 | 8.9583e-06 | 0 | 0.1175 | 0 | Version 2026.2
Concrete (in-situ) | Concrete, 40 MPa | >32 MPa to ≤40 MPa | Concrete (in-situ), QLD - Acacia Ridge - Climate Active - QZ402PT2 (Holcim (Australia) Pty Ltd) (Australia) | Concrete_40MPa | Concrete_40MPa | 2025-04-17 | 2030-04-17 | Australia | EPD-IES-20742:001 |  | EPD Australasia |  | m³ | 2400 |  |  |  | 282 | 281 | 0.985 | 0.0215 | 0 | 282.0065 | 0 | 0.1175 | 0.11708 | 0.00041042 | 8.9583e-06 | 0 | 0.1175 | 0 | Version 2026.2
Concrete (in-situ) | Concrete, ? MPa, | Not used | Concrete (in-situ), Ready-mix concrete (Holcim (Australia) Pty Ltd) (Australia) |  |  | 2025-05-19 | 2030-05-19 | Australia | EPD-IES-0021993:001 | Version 1 | EPD Australasia |  | m³ | 2400 |  |  |  | 147 | 147 | 0.142 | 0.0263 | 0 | 147.1683 | 0 | 0.06125 | 0.06125 | 5.9167e-05 | 1.0958e-05 | 0 | 0.06132 | 0 | Version 2026.2
Concrete (in-situ) | Concrete, ? MPa, | Not used | Concrete (in-situ), Ready-mix concrete (Holcim (Australia) Pty Ltd) (Australia) |  |  | 2025-05-19 | 2030-05-19 | Australia | EPD-IES-0021993:001 | Version 1 | EPD Australasia |  | m³ | 2400 |  |  |  | 147 | 147 | 0.142 | 0.0263 | 0 | 147.1683 | 0 | 0.06125 | 0.06125 | 5.9167e-05 | 1.0958e-05 | 0 | 0.06132 | 0 | Version 2026.2
Concrete (in-situ) | Concrete, 50 MPa | >40 MPa to ≤50 MPa | Concrete (in-situ), VIC - Melbourne Metro - ECOPact- VE502A202 (Holcim (Australia) Pty Ltd) (Australia) | Concrete_50MPa | Concrete_50MPa | 2025-04-15 | 2030-04-15 | Australia | EPD-IES-20496:001 |  | EPD Australasia |  | m³ | 2400 |  |  |  | 282 | 281 | 0.717 | 0.0896 | 0 | 281.8066 | 0 | 0.1175 | 0.11708 | 0.00029875 | 3.7333e-05 | 0 | 0.11742 | 0 | Version 2026.2
Concrete (in-situ) | Concrete, 50 MPa | >40 MPa to ≤50 MPa | Concrete (in-situ), SA - ADLC - ECOPact Mixes- SE502EHES (Holcim (Australia) Pty Ltd) (Australia) | Concrete_50MPa | Concrete_50MPa | 2025-05-23 | 2030-05-23 | Australia | EPD-IES-22103:001 |  | EPD Australasia |  | m³ | 2400 |  |  |  | 282 | 281 | 0.353 | 1.2 | 0 | 282.553 | 0 | 0.1175 | 0.11708 | 0.00014708 | 0.0005 | 0 | 0.11773 | 0 | Version 2026.2
Concrete (in-situ) | Concrete, 40 MPa | >32 MPa to ≤40 MPa | Concrete (in-situ), QLD - Murarrie - Climate Active - QZ402PT2 (Holcim (Australia) Pty Ltd) (Australia) | Concrete_40MPa | Concrete_40MPa | 2025-04-17 | 2030-04-17 | Australia | EPD-IES-20746:001 |  | EPD Australasia |  | m³ | 2400 |  |  |  | 282 | 281 | 0.985 | 0.0215 | 0 | 282.0065 | 0 | 0.1175 | 0.11708 | 0.00041042 | 8.9583e-06 | 0 | 0.1175 | 0 | Version 2026.2
Concrete (in-situ) | Concrete, 50 MPa | >40 MPa to ≤50 MPa | Concrete (in-situ), SA - ADLC - ECOPact Mixes- SE501EHES (Holcim (Australia) Pty Ltd) (Australia) | Concrete_50MPa | Concrete_50MPa | 2025-05-23 | 2030-05-23 | Australia | EPD-IES-22102:001 |  | EPD Australasia |  | m³ | 2400 |  |  |  | 282 | 281 | 0.353 | 1.2 | 0 | 282.553 | 0 | 0.1175 | 0.11708 | 0.00014708 | 0.0005 | 0 | 0.11773 | 0 | Version 2026.2
Concrete (in-situ) | Concrete, 50 MPa | >40 MPa to ≤50 MPa | Concrete (in-situ), QLD – Sunshine Coast – ECOPact – QE501E550 (Holcim (Australia) Pty Ltd) (Australia) | Concrete_50MPa | Concrete_50MPa | 2025-06-13 | 2030-06-13 | Australia | EPD-IES-0023505:001 |  | EPD Australasia |  | m³ | 2400 |  |  |  | 282 | 281 | 0.844 | 0.0199 | 0 | 281.8639 | 0 | 0.1175 | 0.11708 | 0.00035167 | 8.2917e-06 | 0 | 0.11744 | 0 | Version 2026.2
Concrete (in-situ) | Concrete, 32 MPa | >25 MPa to ≤32 MPa | Concrete (in-situ), SLABMASTA/PMP 32MPa (Heidelberg Materials Australia Pty Ltd) (Australia) | Concrete_32MPa | Concrete_32MPa | 2025-05-02 | 2030-05-02 | Australia | EPD-IES-0018945:001 | Version 1 | EPD Australasia |  | m³ | 2378 |  |  |  | 283 | 281 | 3.62 | 0.0684 | 0 | 284.6884 | 0 | 0.11901 | 0.11817 | 0.0015223 | 2.8764e-05 | 0 | 0.11972 | 0 | Version 2026.2
Concrete (in-situ) | Concrete, 50 MPa | >40 MPa to ≤50 MPa | Concrete (in-situ), SA - ADLC - ECOPact Mixes- SE501EPSW (Holcim (Australia) Pty Ltd) (Australia) | Concrete_50MPa | Concrete_50MPa | 2025-05-23 | 2030-05-23 | Australia | EPD-IES-22104:001 |  | EPD Australasia |  | m³ | 2400 |  |  |  | 283 | 281 | 0.351 | 1.2 | 0 | 282.551 | 0 | 0.11792 | 0.11708 | 0.00014625 | 0.0005 | 0 | 0.11773 | 0 | Version 2026.2
Concrete (in-situ) | Concrete, 40 MPa | >32 MPa to ≤40 MPa | Concrete (in-situ), WA – Perth Metro – ECOPact – WE404WE12 (Holcim (Australia) Pty Ltd) (Australia) | Concrete_40MPa | Concrete_40MPa | 2025-05-27 | 2030-05-27 | Australia | EPD-IES-0023343:001 |  | EPD Australasia |  | m³ | 2400 |  |  |  | 283 | 282 | 0.98 | 0.0297 | 0 | 283.0097 | 0 | 0.11792 | 0.1175 | 0.00040833 | 1.2375e-05 | 0 | 0.11792 | 0 | Version 2026.2
Concrete (in-situ) | Concrete, 32 MPa | >25 MPa to ≤32 MPa | Concrete (in-situ), AN3214LP pre-mixed concrete (Aurora Construction Materials Epping Pty Ltd) (Australia) | Concrete_32MPa | Concrete_32MPa | 2025-08-15 | 2030-08-15 | Australia | EPD-IES-0021745:001 | Version 1 | EPD Australasia |  | m³ | 2286 |  |  |  | 284 | 284 | 0.192 | 0.0132 | 0 | 284.2052 | 0 | 0.12423 | 0.12423 | 8.399e-05 | 5.7743e-06 | 0 | 0.12432 | 0 | Version 2026.2
Concrete (in-situ) | Concrete, 32 MPa | >25 MPa to ≤32 MPa | Concrete (in-situ), N32NS20H100 concrete manufactured at Wagga Wagga (E.B. Mawson & Sons Pty Ltd) (Australia) | Concrete_32MPa | Concrete_32MPa | 2025-05-20 | 2030-05-20 | Australia | EPD-IES-0018487:001 | Version 1 | EPD Australasia |  | m³ | 2267 |  |  |  | 284 | 284 | 0.308 | 0.00117 | 0 | 284.3092 | 0 | 0.12528 | 0.12528 | 0.00013586 | 5.161e-07 | 0 | 0.12541 | 0 | Version 2026.2
Concrete (in-situ) | Concrete, 40 MPa | >32 MPa to ≤40 MPa | Concrete (in-situ), Post-tensioned 40 MPa (25 MPa @ 3 days) ECOTERA (Heidelberg Materials Australia Pty Ltd) (Australia) | Concrete_40MPa | Concrete_40MPa | 2025-01-28 | 2030-01-28 | Australia | EPD-IES-0011838:001 | Version 1 | EPD Australasia |  | m³ | 2427.1 |  |  |  | 284 | 284 | 0.0856 | 0.0341 | 0 | 284.1197 | 0 | 0.11701 | 0.11701 | 3.5268e-05 | 1.405e-05 | 0 | 0.11706 | 0 | Version 2026.2
Concrete (in-situ) | Concrete, 40 MPa | >32 MPa to ≤40 MPa | Concrete (in-situ), Post-tensioned 40 MPa (25 MPa @ 3 days) HySustain (Hymix Australia Pty Ltd) (Australia) | Concrete_40MPa | Concrete_40MPa | 2025-01-28 | 2030-01-28 | Australia | EPD-IES-0016947:001 | Version 1 | EPD Australasia |  | m³ | 2427.1 |  |  |  | 284 | 284 | 0.0856 | 0.0341 | 0 | 284.1197 | 0 | 0.11701 | 0.11701 | 3.5268e-05 | 1.405e-05 | 0 | 0.11706 | 0 | Version 2026.2
Concrete (in-situ) | Concrete, 40 MPa | >32 MPa to ≤40 MPa | Concrete (in-situ), Premix Concrete - C40MPa SP SG (Piave Premix Concrete Pty Ltd) (Australia) | Concrete_40MPa | Concrete_40MPa | 2025-03-31 | 2030-03-31 | Australia | EPD-IES-23035 | Version 22 | EPD Australasia |  | m³ | 2400 |  |  |  | 284 | 284 | 0 | 0 | 0 | 284 | 0 | 0.11833 | 0.11833 | 0 | 0 | 0 | 0.11833 | 0 | Version 2026.2
Concrete (in-situ) | Concrete, 65 MPa | >50 MPa to ≤65 MPa | Concrete (in-situ), GS LCHP60HPX65 65 MPa (Elvin Group (ACT) Pty Ltd) (Australia) | Concrete_65MPa | Concrete_65MPa | 2025-03-07 | 2030-03-07 | Australia | EPD-IES-0019711:001 | Version 1 | EPD Australasia |  | m³ | 2320 |  |  |  | 298 | 298 | 0.165 | 0.0543 | 0 | 298.2193 | 0 | 0.12845 | 0.12845 | 7.1121e-05 | 2.3405e-05 | 0 | 0.12854 | 0 | Version 2026.2
Concrete (in-situ) | Concrete, 20 MPa | >10 MPa to ≤20 MPa | Concrete (in-situ), QLD – Sunshine Coast – ECOPact – QE201L (Holcim (Australia) Pty Ltd) (Australia) | Concrete_20MPa | Concrete_20MPa | 2025-06-13 | 2030-06-13 | Australia | EPD-IES-0023461:001 |  | EPD Australasia |  | m³ | 2400 |  |  |  | 284 | 283 | 0.945 | 0.0189 | 0 | 283.9639 | 0 | 0.11833 | 0.11792 | 0.00039375 | 7.875e-06 | 0 | 0.11832 | 0 | Version 2026.2
Concrete (in-situ) | Concrete, 50 MPa | >40 MPa to ≤50 MPa | Concrete (in-situ), SA - ADLC - ECOPact Mixes- SE502AW40 (Holcim (Australia) Pty Ltd) (Australia) | Concrete_50MPa | Concrete_50MPa | 2025-05-23 | 2030-05-23 | Australia | EPD-IES-22167:001 |  | EPD Australasia |  | m³ | 2400 |  |  |  | 284 | 282 | 0.357 | 1.21 | 0 | 283.567 | 0 | 0.11833 | 0.1175 | 0.00014875 | 0.00050417 | 0 | 0.11815 | 0 | Version 2026.2
Concrete (in-situ) | Concrete, 50 MPa | >40 MPa to ≤50 MPa | Concrete (in-situ), Climate Active – QLD - Southport - QZ501E200 (Holcim (Australia) Pty Ltd) (Australia) | Concrete_50MPa | Concrete_50MPa | 2025-04-17 | 2030-04-17 | Australia | EPD-IES-0020751:001 |  | EPD Australasia |  | m³ | 2400 |  |  |  | 284 | 283 | 0.945 | 0.0189 | 0 | 283.9639 | 0 | 0.11833 | 0.11792 | 0.00039375 | 7.875e-06 | 0 | 0.11832 | 0 | Version 2026.2
Concrete (in-situ) | Concrete, 50 MPa | >40 MPa to ≤50 MPa | Concrete (in-situ), QLD - Tweed - Climate Active - QZ501E200 (Holcim (Australia) Pty Ltd) (Australia) | Concrete_50MPa | Concrete_50MPa | 2025-04-17 | 2030-04-17 | Australia | EPD-IES-20752:001 |  | EPD Australasia |  | m³ | 2400 |  |  |  | 284 | 283 | 0.937 | 0.0188 | 0 | 283.9558 | 0 | 0.11833 | 0.11792 | 0.00039042 | 7.8333e-06 | 0 | 0.11831 | 0 | Version 2026.2
Concrete (in-situ) | Concrete, 50 MPa | >40 MPa to ≤50 MPa | Concrete (in-situ), QLD - Burleigh - Climate Active - QZ501E200 (Holcim (Australia) Pty Ltd) (Australia) | Concrete_50MPa | Concrete_50MPa | 2025-04-17 | 2030-04-17 | Australia | EPD-IES-20753:001 |  | EPD Australasia |  | m³ | 2400 |  |  |  | 284 | 283 | 0.945 | 0.0189 | 0 | 283.9639 | 0 | 0.11833 | 0.11792 | 0.00039375 | 7.875e-06 | 0 | 0.11832 | 0 | Version 2026.2
Concrete (in-situ) | Concrete, 40 MPa | >32 MPa to ≤40 MPa | Concrete (in-situ), WA - Southwest - ECOPact - WE402E2 (Holcim (Australia) Pty Ltd) (Australia) | Concrete_40MPa | Concrete_40MPa | 2025-05-19 | 2030-05-19 | Australia | EPD-IES-21995:001 |  | EPD Australasia |  | m³ | 2400 |  |  |  | 284 | 283 | 0.98 | 0.0248 | 0 | 284.0048 | 0 | 0.11833 | 0.11792 | 0.00040833 | 1.0333e-05 | 0 | 0.11834 | 0 | Version 2026.2
Concrete (in-situ) | Concrete, 40 MPa | >32 MPa to ≤40 MPa | Concrete (in-situ), WA - Southwest - ECOPact - WE402E4 (Holcim (Australia) Pty Ltd) (Australia) | Concrete_40MPa | Concrete_40MPa | 2025-05-19 | 2030-05-19 | Australia | EPD-IES-0021996:001 |  | EPD Australasia |  | m³ | 2400 |  |  |  | 284 | 283 | 0.98 | 0.0248 | 0 | 284.0048 | 0 | 0.11833 | 0.11792 | 0.00040833 | 1.0333e-05 | 0 | 0.11834 | 0 | Version 2026.2
Concrete (in-situ) | Concrete, 50 MPa | >40 MPa to ≤50 MPa | Concrete (in-situ), SA - ADLC - ECOPact Mixes- SE501ASWL (Holcim (Australia) Pty Ltd) (Australia) | Concrete_50MPa | Concrete_50MPa | 2025-05-23 | 2030-05-23 | Australia | EPD-IES-22120:001 |  | EPD Australasia |  | m³ | 2400 |  |  |  | 284 | 282 | 0.351 | 1.21 | 0 | 283.561 | 0 | 0.11833 | 0.1175 | 0.00014625 | 0.00050417 | 0 | 0.11815 | 0 | Version 2026.2
Concrete (in-situ) | Concrete, 50 MPa | >40 MPa to ≤50 MPa | Concrete (in-situ), SA - ADLC - ECOPact Mixes- SE502AW40 (Holcim (Australia) Pty Ltd) (Australia) | Concrete_50MPa | Concrete_50MPa | 2025-05-23 | 2030-05-23 | Australia | EPD-IES-22167:001 |  | EPD Australasia |  | m³ | 2400 |  |  |  | 284 | 282 | 0.357 | 1.21 | 0 | 283.567 | 0 | 0.11833 | 0.1175 | 0.00014875 | 0.00050417 | 0 | 0.11815 | 0 | Version 2026.2
Concrete (in-situ) | Concrete, 65 MPa | >50 MPa to ≤65 MPa | Concrete (in-situ), VIC - Laverton - Climate Active - VZ652E5 (Holcim (Australia) Pty Ltd) (Australia) | Concrete_65MPa | Concrete_65MPa | 2025-04-17 | 2030-04-17 | Australia | EPD-IES-20786:001 |  | EPD Australasia |  | m³ | 2400 |  |  |  | 284 | 284 | 0.0445 | 0.0191 | 0 | 284.0636 | 0 | 0.11833 | 0.11833 | 1.8542e-05 | 7.9583e-06 | 0 | 0.11836 | 0 | Version 2026.2
Concrete (in-situ) | Concrete, 40 MPa | >32 MPa to ≤40 MPa | Concrete (in-situ), ZZP40AR62 (Heidelberg Materials Australia Pty Ltd) (Australia) | Concrete_40MPa | Concrete_40MPa | 2025-01-31 | 2030-01-31 | Australia | EPD-IES-0018834:001 | Version 1 | EPD Australasia |  | m³ | 2357.1 |  |  |  | 285 | 285 | 0.121 | 0.0487 | 0 | 285.1697 | 0 | 0.12091 | 0.12091 | 5.1334e-05 | 2.0661e-05 | 0 | 0.12098 | 0 | Version 2026.2
Concrete (in-situ) | Concrete, 50 MPa | >40 MPa to ≤50 MPa | Concrete (in-situ), VIC – Melbourne Metro – ECOPact – VE504EPT2 (Holcim (Australia) Pty Ltd) (Australia) | Concrete_50MPa | Concrete_50MPa | 2025-04-15 | 2030-04-15 | Australia | EPD-IES-0020590:001 |  | EPD Australasia |  | m³ | 2400 |  |  |  | 285 | 284 | 0.636 | 0.0901 | 0 | 284.7261 | 0 | 0.11875 | 0.11833 | 0.000265 | 3.7542e-05 | 0 | 0.11864 | 0 | Version 2026.2
Concrete (in-situ) | Concrete, 40 MPa | >32 MPa to ≤40 MPa | Concrete (in-situ), NSW - Sydney - ECOPact - NE402PT2 (Holcim (Australia) Pty Ltd) (Australia) | Concrete_40MPa | Concrete_40MPa | 2025-05-28 | 2030-05-28 | Australia | EPD-IES-23394:001 |  | EPD Australasia |  | m³ | 2400 |  |  |  | 285 | 285 | 0.147 | 0.0276 | 0 | 285.1746 | 0 | 0.11875 | 0.11875 | 6.125e-05 | 1.15e-05 | 0 | 0.11882 | 0 | Version 2026.2
Concrete (in-situ) | Concrete, 40 MPa | >32 MPa to ≤40 MPa | Concrete (in-situ), N40PR20H083 concrete manufactured at Hay for Project EnergyConnect (E.B. Mawson & Sons Pty Ltd) (Australia) | Concrete_40MPa | Concrete_40MPa | 2025-05-20 | 2030-05-20 | Australia | EPD-IES-0018466:001 | Version 1 | EPD Australasia |  | m³ | 2463 |  |  |  | 286 | 285 | 0.332 | 0.00145 | 0 | 285.3334 | 0 | 0.11612 | 0.11571 | 0.00013479 | 5.8871e-07 | 0 | 0.11585 | 0 | Version 2026.2
Concrete (in-situ) | Concrete, 40 MPa | >32 MPa to ≤40 MPa | Concrete (in-situ), GS LCHP50HPX40 40 MPa (LCHP50HPX40) (Elvin Group (ACT) Pty Ltd) (Australia) | Concrete_40MPa | Concrete_40MPa | 2025-03-07 | 2030-03-07 | Australia | EPD-IES-0019705:001 | Version 1 | EPD Australasia |  | m³ | 2330 |  |  |  | 286 | 286 | 0.0559 | 0.0372 | 0 | 286.0931 | 0 | 0.12275 | 0.12275 | 2.3991e-05 | 1.5966e-05 | 0 | 0.12279 | 0 | Version 2026.2
Concrete (in-situ) | Concrete, 32 MPa | >25 MPa to ≤32 MPa | Concrete (in-situ), GS322AP2 (32MPa Greenstar 2) concrete (Gunlake Concrete NSW Pty Ltd) (Australia) | Concrete_32MPa | Concrete_32MPa | 2025-11-28 | 2030-11-27 | Australia | EPD-IES-0026302:001 | Version 1 | EPD Australasia |  | m³ | 2334 |  |  |  | 286 | 286 | 0.0871 | 0.00293 | 0 | 286.09 | 0 | 0.12254 | 0.12254 | 3.7318e-05 | 1.2554e-06 | 0 | 0.12257 | 0 | Version 2026.2
Concrete (in-situ) | Concrete, 32 MPa | >25 MPa to ≤32 MPa | Concrete (in-situ), KERB MACHINE-PLACED 32MPA (Heidelberg Materials Australia Pty Ltd) (Australia) | Concrete_32MPa | Concrete_32MPa | 2025-05-02 | 2030-05-02 | Australia | EPD-IES-0018928:001 | Version 1 | EPD Australasia |  | m³ | 2306 |  |  |  | 286 | 284 | 3.63 | 0.0695 | 0 | 287.6995 | 0 | 0.12402 | 0.12316 | 0.0015742 | 3.0139e-05 | 0 | 0.12476 | 0 | Version 2026.2
Concrete (in-situ) | Concrete, 25 MPa | >20 MPa to ≤25 MPa | Concrete (in-situ), Climate Active – NSW - Taree (Blackhead) - NE252L290 (Holcim (Australia) Pty Ltd) (Australia) | Concrete_25MPa | Concrete_25MPa | 2025-04-17 | 2030-04-17 | Australia | EPD-IES-0020616:001 | Version 1 | EPD Australasia |  | m³ | 2400 |  |  |  | 287 | 287 | 0.0375 | 0.0311 | 0 | 287.0686 | 0 | 0.11958 | 0.11958 | 1.5625e-05 | 1.2958e-05 | 0 | 0.11961 | 0 | Version 2026.2
Concrete (in-situ) | Concrete, 40 MPa | >32 MPa to ≤40 MPa | Concrete (in-situ), L40PR14K192 concrete manufactured at Balranald (E.B. Mawson & Sons Pty Ltd) (Australia) | Concrete_40MPa | Concrete_40MPa | 2025-05-20 | 2030-05-20 | Australia | EPD-IES-0018435:001 | Version 1 | EPD Australasia |  | m³ | 2342 |  |  |  | 287 | 287 | 0.182 | 0.00208 | 0 | 287.1841 | 0 | 0.12254 | 0.12254 | 7.7711e-05 | 8.8813e-07 | 0 | 0.12262 | 0 | Version 2026.2
Concrete (in-situ) | Concrete, 40 MPa | >32 MPa to ≤40 MPa | Concrete (in-situ), N40PR20K110 concrete manufactured at Mildura (E.B. Mawson & Sons Pty Ltd) (Australia) | Concrete_40MPa | Concrete_40MPa | 2025-05-20 | 2030-05-20 | Australia | EPD-IES-0018479:001 | Version 1 | EPD Australasia |  | m³ | 2355 |  |  |  | 287 | 287 | 0.0973 | 0.000968 | 0 | 287.0983 | 0 | 0.12187 | 0.12187 | 4.1316e-05 | 4.1104e-07 | 0 | 0.12191 | 0 | Version 2026.2
Concrete (in-situ) | Concrete, 50 MPa | >40 MPa to ≤50 MPa | Concrete (in-situ), LCHP50SCC50 50 MPa (LCHP50SCC50) (Elvin Group (ACT) Pty Ltd) (Australia) | Concrete_50MPa | Concrete_50MPa | 2025-06-20 | 2030-06-20 | Australia | EPD-IES-0024551:001 | Version 1 | EPD Australasia |  | m³ | 2380 |  |  |  | 287 | 287 | 0.14 | 0.0484 | 0 | 287.1884 | 0 | 0.12059 | 0.12059 | 5.8824e-05 | 2.0336e-05 | 0 | 0.12067 | 0 | Version 2026.2
Concrete (in-situ) | Concrete, 50 MPa | >40 MPa to ≤50 MPa | Concrete (in-situ), Post-tensioned 50 MPa (22 MPa @ 3 days) ECOTERA (Heidelberg Materials Australia Pty Ltd) (Australia) | Concrete_50MPa | Concrete_50MPa | 2025-01-28 | 2030-01-28 | Australia | EPD-IES-0011841:001 | Version 1 | EPD Australasia |  | m³ | 2437 |  |  |  | 287 | 285 | 0.0743 | 0.0355 | 0 | 285.1098 | 0 | 0.11777 | 0.11695 | 3.0488e-05 | 1.4567e-05 | 0 | 0.11699 | 0 | Version 2026.2
Concrete (in-situ) | Concrete, 25 MPa | >20 MPa to ≤25 MPa | Concrete (in-situ), COREMASTA 25MPA (Heidelberg Materials Australia Pty Ltd) (Australia) | Concrete_25MPa | Concrete_25MPa | 2025-05-02 | 2030-05-02 | Australia | EPD-IES-0018888:001 | Version 1 | EPD Australasia |  | m³ | 2304.3 |  |  |  | 287 | 284 | 3.66 | 0.0688 | 0 | 287.7288 | 0 | 0.12455 | 0.12325 | 0.0015883 | 2.9857e-05 | 0 | 0.12487 | 0 | Version 2026.2
Concrete (in-situ) | Concrete, 50 MPa | >40 MPa to ≤50 MPa | Concrete (in-situ), Post-tensioned 50 MPa (22 MPa @ 3 days) HySustain (Hymix Australia Pty Ltd) (Australia) | Concrete_50MPa | Concrete_50MPa | 2025-01-28 | 2030-01-28 | Australia | EPD-IES-0016994:001 | Version 1 | EPD Australasia |  | m³ | 2437 |  |  |  | 287 | 285 | 0.0743 | 0.0355 | 0 | 285.1098 | 0 | 0.11777 | 0.11695 | 3.0488e-05 | 1.4567e-05 | 0 | 0.11699 | 0 | Version 2026.2
Concrete (in-situ) | Concrete, 40 MPa | >32 MPa to ≤40 MPa | Concrete (in-situ), Climate Active – NSW - Brunswick Heads - NZ401L (Holcim (Australia) Pty Ltd) (Australia) | Concrete_40MPa | Concrete_40MPa | 2025-04-17 | 2030-04-17 | Australia | EPD-IES-0020662:001 |  | EPD Australasia |  | m³ | 2400 |  |  |  | 287 | 286 | 0.922 | 0.0281 | 0 | 286.9501 | 0 | 0.11958 | 0.11917 | 0.00038417 | 1.1708e-05 | 0 | 0.11956 | 0 | Version 2026.2
Concrete (in-situ) | Concrete, 40 MPa | >32 MPa to ≤40 MPa | Concrete (in-situ), QLD – Brisbane – ECOPact – QE402EA04 (Holcim (Australia) Pty Ltd) (Australia) | Concrete_40MPa | Concrete_40MPa | 2025-05-13 | 2030-05-13 | Australia | EPD-IES-0021956:001 |  | EPD Australasia |  | m³ | 2400 |  |  |  | 287 | 285 | 1.05 | 0.0277 | 0 | 286.0777 | 0 | 0.11958 | 0.11875 | 0.0004375 | 1.1542e-05 | 0 | 0.1192 | 0 | Version 2026.2
Concrete (in-situ) | Concrete, 40 MPa | >32 MPa to ≤40 MPa | Concrete (in-situ), VIC - North East Link Project - Spark - VS401NSR4 (Holcim (Australia) Pty Ltd) (Australia) | Concrete_40MPa | Concrete_40MPa | 2025-03-04 | 2030-03-04 | Australia | EPD-IES-18489:001 |  | EPD Australasia |  | m³ | 2400 |  |  |  | 287 | 286 | 0.693 | 0.0843 | 0 | 286.7773 | 0 | 0.11958 | 0.11917 | 0.00028875 | 3.5125e-05 | 0 | 0.11949 | 0 | Version 2026.2
Concrete (in-situ) | Concrete, ? MPa, | Not used | Concrete (in-situ), Ready-mix concrete (Holcim (Australia) Pty Ltd) (Australia) |  |  | 2025-05-19 | 2030-05-19 | Australia | EPD-IES-0021993:001 | Version 1 | EPD Australasia |  | m³ | 2400 |  |  |  | 147 | 147 | 0.142 | 0.0263 | 0 | 147.1683 | 0 | 0.06125 | 0.06125 | 5.9167e-05 | 1.0958e-05 | 0 | 0.06132 | 0 | Version 2026.2
Concrete (in-situ) | Concrete, 40 MPa | >32 MPa to ≤40 MPa | Concrete (in-situ), WA - Mid West - ECOPact- WE404E1 (Holcim (Australia) Pty Ltd) (Australia) | Concrete_40MPa | Concrete_40MPa | 2025-03-24 | 2030-03-24 | Australia | EPD-IES-14368:001 |  | EPD Australasia |  | m³ | 2400 |  |  |  | 287 | 286 | 0.993 | 0.0248 | 0 | 287.0178 | 0 | 0.11958 | 0.11917 | 0.00041375 | 1.0333e-05 | 0 | 0.11959 | 0 | Version 2026.2
Concrete (in-situ) | Concrete, 40 MPa | >32 MPa to ≤40 MPa | Concrete (in-situ), L40PR20H194 concrete manufactured at Coleambally (E.B. Mawson & Sons Pty Ltd) (Australia) | Concrete_40MPa | Concrete_40MPa | 2025-05-20 | 2030-05-20 | Australia | EPD-IES-0018443:001 | Version 1 | EPD Australasia |  | m³ | 2330 |  |  |  | 288 | 287 | 0.42 | 0.00249 | 0 | 287.4225 | 0 | 0.12361 | 0.12318 | 0.00018026 | 1.0687e-06 | 0 | 0.12336 | 0 | Version 2026.2
Concrete (in-situ) | Concrete, 40 MPa | >32 MPa to ≤40 MPa | Concrete (in-situ), L40PR20J193 concrete manufactured at Hay for Project EnergyConnect (E.B. Mawson & Sons Pty Ltd) (Australia) | Concrete_40MPa | Concrete_40MPa | 2025-05-20 | 2030-05-20 | Australia | EPD-IES-0018463:001 | Version 1 | EPD Australasia |  | m³ | 2495 |  |  |  | 288 | 287 | 0.414 | 0.00249 | 0 | 287.4165 | 0 | 0.11543 | 0.11503 | 0.00016593 | 9.98e-07 | 0 | 0.1152 | 0 | Version 2026.2
Concrete (in-situ) | Concrete, 40 MPa | >32 MPa to ≤40 MPa | Concrete (in-situ), Western Suburbs Concrete CFA4010 I Pre-mix concrete (Western Suburbs Concrete (WSC) Pty Ltd) (Australia) | Concrete_40MPa | Concrete_40MPa | 2025-10-01 | 2030-09-30 | Australia | EPD-IES-0025481:001 | Version 1 | EPD Australasia |  | m³ | 2424 |  |  |  | 288 | 288 | 0.159 | 0.0307 | 0 | 288.1897 | 0 | 0.11881 | 0.11881 | 6.5594e-05 | 1.2665e-05 | 0 | 0.11889 | 0 | Version 2026.2
Concrete (in-situ) | Concrete, ? MPa, | Not used | Concrete (in-situ), Ready-mix concrete (Holcim (Australia) Pty Ltd) (Australia) |  |  | 2025-05-19 | 2030-05-19 | Australia | EPD-IES-0021993:001 | Version 1 | EPD Australasia |  | m³ | 2400 |  |  |  | 147 | 147 | 0.142 | 0.0263 | 0 | 147.1683 | 0 | 0.06125 | 0.06125 | 5.9167e-05 | 1.0958e-05 | 0 | 0.06132 | 0 | Version 2026.2
Concrete (in-situ) | Concrete, 32 MPa | >25 MPa to ≤32 MPa | Concrete (in-situ), Climate Active – NSW - Brunswick Heads - NZ321L (Holcim (Australia) Pty Ltd) (Australia) | Concrete_32MPa | Concrete_32MPa | 2025-04-17 | 2030-04-17 | Australia | EPD-IES-0020660:001 |  | EPD Australasia |  | m³ | 2400 |  |  |  | 288 | 288 | 0.0385 | 0.0352 | 0 | 288.0737 | 0 | 0.12 | 0.12 | 1.6042e-05 | 1.4667e-05 | 0 | 0.12003 | 0 | Version 2026.2
Concrete (in-situ) | Concrete, ? MPa, | Not used | Concrete (in-situ), Ready-mix concrete (Holcim (Australia) Pty Ltd) (Australia) |  |  | 2025-05-19 | 2030-05-19 | Australia | EPD-IES-0021993:001 | Version 1 | EPD Australasia |  | m³ | 2400 |  |  |  | 147 | 147 | 0.142 | 0.0263 | 0 | 147.1683 | 0 | 0.06125 | 0.06125 | 5.9167e-05 | 1.0958e-05 | 0 | 0.06132 | 0 | Version 2026.2
Concrete (in-situ) | Concrete, ? MPa, | Not used | Concrete (in-situ), Ready-mix concrete (Holcim (Australia) Pty Ltd) (Australia) |  |  | 2025-05-19 | 2030-05-19 | Australia | EPD-IES-0021993:001 | Version 1 | EPD Australasia |  | m³ | 2400 |  |  |  | 147 | 147 | 0.142 | 0.0263 | 0 | 147.1683 | 0 | 0.06125 | 0.06125 | 5.9167e-05 | 1.0958e-05 | 0 | 0.06132 | 0 | Version 2026.2
Concrete (in-situ) | Concrete, 40 MPa | >32 MPa to ≤40 MPa | Concrete (in-situ), WA - Southwest - ECOPact - WE401E2 (Holcim (Australia) Pty Ltd) (Australia) | Concrete_40MPa | Concrete_40MPa | 2025-05-19 | 2030-05-19 | Australia | EPD-IES-21991:001 |  | EPD Australasia |  | m³ | 2400 |  |  |  | 288 | 287 | 0.99 | 0.0249 | 0 | 288.0149 | 0 | 0.12 | 0.11958 | 0.0004125 | 1.0375e-05 | 0 | 0.12001 | 0 | Version 2026.2
Concrete (in-situ) | Concrete, 50 MPa | >40 MPa to ≤50 MPa | Concrete (in-situ), Climate Active – QLD - Wacol - QZ502EEZY (Holcim (Australia) Pty Ltd) (Australia) | Concrete_50MPa | Concrete_50MPa | 2025-04-17 | 2030-04-17 | Australia | EPD-IES-0020757:001 |  | EPD Australasia |  | m³ | 2400 |  |  |  | 288 | 288 | 0.0836 | 0.00031 | 0 | 288.0839 | 0 | 0.12 | 0.12 | 3.4833e-05 | 1.2917e-07 | 0 | 0.12003 | 0 | Version 2026.2
Concrete (in-situ) | Concrete, 40 MPa | >32 MPa to ≤40 MPa | Concrete (in-situ), WA - Southwest - ECOPact - WE401E4 (Holcim (Australia) Pty Ltd) (Australia) | Concrete_40MPa | Concrete_40MPa | 2025-05-19 | 2030-05-19 | Australia | EPD-IES-0021992:001 |  | EPD Australasia |  | m³ | 2400 |  |  |  | 288 | 287 | 0.99 | 0.0249 | 0 | 288.0149 | 0 | 0.12 | 0.11958 | 0.0004125 | 1.0375e-05 | 0 | 0.12001 | 0 | Version 2026.2
Concrete (in-situ) | Concrete, 40 MPa | >32 MPa to ≤40 MPa | Concrete (in-situ), Climate Active – QLD - Darra - QZ402PT2 (Holcim (Australia) Pty Ltd) (Australia) | Concrete_40MPa | Concrete_40MPa | 2025-04-17 | 2030-04-17 | Australia | EPD-IES-0020745:001 |  | EPD Australasia |  | m³ | 2400 |  |  |  | 289 | 288 | 0.983 | 0.022 | 0 | 289.005 | 0 | 0.12042 | 0.12 | 0.00040958 | 9.1667e-06 | 0 | 0.12042 | 0 | Version 2026.2
Concrete (in-situ) | Concrete, ? MPa, | Not used | Concrete (in-situ), Ready-mix concrete (Holcim (Australia) Pty Ltd) (Australia) |  |  | 2025-05-19 | 2030-05-19 | Australia | EPD-IES-0021993:001 | Version 1 | EPD Australasia |  | m³ | 2400 |  |  |  | 147 | 147 | 0.142 | 0.0263 | 0 | 147.1683 | 0 | 0.06125 | 0.06125 | 5.9167e-05 | 1.0958e-05 | 0 | 0.06132 | 0 | Version 2026.2
Concrete (in-situ) | Concrete, 50 MPa | >40 MPa to ≤50 MPa | Concrete (in-situ), SA - ADLC - ECOPact Mixes- SE502AFSW (Holcim (Australia) Pty Ltd) (Australia) | Concrete_50MPa | Concrete_50MPa | 2025-05-23 | 2030-05-23 | Australia | EPD-IES-22123:001 |  | EPD Australasia |  | m³ | 2400 |  |  |  | 289 | 288 | 0.066 | 1.21 | 0 | 289.276 | 0 | 0.12042 | 0.12 | 2.75e-05 | 0.00050417 | 0 | 0.12053 | 0 | Version 2026.2
Concrete (in-situ) | Concrete, 32 MPa | >25 MPa to ≤32 MPa | Concrete (in-situ), AN3214LP pre-mixed concrete (Aurora Construction Materials Epping Pty. Ltd.) (Australia) | Concrete_32MPa | Concrete_32MPa | 2025-08-15 | 2030-08-15 | Australia | EPD-IES-0021716:001 | Version 1 | EPD Australasia |  | m³ | 2286 |  |  |  | 290 | 290 | -0.143 | 0.02 | 0 | 290.02 | 0 | 0.12686 | 0.12686 | -6.2555e-05 | 8.7489e-06 | 0 | 0.12687 | 0 | Version 2026.2
Concrete (in-situ) | Concrete, 32 MPa | >25 MPa to ≤32 MPa | Concrete (in-situ), L32FR20H084 concrete manufactured at Dinawan (E.B. Mawson & Sons Pty Ltd) (Australia) | Concrete_32MPa | Concrete_32MPa | 2025-05-20 | 2030-05-20 | Australia | EPD-IES-0018447:001 | Version 1 | EPD Australasia |  | m³ | 2261 |  |  |  | 290 | 288 | 1.45 | 0.00136 | 0 | 289.4514 | 0 | 0.12826 | 0.12738 | 0.00064131 | 6.015e-07 | 0 | 0.12802 | 0 | Version 2026.2
Concrete (in-situ) | Concrete, 40 MPa | >32 MPa to ≤40 MPa | Concrete (in-situ), L40PR20H183 concrete manufactured at Hay for Project EnergyConnect (E.B. Mawson & Sons Pty Ltd) (Australia) | Concrete_40MPa | Concrete_40MPa | 2025-05-20 | 2030-05-20 | Australia | EPD-IES-0018462:001 | Version 1 | EPD Australasia |  | m³ | 2505 |  |  |  | 290 | 290 | 0.413 | 0.00249 | 0 | 290.4155 | 0 | 0.11577 | 0.11577 | 0.00016487 | 9.9401e-07 | 0 | 0.11593 | 0 | Version 2026.2
Concrete (in-situ) | Concrete, 50 MPa | >40 MPa to ≤50 MPa | Concrete (in-situ), Premix Concrete - 50MPA Pump PT 14 (Piave Premix Concrete Pty Ltd) (Australia) | Concrete_50MPa | Concrete_50MPa | 2025-03-31 | 2030-03-31 | Australia | EPD-IES-17581 | Version 62 | EPD Australasia |  | m³ | 2412 |  |  |  | 290 | 290 | 0 | 0.011 | 0 | 290 | 0 | 0.12023 | 0.12023 | 0 | 4.5605e-06 | 0 | 0.12023 | 0 | Version 2026.2
Concrete (in-situ) | Concrete, 40 MPa | >32 MPa to ≤40 MPa | Concrete (in-situ), WA - Southwest - ECOPact - WE404E2 (Holcim (Australia) Pty Ltd) (Australia) | Concrete_40MPa | Concrete_40MPa | 2025-05-19 | 2030-05-19 | Australia | EPD-IES-21998:001 |  | EPD Australasia |  | m³ | 2400 |  |  |  | 290 | 289 | 1 | 0.0253 | 0 | 290.0253 | 0 | 0.12083 | 0.12042 | 0.00041667 | 1.0542e-05 | 0 | 0.12084 | 0 | Version 2026.2
Concrete (in-situ) | Concrete, 40 MPa | >32 MPa to ≤40 MPa | Concrete (in-situ), WA - Southwest - ECOPact - WE404E4 (Holcim (Australia) Pty Ltd) (Australia) | Concrete_40MPa | Concrete_40MPa | 2025-05-19 | 2030-05-19 | Australia | EPD-IES-0021999:001 |  | EPD Australasia |  | m³ | 2400 |  |  |  | 290 | 289 | 1 | 0.0253 | 0 | 290.0253 | 0 | 0.12083 | 0.12042 | 0.00041667 | 1.0542e-05 | 0 | 0.12084 | 0 | Version 2026.2
Concrete (in-situ) | Concrete, 20 MPa | >10 MPa to ≤20 MPa | Concrete (in-situ), NSW - Coffs Coast - ECOPact- NE202L2 (Holcim (Australia) Pty Ltd) (Australia) | Concrete_20MPa | Concrete_20MPa | 2025-04-22 | 2030-04-22 | Australia | EPD-IES-0018537:001 | Version 1 | EPD Australasia |  | m³ | 2400 |  |  |  | 201 | 201 | 0.166 | 0.0218 | 0 | 201.1878 | 0 | 0.08375 | 0.08375 | 6.9167e-05 | 9.0833e-06 | 0 | 0.083828 | 0 | Version 2026.2
Concrete (in-situ) | Concrete, 40 MPa | >32 MPa to ≤40 MPa | Concrete (in-situ), L40PR14K190 concrete manufactured at Mildura (E.B. Mawson & Sons Pty Ltd) (Australia) | Concrete_40MPa | Concrete_40MPa | 2025-05-20 | 2030-05-20 | Australia | EPD-IES-0018470:001 | Version 1 | EPD Australasia |  | m³ | 2371 |  |  |  | 291 | 291 | 0.14 | 0.00153 | 0 | 291.1415 | 0 | 0.12273 | 0.12273 | 5.9047e-05 | 6.453e-07 | 0 | 0.12279 | 0 | Version 2026.2
Concrete (in-situ) | Concrete, 40 MPa | >32 MPa to ≤40 MPa | Concrete (in-situ), N40PR20K111 concrete manufactured at Mildura (E.B. Mawson & Sons Pty Ltd) (Australia) | Concrete_40MPa | Concrete_40MPa | 2025-05-20 | 2030-05-20 | Australia | EPD-IES-0018480:001 | Version 1 | EPD Australasia |  | m³ | 2323 |  |  |  | 291 | 291 | 0.213 | 0.00245 | 0 | 291.2155 | 0 | 0.12527 | 0.12527 | 9.1692e-05 | 1.0547e-06 | 0 | 0.12536 | 0 | Version 2026.2
Concrete (in-situ) | Concrete, 20 MPa | >10 MPa to ≤20 MPa | Concrete (in-situ), Enrich-40 Normal-Class 20 MPa (Heidelberg Materials Australia Pty Ltd) (Australia) | Concrete_20MPa | Concrete_20MPa | 2025-01-28 | 2030-01-28 | Australia | EPD-IES-0010040:001 | Version 1 | EPD Australasia |  | m³ | 2365 |  |  |  | 174 | 174 | 0.0986 | 0.0273 | 0 | 174.1259 | 0 | 0.073573 | 0.073573 | 4.1691e-05 | 1.1543e-05 | 0 | 0.073626 | 0 | Version 2026.2
Concrete (in-situ) | Concrete, 40 MPa | >32 MPa to ≤40 MPa | Concrete (in-situ), NSW – Far North Coast – ECOPact – NE402L100 (Holcim (Australia) Pty Ltd) (Australia) | Concrete_40MPa | Concrete_40MPa | 2025-05-19 | 2030-05-19 | Australia | EPD-IES-0022041:001 |  | EPD Australasia |  | m³ | 2400 |  |  |  | 291 | 291 | 0.157 | 0.0296 | 0 | 291.1866 | 0 | 0.12125 | 0.12125 | 6.5417e-05 | 1.2333e-05 | 0 | 0.12133 | 0 | Version 2026.2
Concrete (in-situ) | Concrete, 40 MPa | >32 MPa to ≤40 MPa | Concrete (in-situ), NSW – Far North Coast – ECOPact – NE402L120 (Holcim (Australia) Pty Ltd) (Australia) | Concrete_40MPa | Concrete_40MPa | 2025-05-19 | 2030-05-19 | Australia | EPD-IES-0022042:001 |  | EPD Australasia |  | m³ | 2400 |  |  |  | 291 | 291 | 0.157 | 0.0296 | 0 | 291.1866 | 0 | 0.12125 | 0.12125 | 6.5417e-05 | 1.2333e-05 | 0 | 0.12133 | 0 | Version 2026.2
Concrete (in-situ) | Concrete, 40 MPa | >32 MPa to ≤40 MPa | Concrete (in-situ), L40PR20H184 concrete manufactured at Coleambally (E.B. Mawson & Sons Pty Ltd) (Australia) | Concrete_40MPa | Concrete_40MPa | 2025-05-20 | 2030-05-20 | Australia | EPD-IES-0018442:001 | Version 1 | EPD Australasia |  | m³ | 2310 |  |  |  | 292 | 291 | 0.425 | 0.00252 | 0 | 291.4275 | 0 | 0.12641 | 0.12597 | 0.00018398 | 1.0909e-06 | 0 | 0.12616 | 0 | Version 2026.2
Concrete (in-situ) | Concrete, 40 MPa | >32 MPa to ≤40 MPa | Concrete (in-situ), N40PR20H084 concrete manufactured at Coleambally (E.B. Mawson & Sons Pty Ltd) (Australia) | Concrete_40MPa | Concrete_40MPa | 2025-05-20 | 2030-05-20 | Australia | EPD-IES-0018444:001 | Version 1 | EPD Australasia |  | m³ | 2305 |  |  |  | 292 | 292 | 0.349 | 0.0015 | 0 | 292.3505 | 0 | 0.12668 | 0.12668 | 0.00015141 | 6.5076e-07 | 0 | 0.12683 | 0 | Version 2026.2
Concrete (in-situ) | Concrete, 50 MPa | >40 MPa to ≤50 MPa | Concrete (in-situ), GS LCHP50HPX50 50 MPa (LCHP50HPX50) Concrete-ready-mixed concrete (Elvin Group (ACT) Pty Ltd) (Australia) | Concrete_50MPa | Concrete_50MPa | 2025-03-07 | 2030-03-07 | Australia | EPD-IES-0019706:001 | Version 1 | EPD Australasia |  | m³ | 2330 |  |  |  | 292 | 291 | 0.173 | 0.0504 | 0 | 291.2234 | 0 | 0.12532 | 0.12489 | 7.4249e-05 | 2.1631e-05 | 0 | 0.12499 | 0 | Version 2026.2
Concrete (in-situ) | Concrete, 20 MPa | >10 MPa to ≤20 MPa | Concrete (in-situ), FOOTPAVE 20MPA (Heidelberg Materials Australia Pty Ltd) (Australia) | Concrete_20MPa | Concrete_20MPa | 2025-05-02 | 2030-05-02 | Australia | EPD-IES-0018897:001 | Version 1 | EPD Australasia |  | m³ | 2322 |  |  |  | 292 | 289 | 3.73 | 0.0699 | 0 | 292.7999 | 0 | 0.12575 | 0.12446 | 0.0016064 | 3.0103e-05 | 0 | 0.1261 | 0 | Version 2026.2
Concrete (in-situ) | Concrete, 50 MPa | >40 MPa to ≤50 MPa | Concrete (in-situ), Post-tensioned 50 MPa (25 MPa @ 4 days) HySustain (Hymix Australia Pty Ltd) (Australia) | Concrete_50MPa | Concrete_50MPa | 2025-01-28 | 2030-01-28 | Australia | EPD-IES-0017545:001 | Version 1 | EPD Australasia |  | m³ | 2436 |  |  |  | 292 | 290 | 0.0728 | 0.0358 | 0 | 290.1086 | 0 | 0.11987 | 0.11905 | 2.9885e-05 | 1.4696e-05 | 0 | 0.11909 | 0 | Version 2026.2
Concrete (in-situ) | Concrete, 50 MPa | >40 MPa to ≤50 MPa | Concrete (in-situ), QLD - North Queensland - ECOPact - QE502EUF (Holcim (Australia) Pty Ltd) (Australia) | Concrete_50MPa | Concrete_50MPa | 2025-06-18 | 2030-06-18 | Australia | EPD-IES-23571:001 |  | EPD Australasia |  | m³ | 2400 |  |  |  | 292 | 291 | 0.767 | 0.0226 | 0 | 291.7896 | 0 | 0.12167 | 0.12125 | 0.00031958 | 9.4167e-06 | 0 | 0.12158 | 0 | Version 2026.2
Concrete (in-situ) | Concrete, 32 MPa | >25 MPa to ≤32 MPa | Concrete (in-situ), Climate Active – NSW - Port Macquarie - NN321F (Holcim (Australia) Pty Ltd) (Australia) | Concrete_32MPa | Concrete_32MPa | 2025-04-17 | 2030-04-17 | Australia | EPD-IES-0020637:001 |  | EPD Australasia |  | m³ | 2400 |  |  |  | 292 | 292 | 0.158 | 0.029 | 0 | 292.187 | 0 | 0.12167 | 0.12167 | 6.5833e-05 | 1.2083e-05 | 0 | 0.12174 | 0 | Version 2026.2
Concrete (in-situ) | Concrete, 32 MPa | >25 MPa to ≤32 MPa | Concrete (in-situ), NSW - Taree (Blackhead) - Climate Active - NN321F (Holcim (Australia) Pty Ltd) (Australia) | Concrete_32MPa | Concrete_32MPa | 2025-04-17 | 2030-04-17 | Australia | EPD-IES-20638:001 |  | EPD Australasia |  | m³ | 2400 |  |  |  | 292 | 292 | 0.158 | 0.029 | 0 | 292.187 | 0 | 0.12167 | 0.12167 | 6.5833e-05 | 1.2083e-05 | 0 | 0.12174 | 0 | Version 2026.2
Concrete (in-situ) | Concrete, 40 MPa | >32 MPa to ≤40 MPa | Concrete (in-situ), N40PR20H094 concrete manufactured at Coleambally for Project EnergyConnect (E.B. Mawson & Sons Pty Ltd) (Australia) | Concrete_40MPa | Concrete_40MPa | 2025-05-20 | 2030-05-20 | Australia | EPD-IES-0018445:001 | Version 1 | EPD Australasia |  | m³ | 2325 |  |  |  | 293 | 292 | 0.348 | 0.00148 | 0 | 292.3495 | 0 | 0.12602 | 0.12559 | 0.00014968 | 6.3656e-07 | 0 | 0.12574 | 0 | Version 2026.2
Concrete (in-situ) | Concrete, 40 MPa | >32 MPa to ≤40 MPa | Concrete (in-situ), N40PR20H084 concrete manufactured at Dinawan (E.B. Mawson & Sons Pty Ltd) (Australia) | Concrete_40MPa | Concrete_40MPa | 2025-05-20 | 2030-05-20 | Australia | EPD-IES-0018451:001 | Version 1 | EPD Australasia |  | m³ | 2307 |  |  |  | 293 | 292 | 0.322 | 0.00124 | 0 | 292.3232 | 0 | 0.127 | 0.12657 | 0.00013958 | 5.3749e-07 | 0 | 0.12671 | 0 | Version 2026.2
Concrete (in-situ) | Concrete, 50 MPa | >40 MPa to ≤50 MPa | Concrete (in-situ), GS LCT50G50 50 MPa (Elvin Group (ACT) Pty Ltd) (Australia) | Concrete_50MPa | Concrete_50MPa | 2025-03-07 | 2030-03-07 | Australia | EPD-IES-0019675:001 | Version 1 | EPD Australasia |  | m³ | 2340 |  |  |  | 293 | 292 | 0.175 | 0.0511 | 0 | 292.2261 | 0 | 0.12521 | 0.12479 | 7.4786e-05 | 2.1838e-05 | 0 | 0.12488 | 0 | Version 2026.2
Concrete (in-situ) | Concrete, 65 MPa | >50 MPa to ≤65 MPa | Concrete (in-situ), GS SLCT60S65 65 MPa (SLCT60S65) (Elvin Group (ACT) Pty Ltd) (Australia) | Concrete_65MPa | Concrete_65MPa | 2025-03-07 | 2030-03-07 | Australia | EPD-IES-0019690:001 | Version 1 | EPD Australasia |  | m³ | 2330 |  |  |  | 300 | 300 | 0.155 | 0.0533 | 0 | 300.2083 | 0 | 0.12876 | 0.12876 | 6.6524e-05 | 2.2876e-05 | 0 | 0.12884 | 0 | Version 2026.2
Concrete (in-situ) | Concrete, 40 MPa | >32 MPa to ≤40 MPa | Concrete (in-situ), 40MPa GP/FA/GGBFS Verticals (CM401FPD) concrete (Gunlake Concrete NSW Pty Ltd) (Australia) | Concrete_40MPa | Concrete_40MPa | 2025-11-28 | 2030-11-27 | Australia | EPD-IES-0026714:001 | Version 1 | EPD Australasia |  | m³ | 2289 |  |  |  | 293 | 293 | 0.096 | 0.0023 | 0 | 293.0983 | 0 | 0.128 | 0.128 | 4.194e-05 | 1.0048e-06 | 0 | 0.12805 | 0 | Version 2026.2
Concrete (in-situ) | Concrete, 40 MPa | >32 MPa to ≤40 MPa | Concrete (in-situ), SPS40170R (Heidelberg Materials Australia Pty Ltd) (Australia) | Concrete_40MPa | Concrete_40MPa | 2025-01-24 | 2030-01-24 | Australia | EPD-IES-0015323:001 | Version 1 | EPD Australasia |  | m³ | 2317.4 |  |  |  | 293 | 292 | 0.108 | 0.0323 | 0 | 292.1403 | 0 | 0.12643 | 0.126 | 4.6604e-05 | 1.3938e-05 | 0 | 0.12606 | 0 | Version 2026.2
Concrete (in-situ) | Concrete, 20 MPa | >10 MPa to ≤20 MPa | Concrete (in-situ), EASYCRETE 20MPa GP Sureset Bronze (Heidelberg Materials Australia Pty Ltd) (Australia) | Concrete_20MPa | Concrete_20MPa | 2025-05-02 | 2030-05-02 | Australia | EPD-IES-0018892:001 | Version 1 | EPD Australasia |  | m³ | 2324 |  |  |  | 293 | 290 | 3.71 | 0.0694 | 0 | 293.7794 | 0 | 0.12608 | 0.12478 | 0.0015964 | 2.9862e-05 | 0 | 0.12641 | 0 | Version 2026.2
Concrete (in-situ) | Concrete, 40 MPa | >32 MPa to ≤40 MPa | Concrete (in-situ), QLD – Sunshine Coast – ECOPact – QE402EXY1 (Holcim (Australia) Pty Ltd) (Australia) | Concrete_40MPa | Concrete_40MPa | 2025-06-13 | 2030-06-13 | Australia | EPD-IES-0023494:001 |  | EPD Australasia |  | m³ | 2400 |  |  |  | 293 | 292 | 1.01 | 0.0239 | 0 | 293.0339 | 0 | 0.12208 | 0.12167 | 0.00042083 | 9.9583e-06 | 0 | 0.1221 | 0 | Version 2026.2
Concrete (in-situ) | Concrete, 40 MPa | >32 MPa to ≤40 MPa | Concrete (in-situ), QLD – Sunshine Coast – ECOPact – QE402EXY3 (Holcim (Australia) Pty Ltd) (Australia) | Concrete_40MPa | Concrete_40MPa | 2025-06-13 | 2030-06-13 | Australia | EPD-IES-0023495:001 |  | EPD Australasia |  | m³ | 2400 |  |  |  | 293 | 292 | 0.987 | 0.0242 | 0 | 293.0112 | 0 | 0.12208 | 0.12167 | 0.00041125 | 1.0083e-05 | 0 | 0.12209 | 0 | Version 2026.2
Concrete (in-situ) | Concrete, ? MPa, | Not used | Concrete (in-situ), Ready-mix concrete (Holcim (Australia) Pty Ltd) (Australia) |  |  | 2025-05-19 | 2030-05-19 | Australia | EPD-IES-0021993:001 | Version 1 | EPD Australasia |  | m³ | 2400 |  |  |  | 147 | 147 | 0.142 | 0.0263 | 0 | 147.1683 | 0 | 0.06125 | 0.06125 | 5.9167e-05 | 1.0958e-05 | 0 | 0.06132 | 0 | Version 2026.2
Concrete (in-situ) | Concrete, 40 MPa | >32 MPa to ≤40 MPa | Concrete (in-situ), QLD – North Queensland – ECOPact – QE402EPT1 (Holcim (Australia) Pty Ltd) (Australia) | Concrete_40MPa | Concrete_40MPa | 2025-05-07 | 2030-05-07 | Australia | EPD-IES-0021935:001 |  | EPD Australasia |  | m³ | 2400 |  |  |  | 293 | 293 | 0.746 | 0.0218 | 0 | 293.7678 | 0 | 0.12208 | 0.12208 | 0.00031083 | 9.0833e-06 | 0 | 0.1224 | 0 | Version 2026.2
Concrete (in-situ) | Concrete, 32 MPa | >25 MPa to ≤32 MPa | Concrete (in-situ), NSW - Taree (Blackhead) - Climate Active - NN321RC3 (Holcim (Australia) Pty Ltd) (Australia) | Concrete_32MPa | Concrete_32MPa | 2025-04-17 | 2030-04-17 | Australia | EPD-IES-20640:001 |  | EPD Australasia |  | m³ | 2400 |  |  |  | 293 | 293 | 0.165 | 0.0304 | 0 | 293.1954 | 0 | 0.12208 | 0.12208 | 6.875e-05 | 1.2667e-05 | 0 | 0.12216 | 0 | Version 2026.2
Concrete (in-situ) | Concrete, 40 MPa | >32 MPa to ≤40 MPa | Concrete (in-situ), WA - Mid West - ECOPact- WE401E1 (Holcim (Australia) Pty Ltd) (Australia) | Concrete_40MPa | Concrete_40MPa | 2025-03-24 | 2030-03-24 | Australia | EPD-IES-14367:001 |  | EPD Australasia |  | m³ | 2400 |  |  |  | 293 | 292 | 1.02 | 0.0254 | 0 | 293.0454 | 0 | 0.12208 | 0.12167 | 0.000425 | 1.0583e-05 | 0 | 0.1221 | 0 | Version 2026.2
Concrete (in-situ) | Concrete, 40 MPa | >32 MPa to ≤40 MPa | Concrete (in-situ), QLD - North Queensland - ECOPact - QE402EPT (Holcim (Australia) Pty Ltd) (Australia) | Concrete_40MPa | Concrete_40MPa | 2025-06-18 | 2030-06-18 | Australia | EPD-IES-23531:001 |  | EPD Australasia |  | m³ | 2400 |  |  |  | 293 | 292 | 0.745 | 0.0215 | 0 | 292.7665 | 0 | 0.12208 | 0.12167 | 0.00031042 | 8.9583e-06 | 0 | 0.12199 | 0 | Version 2026.2
Concrete (in-situ) | Concrete, 65 MPa | >50 MPa to ≤65 MPa | Concrete (in-situ), VIC – Melbourne Metro – ECOPact – VE652EAP5 (Holcim (Australia) Pty Ltd) (Australia) | Concrete_65MPa | Concrete_65MPa | 2025-04-15 | 2030-04-15 | Australia | EPD-IES-0020540:001 | Version 1 | EPD Australasia |  | m³ | 2400 |  |  |  | 294 | 294 | 0.647 | 0 | 0 | 294.647 | 0 | 0.1225 | 0.1225 | 0.00026958 | 0 | 0 | 0.12277 | 0 | Version 2026.2
Concrete (in-situ) | Concrete, 40 MPa | >32 MPa to ≤40 MPa | Concrete (in-situ), NSW – Far North Coast – ECOPact – NE401L (Holcim (Australia) Pty Ltd) (Australia) | Concrete_40MPa | Concrete_40MPa | 2025-05-19 | 2030-05-19 | Australia | EPD-IES-0022032:001 |  | EPD Australasia |  | m³ | 2400 |  |  |  | 294 | 294 | 0.158 | 0.0297 | 0 | 294.1877 | 0 | 0.1225 | 0.1225 | 6.5833e-05 | 1.2375e-05 | 0 | 0.12258 | 0 | Version 2026.2
Concrete (in-situ) | Concrete, 40 MPa | >32 MPa to ≤40 MPa | Concrete (in-situ), NSW – Far North Coast – ECOPact – NE401SP20 (Holcim (Australia) Pty Ltd) (Australia) | Concrete_40MPa | Concrete_40MPa | 2025-05-19 | 2030-05-19 | Australia | EPD-IES-0022037:001 |  | EPD Australasia |  | m³ | 2400 |  |  |  | 294 | 294 | 0.161 | 0.0293 | 0 | 294.1903 | 0 | 0.1225 | 0.1225 | 6.7083e-05 | 1.2208e-05 | 0 | 0.12258 | 0 | Version 2026.2
Concrete (in-situ) | Concrete, 40 MPa | >32 MPa to ≤40 MPa | Concrete (in-situ), NSW - Far North Coast - ECOPact - NE401L100 (Holcim (Australia) Pty Ltd) (Australia) | Concrete_40MPa | Concrete_40MPa | 2025-05-19 | 2030-05-19 | Australia | EPD-IES-22033:001 |  | EPD Australasia |  | m³ | 2400 |  |  |  | 294 | 294 | 0.157 | 0.0298 | 0 | 294.1868 | 0 | 0.1225 | 0.1225 | 6.5417e-05 | 1.2417e-05 | 0 | 0.12258 | 0 | Version 2026.2
Concrete (in-situ) | Concrete, 40 MPa | >32 MPa to ≤40 MPa | Concrete (in-situ), Premix Concrete – 40MPa Precast Mix (Piave Premix Concrete Pty Ltd) (Australia) | Concrete_40MPa | Concrete_40MPa | 2025-03-31 | 2030-03-31 | Australia | EPD-IES-24232 | Version 30 | EPD Australasia |  | m³ | 2403 |  |  |  | 295 | 295 | 0 | 0 | 0 | 295 | 0 | 0.12276 | 0.12276 | 0 | 0 | 0 | 0.12276 | 0 | Version 2026.2
Concrete (in-situ) | Concrete, 32 MPa | >25 MPa to ≤32 MPa | Concrete (in-situ), SA - ALDC - Geostone Range - SX321ALMO (Holcim (Australia) Pty Ltd) (Australia) | Concrete_32MPa | Concrete_32MPa | 2025-05-28 | 2030-05-28 | Australia | EPD-IES-18558:001 |  | EPD Australasia |  | m³ | 2400 |  |  |  | 295 | 294 | 0.391 | 0.968 | 0 | 295.359 | 0 | 0.12292 | 0.1225 | 0.00016292 | 0.00040333 | 0 | 0.12307 | 0 | Version 2026.2
Concrete (in-situ) | Concrete, 40 MPa | >32 MPa to ≤40 MPa | Concrete (in-situ), NSW - Far North Coast - ECOPact - NE402LLH1 (Holcim (Australia) Pty Ltd) (Australia) | Concrete_40MPa | Concrete_40MPa | 2025-06-13 | 2030-06-13 | Australia | EPD-IES-23529:001 |  | EPD Australasia |  | m³ | 2400 |  |  |  | 295 | 295 | 0.151 | 0 | 0 | 295.151 | 0 | 0.12292 | 0.12292 | 6.2917e-05 | 0 | 0 | 0.12298 | 0 | Version 2026.2
Concrete (in-situ) | Concrete, 40 MPa | >32 MPa to ≤40 MPa | Concrete (in-situ), L40PR20H184 concrete manufactured at Dinawan (E.B. Mawson & Sons Pty Ltd) (Australia) | Concrete_40MPa | Concrete_40MPa | 2025-05-20 | 2030-05-20 | Australia | EPD-IES-0018449:001 | Version 1 | EPD Australasia |  | m³ | 2304 |  |  |  | 296 | 296 | 0.403 | 0.00228 | 0 | 296.4053 | 0 | 0.12847 | 0.12847 | 0.00017491 | 9.8958e-07 | 0 | 0.12865 | 0 | Version 2026.2
Concrete (in-situ) | Concrete, 40 MPa | >32 MPa to ≤40 MPa | Concrete (in-situ), L40PR14K192 concrete manufactured at Mildura (E.B. Mawson & Sons Pty Ltd) (Australia) | Concrete_40MPa | Concrete_40MPa | 2025-05-20 | 2030-05-20 | Australia | EPD-IES-0018471:001 | Version 1 | EPD Australasia |  | m³ | 2342 |  |  |  | 296 | 296 | 0.181 | 0.00205 | 0 | 296.183 | 0 | 0.12639 | 0.12639 | 7.7284e-05 | 8.7532e-07 | 0 | 0.12647 | 0 | Version 2026.2
Concrete (in-situ) | Shotcrete | 40 MPa shotcrete | Concrete (in-situ), Hyspray 40 MPa (Hymix Australia Pty Ltd) (Australia) | Concrete_shotcrete | Concrete_shotcrete | 2025-01-28 | 2030-01-28 | Australia | EPD-IES-0016445:001 | Version 1 | EPD Australasia |  | m³ | 2235.3 |  |  |  | 296 | 296 | 0.0672 | 0 | 0 | 296.0672 | 0 | 0.13242 | 0.13242 | 3.0063e-05 | 0 | 0 | 0.13245 | 0 | Version 2026.2
Concrete (in-situ) | Concrete, 40 MPa | >32 MPa to ≤40 MPa | Concrete (in-situ), Premix Concrete – 40MPa Precast 14mm (Piave Premix Concrete Pty Ltd) (Australia) | Concrete_40MPa | Concrete_40MPa | 2025-03-31 | 2030-03-31 | Australia | EPD-IES-24233 | Version 21 | EPD Australasia |  | m³ | 2423 |  |  |  | 296 | 296 | 0 | 0 | 0 | 296 | 0 | 0.12216 | 0.12216 | 0 | 0 | 0 | 0.12216 | 0 | Version 2026.2
Concrete (in-situ) | Concrete, 40 MPa | >32 MPa to ≤40 MPa | Concrete (in-situ), VIC - Melbourne Metro - ECOPact- VE402SRDW (Holcim (Australia) Pty Ltd) (Australia) | Concrete_40MPa | Concrete_40MPa | 2025-04-15 | 2030-04-15 | Australia | EPD-IES-20598:001 |  | EPD Australasia |  | m³ | 2400 |  |  |  | 296 | 296 | 0.157 | 0.00294 | 0 | 296.1599 | 0 | 0.12333 | 0.12333 | 6.5417e-05 | 1.225e-06 | 0 | 0.1234 | 0 | Version 2026.2
Concrete (in-situ) | Concrete, 40 MPa | >32 MPa to ≤40 MPa | Concrete (in-situ), NSW - Far North Coast - ECOPact - NE401LBMX (Holcim (Australia) Pty Ltd) (Australia) | Concrete_40MPa | Concrete_40MPa | 2025-06-19 | 2030-06-19 | Australia | EPD-IES-22036:002 |  | EPD Australasia |  | m³ | 2400 |  |  |  | 296 | 296 | 0.162 | 0.03 | 0 | 296.192 | 0 | 0.12333 | 0.12333 | 6.75e-05 | 1.25e-05 | 0 | 0.12341 | 0 | Version 2026.2
Concrete (in-situ) | Concrete, 40 MPa | >32 MPa to ≤40 MPa | Concrete (in-situ), N40PR20H115 concrete manufactured at Dinawan (E.B. Mawson & Sons Pty Ltd) (Australia) | Concrete_40MPa | Concrete_40MPa | 2025-05-20 | 2030-05-20 | Australia | EPD-IES-0018453:001 | Version 1 | EPD Australasia |  | m³ | 2290 |  |  |  | 297 | 297 | 0.102 | 0.00111 | 0 | 297.1031 | 0 | 0.12969 | 0.12969 | 4.4541e-05 | 4.8472e-07 | 0 | 0.12974 | 0 | Version 2026.2
Concrete (in-situ) | Concrete, 80 MPa | >65 MPa to ≤80 MPa | Concrete (in-situ), GS FC40S80 80 MPa (SLCF40S80) (Elvin Group (ACT) Pty Ltd) (Australia) | Concrete_80MPa | Concrete_80MPa | 2025-03-07 | 2030-03-07 | Australia | EPD-IES-0019670:001 | Version 1 | EPD Australasia |  | m³ | 2330 |  |  |  | 381 | 380 | 0.173 | 0.0575 | 0 | 380.2305 | 0 | 0.16352 | 0.16309 | 7.4249e-05 | 2.4678e-05 | 0 | 0.16319 | 0 | Version 2026.2
Concrete (in-situ) | Concrete, 65 MPa | >50 MPa to ≤65 MPa | Concrete (in-situ), GS GROUP (65 MPa) (LCHP50SCC65) (Elvin Group (ACT) Pty Ltd) (Australia) | Concrete_65MPa | Concrete_65MPa | 2025-06-20 | 2030-06-20 | Australia | EPD-IES-0024552:001 | Version 1 | EPD Australasia |  | m³ | 2380 |  |  |  | 308 | 308 | 0.141 | 0.0515 | 0 | 308.1925 | 0 | 0.12941 | 0.12941 | 5.9244e-05 | 2.1639e-05 | 0 | 0.12949 | 0 | Version 2026.2
Concrete (in-situ) | Concrete, 40 MPa | >32 MPa to ≤40 MPa | Concrete (in-situ), S40/20/100 (Exp.B2) MRTS70 (Nucon Concrete Pty Ltd) (Australia) | Concrete_40MPa | Concrete_40MPa | 2025-06-18 | 2030-06-18 | Australia | EPD-IES-0024294:001 | Version 6 | EPD Australasia |  | m³ | 2350 |  |  |  | 297 | 297 | 0.174 | 0.0489 | 0 | 297.2229 | 0 | 0.12638 | 0.12638 | 7.4043e-05 | 2.0809e-05 | 0 | 0.12648 | 0 | Version 2026.2
Concrete (in-situ) | Concrete, ? MPa, | Not used | Concrete (in-situ), Ready-mix concrete (Holcim (Australia) Pty Ltd) (Australia) |  |  | 2025-05-19 | 2030-05-19 | Australia | EPD-IES-0021993:001 | Version 1 | EPD Australasia |  | m³ | 2400 |  |  |  | 147 | 147 | 0.142 | 0.0263 | 0 | 147.1683 | 0 | 0.06125 | 0.06125 | 5.9167e-05 | 1.0958e-05 | 0 | 0.06132 | 0 | Version 2026.2
Concrete (in-situ) | Concrete, 50 MPa | >40 MPa to ≤50 MPa | Concrete (in-situ), WA - Alkimos Seawater Desalination Plant Project - Project Mixes - WS502MP33 (Holcim (Australia) Pty Ltd) (Australia) | Concrete_50MPa | Concrete_50MPa | 2025-06-11 | 2030-06-11 | Australia | EPD-IES-22224:001 |  | EPD Australasia |  | m³ | 2400 |  |  |  | 297 | 297 | 0.165 | 0.0308 | 0 | 297.1958 | 0 | 0.12375 | 0.12375 | 6.875e-05 | 1.2833e-05 | 0 | 0.12383 | 0 | Version 2026.2
Concrete (in-situ) | Concrete, 32 MPa | >25 MPa to ≤32 MPa | Concrete (in-situ), Climate Active – NSW - Forster - NN321RC3 (Holcim (Australia) Pty Ltd) (Australia) | Concrete_32MPa | Concrete_32MPa | 2025-04-17 | 2030-04-17 | Australia | EPD-IES-0020639:001 |  | EPD Australasia |  | m³ | 2400 |  |  |  | 297 | 297 | 0.165 | 0.0308 | 0 | 297.1958 | 0 | 0.12375 | 0.12375 | 6.875e-05 | 1.2833e-05 | 0 | 0.12383 | 0 | Version 2026.2
Concrete (in-situ) | Concrete, 50 MPa | >40 MPa to ≤50 MPa | Concrete (in-situ), GS SLCT50S50 50 MPa (SLCT50S50) (Elvin Group (ACT) Pty Ltd) (Australia) | Concrete_50MPa | Concrete_50MPa | 2025-03-07 | 2030-03-07 | Australia | EPD-IES-0019679:001 | Version 1 | EPD Australasia |  | m³ | 2340 |  |  |  | 298 | 298 | 0.159 | 0.0504 | 0 | 298.2094 | 0 | 0.12735 | 0.12735 | 6.7949e-05 | 2.1538e-05 | 0 | 0.12744 | 0 | Version 2026.2
Concrete (in-situ) | Concrete, 65 MPa | >50 MPa to ≤65 MPa | Concrete (in-situ), HS651AM86 (Heidelberg Materials Australia Pty Ltd) (Australia) | Concrete_65MPa | Concrete_65MPa | 2025-01-24 | 2030-01-24 | Australia | EPD-IES-0014879:001 | Version 1 | EPD Australasia |  | m³ | 2336.5 |  |  |  | 312 | 312 | 0.0678 | 0.0356 | 0 | 312.1034 | 0 | 0.13353 | 0.13353 | 2.9018e-05 | 1.5236e-05 | 0 | 0.13358 | 0 | Version 2026.2
Concrete (in-situ) | Concrete, 40 MPa | >32 MPa to ≤40 MPa | Concrete (in-situ), NSW - Ballina - Climate Active - NZ407LBMX (Holcim (Australia) Pty Ltd) (Australia) | Concrete_40MPa | Concrete_40MPa | 2025-04-17 | 2030-04-17 | Australia | EPD-IES-20664:001 |  | EPD Australasia |  | m³ | 2400 |  |  |  | 298 | 297 | 0.763 | 0.0285 | 0 | 297.7915 | 0 | 0.12417 | 0.12375 | 0.00031792 | 1.1875e-05 | 0 | 0.12408 | 0 | Version 2026.2
Concrete (in-situ) | Concrete, 65 MPa | >50 MPa to ≤65 MPa | Concrete (in-situ), VIC - Melbourne Metro - ECOPact- VE601AHES (Holcim (Australia) Pty Ltd) (Australia) | Concrete_65MPa | Concrete_65MPa | 2025-04-15 | 2030-04-15 | Australia | EPD-IES-20565:001 |  | EPD Australasia |  | m³ | 2400 |  |  |  | 298 | 297 | 0.726 | 0.0955 | 0 | 297.8215 | 0 | 0.12417 | 0.12375 | 0.0003025 | 3.9792e-05 | 0 | 0.12409 | 0 | Version 2026.2
Concrete (in-situ) | Concrete, 50 MPa | >40 MPa to ≤50 MPa | Concrete (in-situ), QLD – Sunshine Coast – ECOPact – QE501E200 (Holcim (Australia) Pty Ltd) (Australia) | Concrete_50MPa | Concrete_50MPa | 2025-06-13 | 2030-06-13 | Australia | EPD-IES-0023499:001 |  | EPD Australasia |  | m³ | 2400 |  |  |  | 299 | 298 | 0.903 | 0.0211 | 0 | 298.9241 | 0 | 0.12458 | 0.12417 | 0.00037625 | 8.7917e-06 | 0 | 0.12455 | 0 | Version 2026.2
Concrete (in-situ) | N/A | Not used | Concrete (in-situ), VIC – North East Link Project – Spark – VP5 (Holcim (Australia) Pty Ltd) (Australia) |  |  | 2025-03-13 | 2030-03-13 | Australia | EPD-IES-0018511:001 |  | EPD Australasia |  | m³ | 2400 |  |  |  | 299 | 298 | 1.03 | 0.0266 | 0 | 299.0566 | 0 | 0.12458 | 0.12417 | 0.00042917 | 1.1083e-05 | 0 | 0.12461 | 0 | Version 2026.2
Concrete (in-situ) | Concrete, 60 MPa | >50 MPa to ≤65 MPa | Concrete (in-situ), VIC - Melbourne Metro - ECOPact- VE602AVP5 (Holcim (Australia) Pty Ltd) (Australia) | Concrete_65MPa | Concrete_65MPa | 2025-04-15 | 2030-04-15 | Australia | EPD-IES-20545:001 |  | EPD Australasia |  | m³ | 2400 |  |  |  | 299 | 298 | 0.687 | 0.0951 | 0 | 298.7821 | 0 | 0.12458 | 0.12417 | 0.00028625 | 3.9625e-05 | 0 | 0.12449 | 0 | Version 2026.2
Concrete (in-situ) | Concrete, 50 MPa | >40 MPa to ≤50 MPa | Concrete (in-situ), Precast 50MPa HySustain (Hymix Australia Pty Ltd) (Australia) | Concrete_50MPa | Concrete_50MPa | 2025-01-28 | 2030-01-28 | Australia | EPD-IES-0017551:001 | Version 1 | EPD Australasia |  | m³ | 2461.5 |  |  |  | 299.9 | 298 | 0.0195 | 0.0721 | 0 | 298.0916 | 0 | 0.12184 | 0.12106 | 7.922e-06 | 2.9291e-05 | 0 | 0.1211 | 0 | Version 2026.2
Concrete (in-situ) | Concrete, 65 MPa | >50 MPa to ≤65 MPa | Concrete (in-situ), 65MPa SWC (ZS6510-655) concrete (Gunlake Concrete NSW Pty Ltd) (Australia) | Concrete_65MPa | Concrete_65MPa | 2025-11-28 | 2030-11-27 | Australia | EPD-IES-0026710:001 | Version 1 | EPD Australasia |  | m³ | 2330 |  |  |  | 318 | 318 | 0.109 | 0.00266 | 0 | 318.1117 | 0 | 0.13648 | 0.13648 | 4.6781e-05 | 1.1416e-06 | 0 | 0.13653 | 0 | Version 2026.2
Concrete (in-situ) | Concrete, 40 MPa | >32 MPa to ≤40 MPa | Concrete (in-situ), VIC – North East Link Project – Spark – VS401NPS4 (Holcim (Australia) Pty Ltd) (Australia) | Concrete_40MPa | Concrete_40MPa | 2025-03-04 | 2030-03-04 | Australia | EPD-IES-0018488:001 |  | EPD Australasia |  | m³ | 2400 |  |  |  | 300 | 299 | 0.715 | 0.0883 | 0 | 299.8033 | 0 | 0.125 | 0.12458 | 0.00029792 | 3.6792e-05 | 0 | 0.12492 | 0 | Version 2026.2
Concrete (in-situ) | Concrete, 50 MPa | >40 MPa to ≤50 MPa | Concrete (in-situ), QLD - Sunshine Coast - ECOPact - QE501E160 (Holcim (Australia) Pty Ltd) (Australia) | Concrete_50MPa | Concrete_50MPa | 2025-06-13 | 2030-06-13 | Australia | EPD-IES-23506:001 |  | EPD Australasia |  | m³ | 2400 |  |  |  | 300 | 299 | 0.916 | 0.0221 | 0 | 299.9381 | 0 | 0.125 | 0.12458 | 0.00038167 | 9.2083e-06 | 0 | 0.12497 | 0 | Version 2026.2
Concrete (in-situ) | Concrete, 32 MPa | >25 MPa to ≤32 MPa | Concrete (in-situ), QLD - Burleigh - Climate Active - QZ322EEZY (Holcim (Australia) Pty Ltd) (Australia) | Concrete_32MPa | Concrete_32MPa | 2025-04-17 | 2030-04-17 | Australia | EPD-IES-20706:001 |  | EPD Australasia |  | m³ | 2400 |  |  |  | 300 | 300 | 0.364 | 0.246 | 0 | 300.61 | 0 | 0.125 | 0.125 | 0.00015167 | 0.0001025 | 0 | 0.12525 | 0 | Version 2026.2
Concrete (in-situ) | Concrete, 40 MPa | >32 MPa to ≤40 MPa | Concrete (in-situ), NSW – Far North Coast – ECOPact – NE401L120 (Holcim (Australia) Pty Ltd) (Australia) | Concrete_40MPa | Concrete_40MPa | 2025-05-19 | 2030-05-19 | Australia | EPD-IES-0022034:001 |  | EPD Australasia |  | m³ | 2400 |  |  |  | 300 | 300 | 0.158 | 0.0304 | 0 | 300.1884 | 0 | 0.125 | 0.125 | 6.5833e-05 | 1.2667e-05 | 0 | 0.12508 | 0 | Version 2026.2
Concrete (in-situ) | Concrete, 32 MPa | >25 MPa to ≤32 MPa | Concrete (in-situ), VIC - Melbourne Metro - ECOPact- VE322EAM2 (Holcim (Australia) Pty Ltd) (Australia) | Concrete_32MPa | Concrete_32MPa | 2025-04-15 | 2030-04-15 | Australia | EPD-IES-20534:001 |  | EPD Australasia |  | m³ | 2400 |  |  |  | 300 | 300 | 0.0839 | 0.00224 | 0 | 300.0861 | 0 | 0.125 | 0.125 | 3.4958e-05 | 9.3333e-07 | 0 | 0.12504 | 0 | Version 2026.2
Concrete (in-situ) | Concrete, 50 MPa | >40 MPa to ≤50 MPa | Concrete (in-situ), VIC - Melbourne Metro - ECOPact- VE502EAS5 (Holcim (Australia) Pty Ltd) (Australia) | Concrete_50MPa | Concrete_50MPa | 2025-04-15 | 2030-04-15 | Australia | EPD-IES-20563:001 |  | EPD Australasia |  | m³ | 2400 |  |  |  | 300 | 300 | 0.742 | 0.09 | 0 | 300.832 | 0 | 0.125 | 0.125 | 0.00030917 | 3.75e-05 | 0 | 0.12535 | 0 | Version 2026.2
Concrete (in-situ) | Concrete, 40 MPa | >32 MPa to ≤40 MPa | Concrete (in-situ), NSW – Far North Coast – ECOPact – NE402FP1 (Holcim (Australia) Pty Ltd) (Australia) | Concrete_40MPa | Concrete_40MPa | 2025-05-19 | 2030-05-19 | Australia | EPD-IES-0022039:001 | Version 1 | EPD Australasia |  | m³ | 2400 |  |  |  | 301 | 301 | 0.161 | 0.0305 | 0 | 301.1915 | 0 | 0.12542 | 0.12542 | 6.7083e-05 | 1.2708e-05 | 0 | 0.1255 | 0 | Version 2026.2
Concrete (in-situ) | Concrete, 32 MPa | >25 MPa to ≤32 MPa | Concrete (in-situ), AN3214LP pre-mixed concrete (Aurora Construction Materials Epping Pty. Ltd.) (Australia) | Concrete_32MPa | Concrete_32MPa | 2025-08-15 | 2030-08-15 | Australia | EPD-IES-0021716:001 | Version 1 | EPD Australasia |  | m³ | 2286 |  |  |  | 290 | 290 | -0.143 | 0.02 | 0 | 290.02 | 0 | 0.12686 | 0.12686 | -6.2555e-05 | 8.7489e-06 | 0 | 0.12687 | 0 | Version 2026.2
Concrete (in-situ) |  | Not used | Concrete (in-situ), Hutchinson Builders - 185 Wharf Street (Heidelberg Materials Australia Pty Ltd) (Australia) |  |  | 2025-01-24 | 2030-01-24 | Australia | EPD-IES-0015319:001 | Version 1 | EPD Australasia |  | m³ | 2392.7 |  |  |  | 301 | 301 | 0.099 | 0.0343 | 0 | 301.1333 | 0 | 0.1258 | 0.1258 | 4.1376e-05 | 1.4335e-05 | 0 | 0.12586 | 0 | Version 2026.2
Concrete (in-situ) | Concrete, 32 MPa | >25 MPa to ≤32 MPa | Concrete (in-situ), TfNSW R83 Pavement 35MPa (Heidelberg Materials Australia Pty Ltd) (Australia) | Concrete_32MPa | Concrete_32MPa | 2025-01-28 | 2030-01-28 | Australia | EPD-IES-0011822:001 | Version 1 | EPD Australasia |  | m³ | 2426.7 |  |  |  | 301 | 301 | 0.154 | 0.0311 | 0 | 301.1851 | 0 | 0.12404 | 0.12404 | 6.3461e-05 | 1.2816e-05 | 0 | 0.12411 | 0 | Version 2026.2
Concrete (in-situ) | Concrete, 40 MPa | >32 MPa to ≤40 MPa | Concrete (in-situ), Hyshine Polished 40 MPa (Hymix Australia Pty Ltd) (Australia) | Concrete_40MPa | Concrete_40MPa | 2025-01-28 | 2030-01-28 | Australia | EPD-IES-0016044:001 | Version 1 | EPD Australasia |  | m³ | 2415.2 |  |  |  | 301 | 301 | 0.132 | 0 | 0 | 301.132 | 0 | 0.12463 | 0.12463 | 5.4654e-05 | 0 | 0 | 0.12468 | 0 | Version 2026.2
Concrete (in-situ) | Concrete, 35 MPa | >32 MPa to ≤40 MPa | Concrete (in-situ), TfNSW R83 Pavement 35MPa (Hymix Australia Pty Ltd) (Australia) | Concrete_40MPa | Concrete_40MPa | 2025-01-28 | 2030-01-28 | Australia | EPD-IES-0016753:001 | Version 1 | EPD Australasia |  | m³ | 2426.7 |  |  |  | 301 | 301 | 0.154 | 0.0311 | 0 | 301.1851 | 0 | 0.12404 | 0.12404 | 6.3461e-05 | 1.2816e-05 | 0 | 0.12411 | 0 | Version 2026.2
Concrete (in-situ) | Concrete, 80 MPa | >65 MPa to ≤80 MPa | Concrete (in-situ), QLD – Sunshine Coast – ECOPact – QE801EDU2 (Holcim (Australia) Pty Ltd) (Australia) | Concrete_80MPa | Concrete_80MPa | 2025-06-13 | 2030-06-13 | Australia | EPD-IES-0023508:001 |  | EPD Australasia |  | m³ | 2400 |  |  |  | 301 | 301 | 0.099 | 0.0343 | 0 | 301.1333 | 0 | 0.12542 | 0.12542 | 4.125e-05 | 1.4292e-05 | 0 | 0.12547 | 0 | Version 2026.2
Concrete (in-situ) | Concrete, 50 MPa | >40 MPa to ≤50 MPa | Concrete (in-situ), VIC - Melbourne Metro - ECOPact- VE501EAP (Holcim (Australia) Pty Ltd) (Australia) | Concrete_50MPa | Concrete_50MPa | 2025-04-15 | 2030-04-15 | Australia | EPD-IES-20417:001 |  | EPD Australasia |  | m³ | 2400 |  |  |  | 301 | 301 | 0.788 | 0.0948 | 0 | 301.8828 | 0 | 0.12542 | 0.12542 | 0.00032833 | 3.95e-05 | 0 | 0.12578 | 0 | Version 2026.2
Concrete (in-situ) | Concrete, 50 MPa | >40 MPa to ≤50 MPa | Concrete (in-situ), SA - ADLC - ECOPact Mixes- SE502A540 (Holcim (Australia) Pty Ltd) (Australia) | Concrete_50MPa | Concrete_50MPa | 2025-05-23 | 2030-05-23 | Australia | EPD-IES-22119:001 |  | EPD Australasia |  | m³ | 2400 |  |  |  | 301 | 299 | 0.37 | 1.27 | 0 | 300.64 | 0 | 0.12542 | 0.12458 | 0.00015417 | 0.00052917 | 0 | 0.12527 | 0 | Version 2026.2
Concrete (in-situ) | Concrete, 50 MPa | >40 MPa to ≤50 MPa | Concrete (in-situ), NSW – Sydney – ECOPact – NE501E1L2 (Holcim (Australia) Pty Ltd) (Australia) | Concrete_50MPa | Concrete_50MPa | 2025-05-28 | 2030-05-28 | Australia | EPD-IES-0023408:001 |  | EPD Australasia |  | m³ | 2400 |  |  |  | 301 | 300 | 0.178 | 0.0273 | 0 | 300.2053 | 0 | 0.12542 | 0.125 | 7.4167e-05 | 1.1375e-05 | 0 | 0.12509 | 0 | Version 2026.2
Concrete (in-situ) | Concrete, 50 MPa | >40 MPa to ≤50 MPa | Concrete (in-situ), QLD - BNE - ECOPact - QE502EA03 (Holcim (Australia) Pty Ltd) (Australia) | Concrete_50MPa | Concrete_50MPa | 2025-05-13 | 2030-05-13 | Australia | EPD-IES-21955:001 |  | EPD Australasia |  | m³ | 2400 |  |  |  | 301 | 300 | 1.04 | 0.0287 | 0 | 301.0687 | 0 | 0.12542 | 0.125 | 0.00043333 | 1.1958e-05 | 0 | 0.12545 | 0 | Version 2026.2
Concrete (in-situ) | Concrete, ? MPa, | Not used | Concrete (in-situ), Ready-mix concrete (Holcim (Australia) Pty Ltd) (Australia) |  |  | 2025-05-19 | 2030-05-19 | Australia | EPD-IES-0021993:001 | Version 1 | EPD Australasia |  | m³ | 2400 |  |  |  | 147 | 147 | 0.142 | 0.0263 | 0 | 147.1683 | 0 | 0.06125 | 0.06125 | 5.9167e-05 | 1.0958e-05 | 0 | 0.06132 | 0 | Version 2026.2
Concrete (in-situ) | Concrete, 40 MPa | Not used | Concrete (in-situ), VIC – Melbourne Metro – ECOPact – VE402E9F2 + 20KG Steel FIB (Holcim (Australia) Pty Ltd) (Australia) |  |  | 2025-04-15 | 2030-04-15 | Australia | EPD-IES-0020519:001 | Version 1 | EPD Australasia |  | m³ | 2400 |  |  |  | 302 | 301 | 0.666 | 0 | 0 | 301.666 | 0 | 0.12583 | 0.12542 | 0.0002775 | 0 | 0 | 0.12569 | 0 | Version 2026.2
Concrete (in-situ) | Concrete, 40 MPa | >32 MPa to ≤40 MPa | Concrete (in-situ), L40PR14K255 concrete manufactured at Robinvale (E.B. Mawson & Sons Pty Ltd) (Australia) | Concrete_40MPa | Concrete_40MPa | 2025-05-20 | 2030-05-20 | Australia | EPD-IES-0018484:001 | Version 1 | EPD Australasia |  | m³ | 2393 |  |  |  | 302 | 302 | 0.185 | 0.0443 | 0 | 302.2293 | 0 | 0.1262 | 0.1262 | 7.7309e-05 | 1.8512e-05 | 0 | 0.1263 | 0 | Version 2026.2
Concrete (in-situ) | Concrete, 50 MPa | >40 MPa to ≤50 MPa | Concrete (in-situ), GS SLCF40S50 50 MPa (Elvin Group (ACT) Pty Ltd) (Australia) | Concrete_50MPa | Concrete_50MPa | 2025-03-07 | 2030-03-07 | Australia | EPD-IES-0019668:001 | Version 1 | EPD Australasia |  | m³ | 2310 |  |  |  | 302 | 302 | 0.101 | 0.0348 | 0 | 302.1358 | 0 | 0.13074 | 0.13074 | 4.3723e-05 | 1.5065e-05 | 0 | 0.13079 | 0 | Version 2026.2
Concrete (in-situ) | Concrete, 20 MPa | >10 MPa to ≤20 MPa | Concrete (in-situ), GS LCT50G20 20 MPa (Elvin Group (ACT) Pty Ltd) (Australia) | Concrete_20MPa | Concrete_20MPa | 2025-03-07 | 2030-03-07 | Australia | EPD-IES-0019671:001 | Version 1 | EPD Australasia |  | m³ | 2350 |  |  |  | 168 | 168 | 0.153 | 0.0325 | 0 | 168.1855 | 0 | 0.071489 | 0.071489 | 6.5106e-05 | 1.383e-05 | 0 | 0.071568 | 0 | Version 2026.2
Concrete (in-situ) | Concrete, 32 MPa | >25 MPa to ≤32 MPa | Concrete (in-situ), VIC - Melbourne Metro - ECOPact- VE321EK6 (Holcim (Australia) Pty Ltd) (Australia) | Concrete_32MPa | Concrete_32MPa | 2025-04-15 | 2030-04-15 | Australia | EPD-IES-20524:001 |  | EPD Australasia |  | m³ | 2400 |  |  |  | 213 | 212 | 0.736 | 0.0637 | 0 | 212.7997 | 0 | 0.08875 | 0.088333 | 0.00030667 | 2.6542e-05 | 0 | 0.088667 | 0 | Version 2026.2
Concrete (in-situ) | Concrete, 40 MPa | >32 MPa to ≤40 MPa | Concrete (in-situ), WA – Perth – Main Roads WA – WS402BK05 (Holcim (Australia) Pty Ltd) (Australia) | Concrete_40MPa | Concrete_40MPa | 2025-05-16 | 2030-05-16 | Australia | EPD-IES-0022188:001 |  | EPD Australasia |  | m³ | 2400 |  |  |  | 302 | 301 | 1.06 | 0.0264 | 0 | 302.0864 | 0 | 0.12583 | 0.12542 | 0.00044167 | 1.1e-05 | 0 | 0.12587 | 0 | Version 2026.2
Concrete (in-situ) | Concrete, 40 MPa | >32 MPa to ≤40 MPa | Concrete (in-situ), L40PR14K252 concrete manufactured at Balranald (E.B. Mawson & Sons Pty Ltd) (Australia) | Concrete_40MPa | Concrete_40MPa | 2025-05-20 | 2030-05-20 | Australia | EPD-IES-0018436:001 | Version 1 | EPD Australasia |  | m³ | 2390 |  |  |  | 303 | 303 | 0.0656 | 0.0434 | 0 | 303.109 | 0 | 0.12678 | 0.12678 | 2.7448e-05 | 1.8159e-05 | 0 | 0.12682 | 0 | Version 2026.2
Concrete (in-situ) | Concrete, 50 MPa | >40 MPa to ≤50 MPa | Concrete (in-situ), WA – Perth Metro – ECOPact – WE501E4 (Holcim (Australia) Pty Ltd) (Australia) | Concrete_50MPa | Concrete_50MPa | 2025-05-27 | 2030-05-27 | Australia | EPD-IES-0023327:001 |  | EPD Australasia |  | m³ | 2400 |  |  |  | 303 | 302 | 1.07 | 0 | 0 | 303.07 | 0 | 0.12625 | 0.12583 | 0.00044583 | 0 | 0 | 0.12628 | 0 | Version 2026.2
Concrete (in-situ) | Concrete, 65 MPa | >50 MPa to ≤65 MPa | Concrete (in-situ), QLD - Burleigh - Climate Active - QZ651E200 (Holcim (Australia) Pty Ltd) (Australia) | Concrete_65MPa | Concrete_65MPa | 2025-04-17 | 2030-04-17 | Australia | EPD-IES-20764:001 |  | EPD Australasia |  | m³ | 2400 |  |  |  | 303 | 303 | 0.938 | 0.0201 | 0 | 303.9581 | 0 | 0.12625 | 0.12625 | 0.00039083 | 8.375e-06 | 0 | 0.12665 | 0 | Version 2026.2
Concrete (in-situ) | Concrete, 40 MPa | >32 MPa to ≤40 MPa | Concrete (in-situ), WA - Perth - Main Roads WA - WE402EB04 (Holcim (Australia) Pty Ltd) (Australia) | Concrete_40MPa | Concrete_40MPa | 2025-05-16 | 2030-05-16 | Australia | EPD-IES-22179:001 |  | EPD Australasia |  | m³ | 2400 |  |  |  | 303 | 302 | 1.06 | 0.0272 | 0 | 303.0872 | 0 | 0.12625 | 0.12583 | 0.00044167 | 1.1333e-05 | 0 | 0.12629 | 0 | Version 2026.2
Concrete (in-situ) | Concrete, 32 MPa | >25 MPa to ≤32 MPa | Concrete (in-situ), QLD - Sunshine Coast - ECOPact - QE321LEZY (Holcim (Australia) Pty Ltd) (Australia) | Concrete_32MPa | Concrete_32MPa | 2025-06-13 | 2030-06-13 | Australia | EPD-IES-23471:001 |  | EPD Australasia |  | m³ | 2400 |  |  |  | 303 | 303 | 0.938 | 0.0201 | 0 | 303.9581 | 0 | 0.12625 | 0.12625 | 0.00039083 | 8.375e-06 | 0 | 0.12665 | 0 | Version 2026.2
Concrete (in-situ) | Concrete, 50 MPa | >40 MPa to ≤50 MPa | Concrete (in-situ), WA - Perth Metropolitan - ECOPact - WE501E2 (Holcim (Australia) Pty Ltd) (Australia) | Concrete_50MPa | Concrete_50MPa | 2025-05-27 | 2030-05-27 | Australia | EPD-IES-23326:001 |  | EPD Australasia |  | m³ | 2400 |  |  |  | 303 | 302 | 1.07 | 0 | 0 | 303.07 | 0 | 0.12625 | 0.12583 | 0.00044583 | 0 | 0 | 0.12628 | 0 | Version 2026.2
Concrete (in-situ) | Concrete, 40 MPa | >32 MPa to ≤40 MPa | Concrete (in-situ), L40PR14K250 concrete manufactured at Mildura (E.B. Mawson & Sons Pty Ltd) (Australia) | Concrete_40MPa | Concrete_40MPa | 2025-05-20 | 2030-05-20 | Australia | EPD-IES-0018472:001 | Version 1 | EPD Australasia |  | m³ | 2390 |  |  |  | 304 | 304 | 0.0654 | 0.0427 | 0 | 304.1081 | 0 | 0.1272 | 0.1272 | 2.7364e-05 | 1.7866e-05 | 0 | 0.12724 | 0 | Version 2026.2
Concrete (in-situ) | Concrete, 40 MPa | >32 MPa to ≤40 MPa | Concrete (in-situ), GS SLCF40S40 40 MPa (SLCF40S40) (Elvin Group (ACT) Pty Ltd) (Australia) | Concrete_40MPa | Concrete_40MPa | 2025-03-07 | 2030-03-07 | Australia | EPD-IES-0019667:001 | Version 1 | EPD Australasia |  | m³ | 2320 |  |  |  | 304 | 304 | 0.184 | 0.0485 | 0 | 304.2325 | 0 | 0.13103 | 0.13103 | 7.931e-05 | 2.0905e-05 | 0 | 0.13113 | 0 | Version 2026.2
Concrete (in-situ) | Concrete, 50 MPa | >40 MPa to ≤50 MPa | Concrete (in-situ), NSW – Sydney – ECOPact – NE501EA7 (Holcim (Australia) Pty Ltd) (Australia) | Concrete_50MPa | Concrete_50MPa | 2025-05-28 | 2030-05-28 | Australia | EPD-IES-0023410:001 |  | EPD Australasia |  | m³ | 2400 |  |  |  | 304 | 304 | 0.18 | 0.0278 | 0 | 304.2078 | 0 | 0.12667 | 0.12667 | 7.5e-05 | 1.1583e-05 | 0 | 0.12675 | 0 | Version 2026.2
Concrete (in-situ) | Concrete, 32 MPa | >25 MPa to ≤32 MPa | Concrete (in-situ), VIC - Melbourne Metro - ECOPact- VE327EKC (Holcim (Australia) Pty Ltd) (Australia) | Concrete_32MPa | Concrete_32MPa | 2025-04-15 | 2030-04-15 | Australia | EPD-IES-20404:001 |  | EPD Australasia |  | m³ | 2400 |  |  |  | 304 | 307 | -2.39 | 0.00744 | 0 | 307.0074 | 0 | 0.12667 | 0.12792 | -0.00099583 | 3.1e-06 | 0 | 0.12792 | 0 | Version 2026.2
Concrete (in-situ) | Concrete, 32 MPa | >25 MPa to ≤32 MPa | Concrete (in-situ), WA – Perth – Main Roads WA – WS322BK05 (Holcim (Australia) Pty Ltd) (Australia) | Concrete_32MPa | Concrete_32MPa | 2025-05-16 | 2030-05-16 | Australia | EPD-IES-0022186:001 |  | EPD Australasia |  | m³ | 2400 |  |  |  | 304 | 302 | 1.09 | 0.0272 | 0 | 303.1172 | 0 | 0.12667 | 0.12583 | 0.00045417 | 1.1333e-05 | 0 | 0.1263 | 0 | Version 2026.2
Concrete (in-situ) | Concrete, 40 MPa | >32 MPa to ≤40 MPa | Concrete (in-situ), PL404AH30 (Heidelberg Materials Australia Pty Ltd) (Australia) | Concrete_40MPa | Concrete_40MPa | 2025-01-17 | 2029-12-11 | Australia | EPD-IES-0006583:002 | Version 2 | EPD Australasia |  | m³ | 2291 |  |  |  | 305 | 305 | 0.153 | 0.0322 | 0 | 305.1852 | 0 | 0.13313 | 0.13313 | 6.6783e-05 | 1.4055e-05 | 0 | 0.13321 | 0 | Version 2026.2
Concrete (in-situ) | Shotcrete | 25 MPa shotcrete | Concrete (in-situ), SPRAYMASTA 25MPa (Heidelberg Materials Australia Pty Ltd) (Australia) | Concrete_shotcrete | Concrete_shotcrete | 2025-05-02 | 2030-05-02 | Australia | EPD-IES-0018947:001 | Version 1 | EPD Australasia |  | m³ | 2400 |  |  |  | 305 | 303 | 3.9 | 0.0734 | 0 | 306.9734 | 0 | 0.12708 | 0.12625 | 0.001625 | 3.0583e-05 | 0 | 0.12791 | 0 | Version 2026.2
Concrete (in-situ) | Concrete, 50 MPa | >40 MPa to ≤50 MPa | Concrete (in-situ), Premix Concrete – 50MPa Precast Spandrel (Piave Premix Concrete Pty Ltd) (Australia) | Concrete_50MPa | Concrete_50MPa | 2025-03-31 | 2030-03-31 | Australia | EPD-IES-24228 | Version 19 | EPD Australasia |  | m³ | 2417 |  |  |  | 305 | 305 | 0 | 0 | 0 | 305 | 0 | 0.12619 | 0.12619 | 0 | 0 | 0 | 0.12619 | 0 | Version 2026.2
Concrete (in-situ) | Concrete, 40 MPa | >32 MPa to ≤40 MPa | Concrete (in-situ), NSW - Forster - Climate Active - NP4007FKC (Holcim (Australia) Pty Ltd) (Australia) | Concrete_40MPa | Concrete_40MPa | 2025-04-17 | 2030-04-17 | Australia | EPD-IES-20649:001 |  | EPD Australasia |  | m³ | 2400 |  |  |  | 305 | 304 | 0.179 | 0.0296 | 0 | 304.2086 | 0 | 0.12708 | 0.12667 | 7.4583e-05 | 1.2333e-05 | 0 | 0.12675 | 0 | Version 2026.2
Concrete (in-situ) | Concrete, ? MPa, | Not used | Concrete (in-situ), Ready-mix concrete (Holcim (Australia) Pty Ltd) (Australia) |  |  | 2025-05-19 | 2030-05-19 | Australia | EPD-IES-0021993:001 | Version 1 | EPD Australasia |  | m³ | 2400 |  |  |  | 147 | 147 | 0.142 | 0.0263 | 0 | 147.1683 | 0 | 0.06125 | 0.06125 | 5.9167e-05 | 1.0958e-05 | 0 | 0.06132 | 0 | Version 2026.2
Concrete (in-situ) | Concrete, 40 MPa | >32 MPa to ≤40 MPa | Concrete (in-situ), N40PR20H114 concrete manufactured at Dinawan (E.B. Mawson & Sons Pty Ltd) (Australia) | Concrete_40MPa | Concrete_40MPa | 2025-05-20 | 2030-05-20 | Australia | EPD-IES-0018452:001 | Version 1 | EPD Australasia |  | m³ | 2322 |  |  |  | 306 | 305 | 0.331 | 0.00124 | 0 | 305.3322 | 0 | 0.13178 | 0.13135 | 0.00014255 | 5.3402e-07 | 0 | 0.1315 | 0 | Version 2026.2
Concrete (in-situ) | Concrete, 50 MPa | >40 MPa to ≤50 MPa | Concrete (in-situ), Enrich-40 Normal-Class 50 MPa (Heidelberg Materials Australia Pty Ltd) (Australia) | Concrete_50MPa | Concrete_50MPa | 2025-01-28 | 2030-01-28 | Australia | EPD-IES-0010050 :001 | Version 1 | EPD Australasia |  | m³ | 2400 |  |  |  | 306 | 306 | 0.0723 | 0.036 | 0 | 306.1083 | 0 | 0.1275 | 0.1275 | 3.0125e-05 | 1.5e-05 | 0 | 0.12755 | 0 | Version 2026.2
Concrete (in-situ) | Concrete, 50 MPa | >40 MPa to ≤50 MPa | Concrete (in-situ), Post-tensioned 50 MPa (25 MPa @ 3 days) ECOTERA (Heidelberg Materials Australia Pty Ltd) (Australia) | Concrete_50MPa | Concrete_50MPa | 2025-01-28 | 2030-01-28 | Australia | EPD-IES-0011993:001 | Version 1 | EPD Australasia |  | m³ | 2447 |  |  |  | 306 | 304 | 0.0818 | 0.036 | 0 | 304.1178 | 0 | 0.12505 | 0.12423 | 3.3429e-05 | 1.4712e-05 | 0 | 0.12428 | 0 | Version 2026.2
Concrete (in-situ) | Concrete, 50 MPa | >40 MPa to ≤50 MPa | Concrete (in-situ), HYLO-40 Normal-Class 50 MPa (Hymix Australia Pty Ltd) (Australia) | Concrete_50MPa | Concrete_50MPa | 2025-01-28 | 2030-01-28 | Australia | EPD-IES-0013637:001 | Version 1 | EPD Australasia |  | m³ | 2438.7 |  |  |  | 306 | 306 | 0.0723 | 0.036 | 0 | 306.1083 | 0 | 0.12548 | 0.12548 | 2.9647e-05 | 1.4762e-05 | 0 | 0.12552 | 0 | Version 2026.2
Concrete (in-situ) | Concrete, 32 MPa | >25 MPa to ≤32 MPa | Concrete (in-situ), Western Suburbs Concrete S32JGEXT l Pre-mix concrete (Western Suburbs Concrete (WSC) Pty Ltd) (Australia) | Concrete_32MPa | Concrete_32MPa | 2025-06-20 | 2030-06-20 | Australia | EPD-IES-0024099:001 | Version 1 | EPD Australasia |  | m³ | 2301 |  |  |  | 306 | 306 | 0.104 | 0.0329 | 0 | 306.1369 | 0 | 0.13299 | 0.13299 | 4.5198e-05 | 1.4298e-05 | 0 | 0.13305 | 0 | Version 2026.2
Concrete (in-situ) | Concrete, 50 MPa | >40 MPa to ≤50 MPa | Concrete (in-situ), WA - Southwest - ECOPact - WE502E2 (Holcim (Australia) Pty Ltd) (Australia) | Concrete_50MPa | Concrete_50MPa | 2025-05-19 | 2030-05-19 | Australia | EPD-IES-22002:001 |  | EPD Australasia |  | m³ | 2400 |  |  |  | 306 | 305 | 1.06 | 0.027 | 0 | 306.087 | 0 | 0.1275 | 0.12708 | 0.00044167 | 1.125e-05 | 0 | 0.12754 | 0 | Version 2026.2
Concrete (in-situ) | Concrete, 55 MPa | >50 MPa to ≤65 MPa | Concrete (in-situ), SA – Adelaide Metro – ECOPact – SE551DPHW (Holcim (Australia) Pty Ltd) (Australia) | Concrete_65MPa | Concrete_65MPa | 2025-05-23 | 2030-05-23 | Australia | EPD-IES-0022124:001 |  | EPD Australasia |  | m³ | 2400 |  |  |  | 306 | 304 | 0.363 | 0 | 0 | 304.363 | 0 | 0.1275 | 0.12667 | 0.00015125 | 0 | 0 | 0.12682 | 0 | Version 2026.2
Concrete (in-situ) | Concrete, 65 MPa | >50 MPa to ≤65 MPa | Concrete (in-situ), SA - ADLC - ECOPact Mixes- SE552DPHW (Holcim (Australia) Pty Ltd) (Australia) | Concrete_65MPa | Concrete_65MPa | 2025-05-23 | 2030-05-23 | Australia | EPD-IES-22125:001 |  | EPD Australasia |  | m³ | 2400 |  |  |  | 306 | 304 | 0.363 | 1.31 | 0 | 305.673 | 0 | 0.1275 | 0.12667 | 0.00015125 | 0.00054583 | 0 | 0.12736 | 0 | Version 2026.2
Concrete (in-situ) | Concrete, 40 MPa | >32 MPa to ≤40 MPa | Concrete (in-situ), VIC - Melbourne Metro - ECOPact- VE401EAV (Holcim (Australia) Pty Ltd) (Australia) | Concrete_40MPa | Concrete_40MPa | 2025-04-15 | 2030-04-15 | Australia | EPD-IES-20434:001 |  | EPD Australasia |  | m³ | 2400 |  |  |  | 307 | 307 | 0.374 | 0.0958 | 0 | 307.4698 | 0 | 0.12792 | 0.12792 | 0.00015583 | 3.9917e-05 | 0 | 0.12811 | 0 | Version 2026.2
Concrete (in-situ) | Concrete, 50 MPa | >40 MPa to ≤50 MPa | Concrete (in-situ), VIC - Melbourne Metro - ECOPact- VE504AVPW (Holcim (Australia) Pty Ltd) (Australia) | Concrete_50MPa | Concrete_50MPa | 2025-04-15 | 2030-04-15 | Australia | EPD-IES-20494:001 |  | EPD Australasia |  | m³ | 2400 |  |  |  | 307 | 306 | 0.832 | 0.0984 | 0 | 306.9304 | 0 | 0.12792 | 0.1275 | 0.00034667 | 4.1e-05 | 0 | 0.12789 | 0 | Version 2026.2
Concrete (in-situ) | Concrete, 40 MPa | >32 MPa to ≤40 MPa | Concrete (in-situ), NSW - Far North Coast - ECOPact - NE402L60U (Holcim (Australia) Pty Ltd) (Australia) | Concrete_40MPa | Concrete_40MPa | 2025-05-19 | 2030-05-19 | Australia | EPD-IES-22046:001 |  | EPD Australasia |  | m³ | 2400 |  |  |  | 307 | 307 | 0.157 | 0 | 0 | 307.157 | 0 | 0.12792 | 0.12792 | 6.5417e-05 | 0 | 0 | 0.12798 | 0 | Version 2026.2
Concrete (in-situ) | Concrete, 50 MPa | Not used | Concrete (in-situ), VIC – Melbourne Metro – ECOPact – VE501EAPF - 6KG Recycled Plastic FIB (Holcim (Australia) Pty Ltd) (Australia) |  |  | 2025-04-15 | 2030-04-15 | Australia | EPD-IES-0020601:001 |  | EPD Australasia |  | m³ | 2400 |  |  |  | 307 | 307 | 0.374 | 0 | 0 | 307.374 | 0 | 0.12792 | 0.12792 | 0.00015583 | 0 | 0 | 0.12807 | 0 | Version 2026.2
Concrete (in-situ) | Concrete, 50 MPa | Not used | Concrete (in-situ), VIC – Melbourne Metro – ECOPact – VE501EAPF - 6KG Recycled Plastic FIB (Holcim (Australia) Pty Ltd) (Australia) |  |  | 2025-04-15 | 2030-04-15 | Australia | EPD-IES-0020601:001 |  | EPD Australasia |  | m³ | 2400 |  |  |  | 307 | 307 | 0.374 | 0 | 0 | 307.374 | 0 | 0.12792 | 0.12792 | 0.00015583 | 0 | 0 | 0.12807 | 0 | Version 2026.2
Concrete (in-situ) | Concrete, 40 MPa | >32 MPa to ≤40 MPa | Concrete (in-situ), L40PR14H193 concrete manufactured at Hay for Project EnergyConnect (E.B. Mawson & Sons Pty Ltd) (Australia) | Concrete_40MPa | Concrete_40MPa | 2025-05-20 | 2030-05-20 | Australia | EPD-IES-0018459:001 | Version 1 | EPD Australasia |  | m³ | 2432 |  |  |  | 308 | 307 | 0.323 | 0.00108 | 0 | 307.3241 | 0 | 0.12664 | 0.12623 | 0.00013281 | 4.4408e-07 | 0 | 0.12637 | 0 | Version 2026.2
Concrete (in-situ) | Concrete, 65 MPa | >50 MPa to ≤65 MPa | Concrete (in-situ), Premix Concrete - 65MPa MIX SUPER (Piave Premix Concrete Pty Ltd) (Australia) | Concrete_65MPa | Concrete_65MPa | 2025-03-31 | 2030-03-31 | Australia | EPD-IES-17574 | Version 55 | EPD Australasia |  | m³ | 2413 |  |  |  | 321 | 321 | 0 | 0.0197 | 0 | 321 | 0 | 0.13303 | 0.13303 | 0 | 8.1641e-06 | 0 | 0.13303 | 0 | Version 2026.2
Concrete (in-situ) | Concrete, 40 MPa | >32 MPa to ≤40 MPa | Concrete (in-situ), NSW - Coffs Coast - ECOPact- NE402LPT2 (Holcim (Australia) Pty Ltd) (Australia) | Concrete_40MPa | Concrete_40MPa | 2025-04-22 | 2030-04-22 | Australia | EPD-IES-0018556:001 | Version 1 | EPD Australasia |  | m³ | 2400 |  |  |  | 309 | 309 | 0.169 | 0.0328 | 0 | 309.2018 | 0 | 0.12875 | 0.12875 | 7.0417e-05 | 1.3667e-05 | 0 | 0.12883 | 0 | Version 2026.2
Concrete (in-situ) | Concrete, 32 MPa | >25 MPa to ≤32 MPa | Concrete (in-situ), SL322APC (32MPa GP/FA Blend) concrete (Gunlake Concrete NSW Pty Ltd) (Australia) | Concrete_32MPa | Concrete_32MPa | 2025-11-28 | 2030-11-27 | Australia | EPD-IES-0026695:001 | Version 1 | EPD Australasia |  | m³ | 2345 |  |  |  | 309 | 309 | 0.0703 | 0.00262 | 0 | 309.0729 | 0 | 0.13177 | 0.13177 | 2.9979e-05 | 1.1173e-06 | 0 | 0.1318 | 0 | Version 2026.2
Concrete (in-situ) | Concrete, 40 MPa | >32 MPa to ≤40 MPa | Concrete (in-situ), NSW - Far North Coast - ECOPact - NE401LCFA (Holcim (Australia) Pty Ltd) (Australia) | Concrete_40MPa | Concrete_40MPa | 2025-05-19 | 2030-05-19 | Australia | EPD-IES-22047:001 |  | EPD Australasia |  | m³ | 2400 |  |  |  | 309 | 309 | 0.158 | 0.0306 | 0 | 309.1886 | 0 | 0.12875 | 0.12875 | 6.5833e-05 | 1.275e-05 | 0 | 0.12883 | 0 | Version 2026.2
Concrete (in-situ) | Concrete, ? MPa, | Not used | Concrete (in-situ), Ready-mix concrete (Holcim (Australia) Pty Ltd) (Australia) |  |  | 2025-05-19 | 2030-05-19 | Australia | EPD-IES-0021993:001 | Version 1 | EPD Australasia |  | m³ | 2400 |  |  |  | 147 | 147 | 0.142 | 0.0263 | 0 | 147.1683 | 0 | 0.06125 | 0.06125 | 5.9167e-05 | 1.0958e-05 | 0 | 0.06132 | 0 | Version 2026.2
Concrete (in-situ) | Concrete, 40 MPa | >32 MPa to ≤40 MPa | Concrete (in-situ), NSW - Coffs Coast - ECOPact- NE402L2 (Holcim (Australia) Pty Ltd) (Australia) | Concrete_40MPa | Concrete_40MPa | 2025-04-22 | 2030-04-22 | Australia | EPD-IES-18554:001 |  | EPD Australasia |  | m³ | 2400 |  |  |  | 309 | 309 | 0.169 | 0.0328 | 0 | 309.2018 | 0 | 0.12875 | 0.12875 | 7.0417e-05 | 1.3667e-05 | 0 | 0.12883 | 0 | Version 2026.2
Concrete (in-situ) | Concrete, 40 MPa | >32 MPa to ≤40 MPa | Concrete (in-situ), NSW - Coffs Coast - ECOPact- NE402L8 (Holcim (Australia) Pty Ltd) (Australia) | Concrete_40MPa | Concrete_40MPa | 2025-04-22 | 2030-04-22 | Australia | EPD-IES-18555:001 |  | EPD Australasia |  | m³ | 2400 |  |  |  | 309 | 309 | 0.169 | 0.0327 | 0 | 309.2017 | 0 | 0.12875 | 0.12875 | 7.0417e-05 | 1.3625e-05 | 0 | 0.12883 | 0 | Version 2026.2
Concrete (in-situ) | Concrete, 32 MPa | >25 MPa to ≤32 MPa | Concrete (in-situ), AS3220PA pre-mixed concrete (Aurora Construction Materials Epping Pty Ltd) (Australia) | Concrete_32MPa | Concrete_32MPa | 2025-08-15 | 2030-08-15 | Australia | EPD-IES-0021759:001 | Version 1 | EPD Australasia |  | m³ | 2402 |  |  |  | 310 | 310 | -0.125 | 0.022 | 0 | 310.022 | 0 | 0.12906 | 0.12906 | -5.204e-05 | 9.159e-06 | 0 | 0.12907 | 0 | Version 2026.2
Concrete (in-situ) | Concrete, 50 MPa | >40 MPa to ≤50 MPa | Concrete (in-situ), CW501DS61 (Heidelberg Materials Australia Pty Ltd) (Australia) | Concrete_50MPa | Concrete_50MPa | 2025-01-31 | 2030-01-31 | Australia | EPD-IES-0018822:001 | Version 1 | EPD Australasia |  | m³ | 2338.6 |  |  |  | 310 | 310 | 0.187 | 0.0537 | 0 | 310.2407 | 0 | 0.13256 | 0.13256 | 7.9962e-05 | 2.2962e-05 | 0 | 0.13266 | 0 | Version 2026.2
Concrete (in-situ) | Concrete, 50 MPa | >40 MPa to ≤50 MPa | Concrete (in-situ), Climate Active – VIC - Laverton - VZ502E5 (Holcim (Australia) Pty Ltd) (Australia) | Concrete_50MPa | Concrete_50MPa | 2025-04-17 | 2030-04-17 | Australia | EPD-IES-0020784:001 |  | EPD Australasia |  | m³ | 2400 |  |  |  | 310 | 310 | 0.67 | 0.0971 | 0 | 310.7671 | 0 | 0.12917 | 0.12917 | 0.00027917 | 4.0458e-05 | 0 | 0.12949 | 0 | Version 2026.2
Concrete (in-situ) | Concrete, 50 MPa | >40 MPa to ≤50 MPa | Concrete (in-situ), WA - Perth Metropolitan - ECOPact - WE504E4 (Holcim (Australia) Pty Ltd) (Australia) | Concrete_50MPa | Concrete_50MPa | 2025-05-27 | 2030-05-27 | Australia | EPD-IES-23331:001 |  | EPD Australasia |  | m³ | 2400 |  |  |  | 310 | 309 | 1.1 | 0 | 0 | 310.1 | 0 | 0.12917 | 0.12875 | 0.00045833 | 0 | 0 | 0.12921 | 0 | Version 2026.2
Concrete (in-situ) | Concrete, 50 MPa | >40 MPa to ≤50 MPa | Concrete (in-situ), WA – Perth Metro – ECOPact – WE504E2 (Holcim (Australia) Pty Ltd) (Australia) | Concrete_50MPa | Concrete_50MPa | 2025-05-27 | 2030-05-27 | Australia | EPD-IES-0023330:001 |  | EPD Australasia |  | m³ | 2400 |  |  |  | 310 | 309 | 1.1 | 0 | 0 | 310.1 | 0 | 0.12917 | 0.12875 | 0.00045833 | 0 | 0 | 0.12921 | 0 | Version 2026.2
Concrete (in-situ) | Concrete, 40 MPa | >32 MPa to ≤40 MPa | Concrete (in-situ), NSW - Coffs Coast - ECOPact- NE401L2 (Holcim (Australia) Pty Ltd) (Australia) | Concrete_40MPa | Concrete_40MPa | 2025-04-22 | 2030-04-22 | Australia | EPD-IES-18552:001 |  | EPD Australasia |  | m³ | 2400 |  |  |  | 311 | 311 | 0.167 | 0.033 | 0 | 311.2 | 0 | 0.12958 | 0.12958 | 6.9583e-05 | 1.375e-05 | 0 | 0.12967 | 0 | Version 2026.2
Concrete (in-situ) | Concrete, 50 MPa | >40 MPa to ≤50 MPa | Concrete (in-situ), NSW – Sydney – ECOPact – NE501EA7F (Holcim (Australia) Pty Ltd) (Australia) | Concrete_50MPa | Concrete_50MPa | 2025-05-28 | 2030-05-28 | Australia | EPD-IES-0023411:001 |  | EPD Australasia |  | m³ | 2400 |  |  |  | 311 | 311 | -0.0975 | 0.0303 | 0 | 311.0303 | 0 | 0.12958 | 0.12958 | -4.0625e-05 | 1.2625e-05 | 0 | 0.1296 | 0 | Version 2026.2
Concrete (in-situ) | Concrete, 40 MPa | >32 MPa to ≤40 MPa | Concrete (in-situ), NSW - Coffs Coast - ECOPact- NE401L1 (Holcim (Australia) Pty Ltd) (Australia) | Concrete_40MPa | Concrete_40MPa | 2025-04-22 | 2030-04-22 | Australia | EPD-IES-18551:001 |  | EPD Australasia |  | m³ | 2400 |  |  |  | 311 | 311 | 0.167 | 0 | 0 | 311.167 | 0 | 0.12958 | 0.12958 | 6.9583e-05 | 0 | 0 | 0.12965 | 0 | Version 2026.2
Concrete (in-situ) | Concrete, 32 MPa | >25 MPa to ≤32 MPa | Concrete (in-situ), AS3220PA pre-mixed concrete (Aurora Construction Materials Epping Pty. Ltd.) (Australia) | Concrete_32MPa | Concrete_32MPa | 2025-08-15 | 2030-08-15 | Australia | EPD-IES-0021730:001 | Version 1 | EPD Australasia |  | m³ | 2402 |  |  |  | 312 | 313 | -0.125 | 0.022 | 0 | 313.022 | 0 | 0.12989 | 0.13031 | -5.204e-05 | 9.159e-06 | 0 | 0.13032 | 0 | Version 2026.2
Concrete (in-situ) | Concrete, 40 MPa | >32 MPa to ≤40 MPa | Concrete (in-situ), N40PR20H124 concrete manufactured at Coleambally for Project EnergyConnect (E.B. Mawson & Sons Pty Ltd) (Australia) | Concrete_40MPa | Concrete_40MPa | 2025-05-20 | 2030-05-20 | Australia | EPD-IES-0018446:001 | Version 1 | EPD Australasia |  | m³ | 2310 |  |  |  | 312 | 312 | 0.435 | 0.00244 | 0 | 312.4374 | 0 | 0.13506 | 0.13506 | 0.00018831 | 1.0563e-06 | 0 | 0.13525 | 0 | Version 2026.2
Concrete (in-situ) | Concrete, 80 MPa | >65 MPa to ≤80 MPa | Concrete (in-situ), GS SLCT60S80 80 MPa (SLCT60S80) / ELVIN GROUP (ACT) READY-MIXED CONCRETE (Elvin Group (ACT) Pty Ltd) (Australia) | Concrete_80MPa | Concrete_80MPa | 2025-03-07 | 2030-03-07 | Australia | EPD-IES-0019691:001 | Version 1 | EPD Australasia |  | m³ | 2310 |  |  |  | 312 | 312 | 0.158 | 0.0544 | 0 | 312.2124 | 0 | 0.13506 | 0.13506 | 6.8398e-05 | 2.355e-05 | 0 | 0.13516 | 0 | Version 2026.2
Concrete (in-situ) | Concrete, 65 MPa | >50 MPa to ≤65 MPa | Concrete (in-situ), 65MPa High strength GP/FA/GGBFS Blend (HS651DPD) concrete (Gunlake Concrete NSW Pty Ltd) (Australia) | Concrete_65MPa | Concrete_65MPa | 2025-11-28 | 2030-11-27 | Australia | EPD-IES-0026707:001 | Version 1 | EPD Australasia |  | m³ | 2384 |  |  |  | 324 | 324 | 0.132 | 0.0029 | 0 | 324.1349 | 0 | 0.13591 | 0.13591 | 5.5369e-05 | 1.2164e-06 | 0 | 0.13596 | 0 | Version 2026.2
Concrete (in-situ) | Concrete, 40 MPa | >32 MPa to ≤40 MPa | Concrete (in-situ), WA - North West - ECOPact- WE401E1P (Holcim (Australia) Pty Ltd) (Australia) | Concrete_40MPa | Concrete_40MPa | 2025-03-13 | 2030-03-13 | Australia | EPD-IES-18510:001 |  | EPD Australasia |  | m³ | 2400 |  |  |  | 312 | 311 | 1.08 | 0.0276 | 0 | 312.1076 | 0 | 0.13 | 0.12958 | 0.00045 | 1.15e-05 | 0 | 0.13004 | 0 | Version 2026.2
Concrete (in-situ) | Concrete, 50 MPa | >40 MPa to ≤50 MPa | Concrete (in-situ), QLD - Wacol - Climate Active - QZ501E200 (Holcim (Australia) Pty Ltd) (Australia) | Concrete_50MPa | Concrete_50MPa | 2025-04-17 | 2030-04-17 | Australia | EPD-IES-20750:001 |  | EPD Australasia |  | m³ | 2400 |  |  |  | 312 | 311 | 0.944 | 0.0231 | 0 | 311.9671 | 0 | 0.13 | 0.12958 | 0.00039333 | 9.625e-06 | 0 | 0.12999 | 0 | Version 2026.2
Concrete (in-situ) | Concrete, ? MPa, | Not used | Concrete (in-situ), Ready-mix concrete (Holcim (Australia) Pty Ltd) (Australia) |  |  | 2025-05-19 | 2030-05-19 | Australia | EPD-IES-0021993:001 | Version 1 | EPD Australasia |  | m³ | 2400 |  |  |  | 147 | 147 | 0.142 | 0.0263 | 0 | 147.1683 | 0 | 0.06125 | 0.06125 | 5.9167e-05 | 1.0958e-05 | 0 | 0.06132 | 0 | Version 2026.2
Concrete (in-situ) | Concrete, 80 MPa | >65 MPa to ≤80 MPa | Concrete (in-situ), SA - ADLC - ECOPact Mixes- SE801E5 (Holcim (Australia) Pty Ltd) (Australia) | Concrete_80MPa | Concrete_80MPa | 2025-05-23 | 2030-05-23 | Australia | EPD-IES-22087:001 |  | EPD Australasia |  | m³ | 2400 |  |  |  | 312 | 311 | 0.414 | 1.19 | 0 | 312.604 | 0 | 0.13 | 0.12958 | 0.0001725 | 0.00049583 | 0 | 0.13025 | 0 | Version 2026.2
Concrete (in-situ) | Concrete, 50 MPa | >40 MPa to ≤50 MPa | Concrete (in-situ), Climate Active – QLD - Darra - QZ501E200 (Holcim (Australia) Pty Ltd) (Australia) | Concrete_50MPa | Concrete_50MPa | 2025-04-17 | 2030-04-17 | Australia | EPD-IES-0020754:001 |  | EPD Australasia |  | m³ | 2400 |  |  |  | 312 | 311 | 0.944 | 0.0231 | 0 | 311.9671 | 0 | 0.13 | 0.12958 | 0.00039333 | 9.625e-06 | 0 | 0.12999 | 0 | Version 2026.2
Concrete (in-situ) | Concrete, 50 MPa | >40 MPa to ≤50 MPa | Concrete (in-situ), QLD - Murarrie - Climate Active - QZ501E200 (Holcim (Australia) Pty Ltd) (Australia) | Concrete_50MPa | Concrete_50MPa | 2025-04-17 | 2030-04-17 | Australia | EPD-IES-20755:001 |  | EPD Australasia |  | m³ | 2400 |  |  |  | 312 | 311 | 0.944 | 0.0231 | 0 | 311.9671 | 0 | 0.13 | 0.12958 | 0.00039333 | 9.625e-06 | 0 | 0.12999 | 0 | Version 2026.2
Concrete (in-situ) | Concrete, ? MPa, | Not used | Concrete (in-situ), Ready-mix concrete (Holcim (Australia) Pty Ltd) (Australia) |  |  | 2025-05-19 | 2030-05-19 | Australia | EPD-IES-0021993:001 | Version 1 | EPD Australasia |  | m³ | 2400 |  |  |  | 147 | 147 | 0.142 | 0.0263 | 0 | 147.1683 | 0 | 0.06125 | 0.06125 | 5.9167e-05 | 1.0958e-05 | 0 | 0.06132 | 0 | Version 2026.2
Concrete (in-situ) | Concrete, 50 MPa | >40 MPa to ≤50 MPa | Concrete (in-situ), NSW – Sydney – ECOPact – NE501PTS2 (Holcim (Australia) Pty Ltd) (Australia) | Concrete_50MPa | Concrete_50MPa | 2025-05-28 | 2030-05-28 | Australia | EPD-IES-0023413:001 |  | EPD Australasia |  | m³ | 2400 |  |  |  | 312 | 312 | 0.17 | 0.0329 | 0 | 312.2029 | 0 | 0.13 | 0.13 | 7.0833e-05 | 1.3708e-05 | 0 | 0.13008 | 0 | Version 2026.2
Concrete (in-situ) | Concrete, 50 MPa | >40 MPa to ≤50 MPa | Concrete (in-situ), WA - Perth Metropolitan - ECOPact - WE502E2 (Holcim (Australia) Pty Ltd) (Australia) | Concrete_50MPa | Concrete_50MPa | 2025-05-27 | 2030-05-27 | Australia | EPD-IES-23328:001 |  | EPD Australasia |  | m³ | 2400 |  |  |  | 312 | 311 | 1.1 | 0 | 0 | 312.1 | 0 | 0.13 | 0.12958 | 0.00045833 | 0 | 0 | 0.13004 | 0 | Version 2026.2
Concrete (in-situ) | Concrete, 50 MPa | >40 MPa to ≤50 MPa | Concrete (in-situ), WA – Perth Metro – ECOPact – WE502E4 (Holcim (Australia) Pty Ltd) (Australia) | Concrete_50MPa | Concrete_50MPa | 2025-05-27 | 2030-05-27 | Australia | EPD-IES-0023329:001 |  | EPD Australasia |  | m³ | 2400 |  |  |  | 312 | 311 | 1.1 | 0 | 0 | 312.1 | 0 | 0.13 | 0.12958 | 0.00045833 | 0 | 0 | 0.13004 | 0 | Version 2026.2
Concrete (in-situ) | Concrete, 40 MPa | >32 MPa to ≤40 MPa | Concrete (in-situ), Western Suburbs Concrete S40JGEXT l Pre-mix concrete (Western Suburbs Concrete (WSC) Pty Ltd) (Australia) | Concrete_40MPa | Concrete_40MPa | 2025-06-20 | 2030-06-20 | Australia | EPD-IES-0024100:001 | Version 1 | EPD Australasia |  | m³ | 2321 |  |  |  | 313 | 312 | 0.13 | 0.0334 | 0 | 312.1634 | 0 | 0.13486 | 0.13442 | 5.601e-05 | 1.439e-05 | 0 | 0.1345 | 0 | Version 2026.2
Concrete (in-situ) | Concrete, 40 MPa | >32 MPa to ≤40 MPa | Concrete (in-situ), L40PR14H194 concrete manufactured at Coleambally (E.B. Mawson & Sons Pty Ltd) (Australia) | Concrete_40MPa | Concrete_40MPa | 2025-05-20 | 2030-05-20 | Australia | EPD-IES-0018439:001 | Version 1 | EPD Australasia |  | m³ | 2310 |  |  |  | 314 | 313 | 0.45 | 0.00263 | 0 | 313.4526 | 0 | 0.13593 | 0.1355 | 0.00019481 | 1.1385e-06 | 0 | 0.13569 | 0 | Version 2026.2
Concrete (in-situ) | Concrete, 80 MPa | >65 MPa to ≤80 MPa | Concrete (in-situ), LCHP60SCC80 80 MPa (LCHP60SCC80) (Elvin Group (ACT) Pty Ltd) (Australia) | Concrete_80MPa | Concrete_80MPa | 2025-06-20 | 2030-06-20 | Australia | EPD-IES-0024556:001 | Version 1 | EPD Australasia |  | m³ | 2380 |  |  |  | 314 | 314 | 0.134 | 0.0548 | 0 | 314.1888 | 0 | 0.13193 | 0.13193 | 5.6303e-05 | 2.3025e-05 | 0 | 0.13201 | 0 | Version 2026.2
Concrete (in-situ) | Concrete, 50 MPa | >40 MPa to ≤50 MPa | Concrete (in-situ), Precast 50MPa ECOTERA (Heidelberg Materials Australia Pty Ltd) (Australia) | Concrete_50MPa | Concrete_50MPa | 2025-01-28 | 2030-01-28 | Australia | EPD-IES-0011996:001 | Version 1 | EPD Australasia |  | m³ | 2461.5 |  |  |  | 314 | 311 | 0.0754 | 0.0376 | 0 | 311.113 | 0 | 0.12756 | 0.12635 | 3.0632e-05 | 1.5275e-05 | 0 | 0.12639 | 0 | Version 2026.2
Concrete (in-situ) | Concrete, 65 MPa | >50 MPa to ≤65 MPa | Concrete (in-situ), QLD - Darra - Climate Active - QZ651E200 (Holcim (Australia) Pty Ltd) (Australia) | Concrete_65MPa | Concrete_65MPa | 2025-04-17 | 2030-04-17 | Australia | EPD-IES-20765:001 |  | EPD Australasia |  | m³ | 2400 |  |  |  | 314 | 313 | 0.97 | 0.0233 | 0 | 313.9933 | 0 | 0.13083 | 0.13042 | 0.00040417 | 9.7083e-06 | 0 | 0.13083 | 0 | Version 2026.2
Concrete (in-situ) | Concrete, 40 MPa | >32 MPa to ≤40 MPa | Concrete (in-situ), QLD – Sunshine Coast – ECOPact – QE401LEZY (Holcim (Australia) Pty Ltd) (Australia) | Concrete_40MPa | Concrete_40MPa | 2025-06-13 | 2030-06-13 | Australia | EPD-IES-0023472:001 |  | EPD Australasia |  | m³ | 2400 |  |  |  | 314 | 313 | 0.97 | 0.0233 | 0 | 313.9933 | 0 | 0.13083 | 0.13042 | 0.00040417 | 9.7083e-06 | 0 | 0.13083 | 0 | Version 2026.2
Concrete (in-situ) | Concrete, 65 MPa | >50 MPa to ≤65 MPa | Concrete (in-situ), Climate Active – QLD - Brisbane (City) - QZ651E200 (Holcim (Australia) Pty Ltd) (Australia) | Concrete_65MPa | Concrete_65MPa | 2025-04-17 | 2030-04-17 | Australia | EPD-IES-0020762:001 |  | EPD Australasia |  | m³ | 2400 |  |  |  | 314 | 313 | 0.97 | 0.0233 | 0 | 313.9933 | 0 | 0.13083 | 0.13042 | 0.00040417 | 9.7083e-06 | 0 | 0.13083 | 0 | Version 2026.2
Concrete (in-situ) | Concrete, 65 MPa | >50 MPa to ≤65 MPa | Concrete (in-situ), QLD - Murarrie - Climate Active - QZ651E200 (Holcim (Australia) Pty Ltd) (Australia) | Concrete_65MPa | Concrete_65MPa | 2025-04-17 | 2030-04-17 | Australia | EPD-IES-20766:001 |  | EPD Australasia |  | m³ | 2400 |  |  |  | 314 | 313 | 0.97 | 0.0233 | 0 | 313.9933 | 0 | 0.13083 | 0.13042 | 0.00040417 | 9.7083e-06 | 0 | 0.13083 | 0 | Version 2026.2
Concrete (in-situ) | Concrete, 50 MPa | >40 MPa to ≤50 MPa | Concrete (in-situ), VIC - Melbourne Metro - ECOPact- VE502VRA5 (Holcim (Australia) Pty Ltd) (Australia) | Concrete_50MPa | Concrete_50MPa | 2025-04-15 | 2030-04-15 | Australia | EPD-IES-20491:001 |  | EPD Australasia |  | m³ | 2400 |  |  |  | 315 | 315 | 0.646 | 0.102 | 0 | 315.748 | 0 | 0.13125 | 0.13125 | 0.00026917 | 4.25e-05 | 0 | 0.13156 | 0 | Version 2026.2
Concrete (in-situ) | Concrete, 50 MPa | >40 MPa to ≤50 MPa | Concrete (in-situ), Premix Concrete – 50MPa Precast Mix (Piave Premix Concrete Pty Ltd) (Australia) | Concrete_50MPa | Concrete_50MPa | 2025-03-31 | 2030-03-31 | Australia | EPD-IES-24234 | Version 17 | EPD Australasia |  | m³ | 2415 |  |  |  | 316 | 316 | 0 | 0 | 0 | 316 | 0 | 0.13085 | 0.13085 | 0 | 0 | 0 | 0.13085 | 0 | Version 2026.2
Concrete (in-situ) | Concrete, 40 MPa | >32 MPa to ≤40 MPa | Concrete (in-situ), NSW – Far North Coast – ECOPact – NE401L1L2 (Holcim (Australia) Pty Ltd) (Australia) | Concrete_40MPa | Concrete_40MPa | 2025-05-19 | 2030-05-19 | Australia | EPD-IES-0022035:001 | Version 1 | EPD Australasia |  | m³ | 2400 |  |  |  | 317 | 317 | 0.161 | 0 | 0 | 317.161 | 0 | 0.13208 | 0.13208 | 6.7083e-05 | 0 | 0 | 0.13215 | 0 | Version 2026.2
Concrete (in-situ) | Concrete, 50 MPa | >40 MPa to ≤50 MPa | Concrete (in-situ), 50MPa 25@4 Bluestar Plus (BLP25@4EPD) concrete (Gunlake Concrete NSW Pty Ltd) (Australia) | Concrete_50MPa | Concrete_50MPa | 2025-11-28 | 2030-11-27 | Australia | EPD-IES-0026713:001 | Version 1 | EPD Australasia |  | m³ | 2363 |  |  |  | 317 | 317 | 0.0935 | 0.00224 | 0 | 317.0957 | 0 | 0.13415 | 0.13415 | 3.9568e-05 | 9.4795e-07 | 0 | 0.13419 | 0 | Version 2026.2
Concrete (in-situ) | Concrete, 80 MPa | >65 MPa to ≤80 MPa | Concrete (in-situ), Premix Concrete - 80MPa CFA (Piave Premix Concrete Pty Ltd) (Australia) | Concrete_80MPa | Concrete_80MPa | 2025-03-31 | 2030-03-31 | Australia | EPD-IES-17594 | Version 18 | EPD Australasia |  | m³ | 2358 |  |  |  | 317 | 317 | 0 | 0 | 0 | 317 | 0 | 0.13444 | 0.13444 | 0 | 0 | 0 | 0.13444 | 0 | Version 2026.2
Concrete (in-situ) | Concrete, 40 MPa | Not used | Concrete (in-situ), SA - ADLC - ECOPact Mixes- SE401FSPF + 40KG Steel Fibres (Holcim (Australia) Pty Ltd) (Australia) |  |  | 2025-05-23 | 2030-05-23 | Australia | EPD-IES-22178:001 |  | EPD Australasia |  | m³ | 2400 |  |  |  | 317 | 315 | 0.379 | 0.915 | 0 | 316.294 | 0 | 0.13208 | 0.13125 | 0.00015792 | 0.00038125 | 0 | 0.13179 | 0 | Version 2026.2
Concrete (in-situ) | Concrete, 65 MPa | >50 MPa to ≤65 MPa | Concrete (in-situ), GS LCT50G65 65 MPa (LCT50G65) (Elvin Group (ACT) Pty Ltd) (Australia) | Concrete_65MPa | Concrete_65MPa | 2025-02-28 | 2030-02-28 | Australia | EPD-IES-0019676:001 | Version 1 | EPD Australasia |  | m³ | 2350 |  |  |  | 333 | 333 | 0.182 | 0.0573 | 0 | 333.2393 | 0 | 0.1417 | 0.1417 | 7.7447e-05 | 2.4383e-05 | 0 | 0.1418 | 0 | Version 2026.2
Concrete (in-situ) | Concrete, 40 MPa | >32 MPa to ≤40 MPa | Concrete (in-situ), AN4014LP pre-mixed concrete (Aurora Construction Materials Epping Pty. Ltd.) (Australia) | Concrete_40MPa | Concrete_40MPa | 2025-08-15 | 2030-08-15 | Australia | EPD-IES-0021748:001 | Version 1 | EPD Australasia |  | m³ | 2297 |  |  |  | 319 | 319 | -0.122 | 0.0216 | 0 | 319.0216 | 0 | 0.13888 | 0.13888 | -5.3113e-05 | 9.4036e-06 | 0 | 0.13889 | 0 | Version 2026.2
Concrete (in-situ) | Concrete, 50 MPa | >40 MPa to ≤50 MPa | Concrete (in-situ), NSW - West NSW - ECOPact - NE502E142 (Holcim (Australia) Pty Ltd) (Australia) | Concrete_50MPa | Concrete_50MPa | 2025-06-19 | 2030-06-19 | Australia | EPD-IES-23705:001 |  | EPD Australasia |  | m³ | 2400 |  |  |  | 319 | 318 | 0.143 | 0.0342 | 0 | 318.1772 | 0 | 0.13292 | 0.1325 | 5.9583e-05 | 1.425e-05 | 0 | 0.13257 | 0 | Version 2026.2
Concrete (in-situ) | Concrete, 50 MPa | >40 MPa to ≤50 MPa | Concrete (in-situ), VIC - Melbourne Metro - ECOPact- VE502VFA5 (Holcim (Australia) Pty Ltd) (Australia) | Concrete_50MPa | Concrete_50MPa | 2025-04-15 | 2030-04-15 | Australia | EPD-IES-20508:001 |  | EPD Australasia |  | m³ | 2400 |  |  |  | 319 | 318 | 0.708 | 0 | 0 | 318.708 | 0 | 0.13292 | 0.1325 | 0.000295 | 0 | 0 | 0.1328 | 0 | Version 2026.2
Concrete (in-situ) | Concrete, 40 MPa | >32 MPa to ≤40 MPa | Concrete (in-situ), AN4020PU pre-mixed concrete (Aurora Construction Materials Epping Pty Ltd) (Australia) | Concrete_40MPa | Concrete_40MPa | 2025-08-15 | 2030-08-15 | Australia | EPD-IES-0021750:001 | Version 1 | EPD Australasia |  | m³ | 2332 |  |  |  | 320 | 320 | -0.106 | 0.0221 | 0 | 320.0221 | 0 | 0.13722 | 0.13722 | -4.5455e-05 | 9.4768e-06 | 0 | 0.13723 | 0 | Version 2026.2
Concrete (in-situ) | Concrete, 32 MPa | >25 MPa to ≤32 MPa | Concrete (in-situ), AS3220SL pre-mixed concrete (Aurora Construction Materials Epping Pty. Ltd.) (Australia) | Concrete_32MPa | Concrete_32MPa | 2025-08-15 | 2030-08-15 | Australia | EPD-IES-0021760:001 | Version 1 | EPD Australasia |  | m³ | 2307 |  |  |  | 320 | 320 | -0.137 | 0.0224 | 0 | 320.0224 | 0 | 0.13871 | 0.13871 | -5.9384e-05 | 9.7096e-06 | 0 | 0.13872 | 0 | Version 2026.2
Concrete (in-situ) | Concrete, 40 MPa | >32 MPa to ≤40 MPa | Concrete (in-situ), L40PR14H253 concrete manufactured at Hay for Project EnergyConnect (E.B. Mawson & Sons Pty Ltd) (Australia) | Concrete_40MPa | Concrete_40MPa | 2025-05-20 | 2030-05-20 | Australia | EPD-IES-0018461:001 | Version 1 | EPD Australasia |  | m³ | 2448 |  |  |  | 320 | 319 | 0.575 | 0.00431 | 0 | 319.5793 | 0 | 0.13072 | 0.13031 | 0.00023489 | 1.7606e-06 | 0 | 0.13055 | 0 | Version 2026.2
Concrete (in-situ) | Concrete, 40 MPa | >32 MPa to ≤40 MPa | Concrete (in-situ), ZZP50AJ49 (Heidelberg Materials Australia Pty Ltd) (Australia) | Concrete_40MPa | Concrete_40MPa | 2025-01-31 | 2030-01-31 | Australia | EPD-IES-0018835:001 | Version 1 | EPD Australasia |  | m³ | 2359.5 |  |  |  | 320 | 320 | 0.112 | 0.0528 | 0 | 320.1648 | 0 | 0.13562 | 0.13562 | 4.7468e-05 | 2.2378e-05 | 0 | 0.13569 | 0 | Version 2026.2
Concrete (in-situ) | Concrete, 40 MPa | >32 MPa to ≤40 MPa | Concrete (in-situ), VIC - Melbourne Metro - ECOPact- VE401EVMW (Holcim (Australia) Pty Ltd) (Australia) | Concrete_40MPa | Concrete_40MPa | 2025-04-15 | 2030-04-15 | Australia | EPD-IES-20569:001 |  | EPD Australasia |  | m³ | 2400 |  |  |  | 320 | 320 | 0.161 | 0.00313 | 0 | 320.1641 | 0 | 0.13333 | 0.13333 | 6.7083e-05 | 1.3042e-06 | 0 | 0.1334 | 0 | Version 2026.2
Concrete (in-situ) | Concrete, 65 MPa | >50 MPa to ≤65 MPa | Concrete (in-situ), GS LCHP50HPX65 65 MPa (Elvin Group (ACT) Pty Ltd) (Australia) | Concrete_65MPa | Concrete_65MPa | 2025-03-07 | 2030-03-07 | Australia | EPD-IES-0019707:001 | Version 1 | EPD Australasia |  | m³ | 2330 |  |  |  | 335 | 335 | 0.172 | 0.057 | 0 | 335.229 | 0 | 0.14378 | 0.14378 | 7.382e-05 | 2.4464e-05 | 0 | 0.14388 | 0 | Version 2026.2
Concrete (in-situ) | Concrete, 80 MPa | >65 MPa to ≤80 MPa | Concrete (in-situ), SA - ADLC - ECOPact Mixes- SE802EAV (Holcim (Australia) Pty Ltd) (Australia) | Concrete_80MPa | Concrete_80MPa | 2025-05-23 | 2030-05-23 | Australia | EPD-IES-22089:001 |  | EPD Australasia |  | m³ | 2400 |  |  |  | 321 | 320 | 0.376 | 1.27 | 0 | 321.646 | 0 | 0.13375 | 0.13333 | 0.00015667 | 0.00052917 | 0 | 0.13402 | 0 | Version 2026.2
Concrete (in-situ) | Concrete, 40 MPa | >32 MPa to ≤40 MPa | Concrete (in-situ), AN4014LP pre-mixed concrete (Aurora Construction Materials Epping Pty. Ltd.) (Australia) | Concrete_40MPa | Concrete_40MPa | 2025-08-15 | 2030-08-15 | Australia | EPD-IES-0021748:001 | Version 1 | EPD Australasia |  | m³ | 2297 |  |  |  | 319 | 319 | -0.122 | 0.0216 | 0 | 319.0216 | 0 | 0.13888 | 0.13888 | -5.3113e-05 | 9.4036e-06 | 0 | 0.13889 | 0 | Version 2026.2
Concrete (in-situ) | Concrete, 32 MPa | >25 MPa to ≤32 MPa | Concrete (in-situ), GS LCF30G32 32 MPa (LCF30G32) (Elvin Group (ACT) Pty Ltd) (Australia) | Concrete_32MPa | Concrete_32MPa | 2025-03-07 | 2030-03-07 | Australia | EPD-IES-0019654:001 | Version 1 | EPD Australasia |  | m³ | 2360 |  |  |  | 322 | 322 | 0.0704 | 0.0364 | 0 | 322.1068 | 0 | 0.13644 | 0.13644 | 2.9831e-05 | 1.5424e-05 | 0 | 0.13649 | 0 | Version 2026.2
Concrete (in-situ) | Concrete, ? MPa, | Not used | Concrete (in-situ), Western Suburbs Concrete (Western Suburbs Concrete (WSC) Pty Ltd) (Australia) |  |  | 2025-10-01 | 2030-09-30 | Australia | EPD-IES-0025480:001 | Version 1 | EPD Australasia |  | m³ | 2424 |  |  |  | 240 | 240 | 0.144 | 0.0249 | 0 | 240.1689 | 0 | 0.09901 | 0.09901 | 5.9406e-05 | 1.0272e-05 | 0 | 0.09908 | 0 | Version 2026.2
Concrete (in-situ) | Concrete, 40 MPa | >32 MPa to ≤40 MPa | Concrete (in-situ), AN4014PU pre-mixed concrete (Aurora Construction Materials Epping Pty. Ltd.) (Australia) | Concrete_40MPa | Concrete_40MPa | 2025-08-15 | 2030-08-15 | Australia | EPD-IES-0021720:001 | Version 1 | EPD Australasia |  | m³ | 2397 |  |  |  | 323 | 323 | -0.112 | 0.022 | 0 | 323.022 | 0 | 0.13475 | 0.13475 | -4.6725e-05 | 9.1781e-06 | 0 | 0.13476 | 0 | Version 2026.2
Concrete (in-situ) | Concrete, 40 MPa | >32 MPa to ≤40 MPa | Concrete (in-situ), AN4020PU pre-mixed concrete (Aurora Construction Materials Epping Pty. Ltd.) (Australia) | Concrete_40MPa | Concrete_40MPa | 2025-08-15 | 2030-08-15 | Australia | EPD-IES-0021721:001 | Version 1 | EPD Australasia |  | m³ | 2332 |  |  |  | 323 | 323 | -0.106 | 0.0221 | 0 | 323.0221 | 0 | 0.13851 | 0.13851 | -4.5455e-05 | 9.4768e-06 | 0 | 0.13852 | 0 | Version 2026.2
Concrete (in-situ) | Concrete, 40 MPa | >32 MPa to ≤40 MPa | Concrete (in-situ), L40PR14H254 concrete manufactured at Coleambally for Project EnergyConnect (E.B. Mawson & Sons Pty Ltd) (Australia) | Concrete_40MPa | Concrete_40MPa | 2025-05-20 | 2030-05-20 | Australia | EPD-IES-0018441:001 | Version 1 | EPD Australasia |  | m³ | 2380 |  |  |  | 323 | 322 | 0.22 | 0.0374 | 0 | 322.2574 | 0 | 0.13571 | 0.13529 | 9.2437e-05 | 1.5714e-05 | 0 | 0.1354 | 0 | Version 2026.2
Concrete (in-situ) | Concrete, 50 MPa | >40 MPa to ≤50 MPa | Concrete (in-situ), Premix Concrete – 50MPa Precast 14mm (Piave Premix Concrete Pty Ltd) (Australia) | Concrete_50MPa | Concrete_50MPa | 2025-03-31 | 2030-03-31 | Australia | EPD-IES-24235 | Version 16 | EPD Australasia |  | m³ | 2425 |  |  |  | 323 | 323 | 0 | 0 | 0 | 323 | 0 | 0.1332 | 0.1332 | 0 | 0 | 0 | 0.1332 | 0 | Version 2026.2
Concrete (in-situ) | Concrete, 65 MPa | >50 MPa to ≤65 MPa | Concrete (in-situ), SA - ADLC - ECOPact Mixes- SE651AHE5 (Holcim (Australia) Pty Ltd) (Australia) | Concrete_65MPa | Concrete_65MPa | 2025-05-23 | 2030-05-23 | Australia | EPD-IES-22083:001 |  | EPD Australasia |  | m³ | 2400 |  |  |  | 323 | 322 | 0.376 | 1.4 | 0 | 323.776 | 0 | 0.13458 | 0.13417 | 0.00015667 | 0.00058333 | 0 | 0.13491 | 0 | Version 2026.2
Concrete (in-situ) | Concrete, 50 MPa | >40 MPa to ≤50 MPa | Concrete (in-situ), NSW - Newcastle - ECOPact- NE502L195 (Holcim (Australia) Pty Ltd) (Australia) | Concrete_50MPa | Concrete_50MPa | 2025-04-16 | 2030-04-16 | Australia | EPD-IES-14405:001 | Version 1 | EPD Australasia |  | m³ | 2400 |  |  |  | 324 | 323 | 0.15 | 0 | 0 | 323.15 | 0 | 0.135 | 0.13458 | 6.25e-05 | 0 | 0 | 0.13465 | 0 | Version 2026.2
Concrete (in-situ) | Concrete, 32 MPa | >25 MPa to ≤32 MPa | Concrete (in-situ), AS3220SL pre-mixed concrete (Aurora Construction Materials Epping Pty. Ltd.) (Australia) | Concrete_32MPa | Concrete_32MPa | 2025-08-15 | 2030-08-15 | Australia | EPD-IES-0021760:001 | Version 1 | EPD Australasia |  | m³ | 2307 |  |  |  | 320 | 320 | -0.137 | 0.0224 | 0 | 320.0224 | 0 | 0.13871 | 0.13871 | -5.9384e-05 | 9.7096e-06 | 0 | 0.13872 | 0 | Version 2026.2
Concrete (in-situ) | Concrete, 65 MPa | >50 MPa to ≤65 MPa | Concrete (in-situ), Premix Concrete – S65MPa 7mm SW (Piave Premix Concrete Pty Ltd) (Australia) | Concrete_65MPa | Concrete_65MPa | 2025-03-31 | 2030-03-31 | Australia | EPD-IES-23037 | Version 39 | EPD Australasia |  | m³ | 2395 |  |  |  | 337 | 337 | 0 | 0 | 0 | 337 | 0 | 0.14071 | 0.14071 | 0 | 0 | 0 | 0.14071 | 0 | Version 2026.2
Concrete (in-situ) | Concrete, 40 MPa | >32 MPa to ≤40 MPa | Concrete (in-situ), Post-tensioned 40 MPa (22 MPa @ 4 days) (Heidelberg Materials Australia Pty Ltd) (Australia) | Concrete_40MPa | Concrete_40MPa | 2025-01-28 | 2030-01-28 | Australia | EPD-IES-0011025:001 | Version 1 | EPD Australasia |  | m³ | 2414.2 |  |  |  | 324 | 324 | 0.142 | 0.0323 | 0 | 324.1743 | 0 | 0.13421 | 0.13421 | 5.8819e-05 | 1.3379e-05 | 0 | 0.13428 | 0 | Version 2026.2
Concrete (in-situ) | Concrete, 40 MPa | >32 MPa to ≤40 MPa | Concrete (in-situ), Post-tensioned 40 MPa (22 MPa @ 4 days) (Hymix Australia Pty Ltd) (Australia) | Concrete_40MPa | Concrete_40MPa | 2025-01-28 | 2030-01-28 | Australia | EPD-IES-0016130:001 | Version 1 | EPD Australasia |  | m³ | 2414.2 |  |  |  | 324 | 324 | 0.142 | 0 | 0 | 324.142 | 0 | 0.13421 | 0.13421 | 5.8819e-05 | 0 | 0 | 0.13426 | 0 | Version 2026.2
Concrete (in-situ) | Concrete, 40 MPa | >32 MPa to ≤40 MPa | Concrete (in-situ), Post-tensioned 40 MPa (22 MPa @ 5 days) (Hymix Australia Pty Ltd) (Australia) | Concrete_40MPa | Concrete_40MPa | 2025-01-28 | 2030-01-28 | Australia | EPD-IES-0016129:001 | Version 1 | EPD Australasia |  | m³ | 2414.2 |  |  |  | 324 | 324 | 0.142 | 0.0323 | 0 | 324.1743 | 0 | 0.13421 | 0.13421 | 5.8819e-05 | 1.3379e-05 | 0 | 0.13428 | 0 | Version 2026.2
Concrete (in-situ) | Concrete, 65 MPa | >50 MPa to ≤65 MPa | Concrete (in-situ), QLD - Sunshine Coast - ECOPact - QE651E200 (Holcim (Australia) Pty Ltd) (Australia) | Concrete_65MPa | Concrete_65MPa | 2025-06-13 | 2030-06-13 | Australia | EPD-IES-23500:001 |  | EPD Australasia |  | m³ | 2400 |  |  |  | 324 | 323 | 0.888 | 0.0219 | 0 | 323.9099 | 0 | 0.135 | 0.13458 | 0.00037 | 9.125e-06 | 0 | 0.13496 | 0 | Version 2026.2
Concrete (in-situ) | Concrete, ? MPa, | Not used | Concrete (in-situ), Ready-mix concrete (Holcim (Australia) Pty Ltd) (Australia) |  |  | 2025-05-19 | 2030-05-19 | Australia | EPD-IES-0021993:001 | Version 1 | EPD Australasia |  | m³ | 2400 |  |  |  | 147 | 147 | 0.142 | 0.0263 | 0 | 147.1683 | 0 | 0.06125 | 0.06125 | 5.9167e-05 | 1.0958e-05 | 0 | 0.06132 | 0 | Version 2026.2
Concrete (in-situ) | Concrete, 40 MPa | >32 MPa to ≤40 MPa | Concrete (in-situ), VIC - Melbourne Metro - ECOPact- VZ402E (Holcim (Australia) Pty Ltd) (Australia) | Concrete_40MPa | Concrete_40MPa | 2025-04-15 | 2030-04-15 | Australia | EPD-IES-20414:001 |  | EPD Australasia |  | m³ | 2400 |  |  |  | 216 | 215 | 0.622 | 0.0628 | 0 | 215.6848 | 0 | 0.09 | 0.089583 | 0.00025917 | 2.6167e-05 | 0 | 0.089869 | 0 | Version 2026.2
Concrete (in-situ) | Concrete, 40 MPa | >32 MPa to ≤40 MPa | Concrete (in-situ), L40PR14H243 concrete manufactured at Hay for Project EnergyConnect (E.B. Mawson & Sons Pty Ltd) (Australia) | Concrete_40MPa | Concrete_40MPa | 2025-05-20 | 2030-05-20 | Australia | EPD-IES-0018460:001 | Version 1 | EPD Australasia |  | m³ | 2450 |  |  |  | 325 | 324 | 0.209 | 0.0416 | 0 | 324.2506 | 0 | 0.13265 | 0.13224 | 8.5306e-05 | 1.698e-05 | 0 | 0.13235 | 0 | Version 2026.2
Concrete (in-situ) | Concrete, 80 MPa | >65 MPa to ≤80 MPa | Concrete (in-situ), Premix Concrete – 80MPa Tremie SP (Piave Premix Concrete Pty Ltd) (Australia) | Concrete_80MPa | Concrete_80MPa | 2025-03-31 | 2030-03-31 | Australia | EPD-IES-24229 | Version 15 | EPD Australasia |  | m³ | 2406 |  |  |  | 325 | 325 | 0 | 0 | 0 | 325 | 0 | 0.13508 | 0.13508 | 0 | 0 | 0 | 0.13508 | 0 | Version 2026.2
Concrete (in-situ) | Concrete, ? MPa, | Not used | Concrete (in-situ), Ready-mix concrete (Holcim (Australia) Pty Ltd) (Australia) |  |  | 2025-05-19 | 2030-05-19 | Australia | EPD-IES-0021993:001 | Version 1 | EPD Australasia |  | m³ | 2400 |  |  |  | 147 | 147 | 0.142 | 0.0263 | 0 | 147.1683 | 0 | 0.06125 | 0.06125 | 5.9167e-05 | 1.0958e-05 | 0 | 0.06132 | 0 | Version 2026.2
Concrete (in-situ) | Concrete, 32 MPa | >25 MPa to ≤32 MPa | Concrete (in-situ), VIC - Melbourne - Geostone- VX321SNV (Holcim (Australia) Pty Ltd) (Australia) | Concrete_32MPa | Concrete_32MPa | 2025-04-22 | 2030-04-22 | Australia | EPD-IES-21856:001 |  | EPD Australasia |  | m³ | 2400 |  |  |  | 325 | 324 | 1.13 | 0.0986 | 0 | 325.2286 | 0 | 0.13542 | 0.135 | 0.00047083 | 4.1083e-05 | 0 | 0.13551 | 0 | Version 2026.2
Concrete (in-situ) | Concrete, 40 MPa | Not used | Concrete (in-situ), VIC - Melbourne Metro - ECOPact - VE402E9F3 + 30KG Steel FIB (Holcim (Australia) Pty Ltd) (Australia) |  |  | 2025-05-28 | 2030-05-28 | Australia | EPD-IES-20521:001 |  | EPD Australasia |  | m³ | 2400 |  |  |  | 325 | 324 | 0.682 | 0.114 | 0 | 324.796 | 0 | 0.13542 | 0.135 | 0.00028417 | 4.75e-05 | 0 | 0.13533 | 0 | Version 2026.2
Concrete (in-situ) | Concrete, 32 MPa | >25 MPa to ≤32 MPa | Concrete (in-situ), GS LCF40G32 32 MPa (Elvin Group (ACT) Pty Ltd) (Australia) | Concrete_32MPa | Concrete_32MPa | 2025-03-07 | 2030-03-07 | Australia | EPD-IES-0019656:001 | Version 1 | EPD Australasia |  | m³ | 2330 |  |  |  | 326 | 326 | 0.0466 | 0.0378 | 0 | 326.0844 | 0 | 0.13991 | 0.13991 | 2e-05 | 1.6223e-05 | 0 | 0.13995 | 0 | Version 2026.2
Concrete (in-situ) | Concrete, 32 MPa | >25 MPa to ≤32 MPa | Concrete (in-situ), 32MPa GP/FA Blend (Gunlake Concrete NSW Pty Ltd) (Australia) | Concrete_32MPa | Concrete_32MPa | 2025-06-02 | 2030-06-02 | Australia | EPD-IES-0022752:002 | Version 2 | EPD Australasia |  | m³ | 2353 |  |  |  | 326 | 326 | 0.0786 | 0.00273 | 0 | 326.0813 | 0 | 0.13855 | 0.13855 | 3.3404e-05 | 1.1602e-06 | 0 | 0.13858 | 0 | Version 2026.2
Concrete (in-situ) | Concrete, 25 MPa | >20 MPa to ≤25 MPa | Concrete (in-situ), EASYCRETE 25MPa GP Sureset Bronze (Heidelberg Materials Australia Pty Ltd) (Australia) | Concrete_25MPa | Concrete_25MPa | 2025-05-02 | 2030-05-02 | Australia | EPD-IES-0018894:001 | Version 1 | EPD Australasia |  | m³ | 2336 |  |  |  | 326 | 323 | 4.16 | 0.0766 | 0 | 327.2366 | 0 | 0.13955 | 0.13827 | 0.0017808 | 3.2791e-05 | 0 | 0.14008 | 0 | Version 2026.2
Concrete (in-situ) | Concrete, 32 MPa | >25 MPa to ≤32 MPa | Concrete (in-situ), AS3220PA pre-mixed concrete (Aurora Construction Materials Epping Pty. Ltd.) (Australia) | Concrete_32MPa | Concrete_32MPa | 2025-08-15 | 2030-08-15 | Australia | EPD-IES-0021730:001 | Version 1 | EPD Australasia |  | m³ | 2402 |  |  |  | 312 | 313 | -0.125 | 0.022 | 0 | 313.022 | 0 | 0.12989 | 0.13031 | -5.204e-05 | 9.159e-06 | 0 | 0.13032 | 0 | Version 2026.2
Concrete (in-situ) | Concrete, ? MPa, | Not used | Concrete (in-situ), Ready-mix concrete (Holcim (Australia) Pty Ltd) (Australia) |  |  | 2025-05-19 | 2030-05-19 | Australia | EPD-IES-0021993:001 | Version 1 | EPD Australasia |  | m³ | 2400 |  |  |  | 147 | 147 | 0.142 | 0.0263 | 0 | 147.1683 | 0 | 0.06125 | 0.06125 | 5.9167e-05 | 1.0958e-05 | 0 | 0.06132 | 0 | Version 2026.2
Concrete (in-situ) | Concrete, 40 MPa | >32 MPa to ≤40 MPa | Concrete (in-situ), L40PR14H244 concrete manufactured at Coleambally (E.B. Mawson & Sons Pty Ltd) (Australia) | Concrete_40MPa | Concrete_40MPa | 2025-05-20 | 2030-05-20 | Australia | EPD-IES-0018440:001 | Version 1 | EPD Australasia |  | m³ | 2315 |  |  |  | 328 | 328 | 0.381 | 0.0395 | 0 | 328.4205 | 0 | 0.14168 | 0.14168 | 0.00016458 | 1.7063e-05 | 0 | 0.14187 | 0 | Version 2026.2
Concrete (in-situ) | Concrete, 50 MPa | >40 MPa to ≤50 MPa | Concrete (in-situ), 50MPa GP/FA/GGBFS Verticals (CM501FPD) concrete (Gunlake Concrete NSW Pty Ltd) (Australia) | Concrete_50MPa | Concrete_50MPa | 2025-11-28 | 2030-11-27 | Australia | EPD-IES-0026715:001 | Version 1 | EPD Australasia |  | m³ | 2295 |  |  |  | 328 | 327 | 0.0979 | 0.00251 | 0 | 327.1004 | 0 | 0.14292 | 0.14248 | 4.2658e-05 | 1.0937e-06 | 0 | 0.14253 | 0 | Version 2026.2
Concrete (in-situ) | Concrete, 80 MPa | >65 MPa to ≤80 MPa | Concrete (in-situ), Premix Concrete - 80MPa MIX SUPER (Piave Premix Concrete Pty Ltd) (Australia) | Concrete_80MPa | Concrete_80MPa | 2025-03-31 | 2030-03-31 | Australia | EPD-IES-17575 | Version 56 | EPD Australasia |  | m³ | 2423 |  |  |  | 329 | 329 | 0 | 0.0274 | 0 | 329 | 0 | 0.13578 | 0.13578 | 0 | 1.1308e-05 | 0 | 0.13578 | 0 | Version 2026.2
Concrete (in-situ) | Concrete, 50 MPa | >40 MPa to ≤50 MPa | Concrete (in-situ), NSW - Newcastle - ECOPact- NE501L295 (Holcim (Australia) Pty Ltd) (Australia) | Concrete_50MPa | Concrete_50MPa | 2025-04-16 | 2030-04-16 | Australia | EPD-IES-14404:001 |  | EPD Australasia |  | m³ | 2400 |  |  |  | 329 | 329 | 0.148 | 0.032 | 0 | 329.18 | 0 | 0.13708 | 0.13708 | 6.1667e-05 | 1.3333e-05 | 0 | 0.13716 | 0 | Version 2026.2
Concrete (in-situ) | Concrete, 20 MPa | >10 MPa to ≤20 MPa | Concrete (in-situ), VIC - Melbourne Metro - ECOPact- VE202E2 (Holcim (Australia) Pty Ltd) (Australia) | Concrete_20MPa | Concrete_20MPa | 2025-04-15 | 2030-04-15 | Australia | EPD-IES-20546:001 |  | EPD Australasia |  | m³ | 2400 |  |  |  | 158 | 157 | 0.706 | 0.0454 | 0 | 157.7514 | 0 | 0.065833 | 0.065417 | 0.00029417 | 1.8917e-05 | 0 | 0.06573 | 0 | Version 2026.2
Concrete (in-situ) | Concrete, 50 MPa | >40 MPa to ≤50 MPa | Concrete (in-situ), VIC - Melbourne Metro - ECOPact- VE502AVL2 (Holcim (Australia) Pty Ltd) (Australia) | Concrete_50MPa | Concrete_50MPa | 2025-04-15 | 2030-04-15 | Australia | EPD-IES-20495:001 |  | EPD Australasia |  | m³ | 2400 |  |  |  | 329 | 328 | 0.624 | 0 | 0 | 328.624 | 0 | 0.13708 | 0.13667 | 0.00026 | 0 | 0 | 0.13693 | 0 | Version 2026.2
Concrete (in-situ) | Concrete, ? MPa, | Not used | Concrete (in-situ), Ready-mix concrete (Holcim (Australia) Pty Ltd) (Australia) |  |  | 2025-05-19 | 2030-05-19 | Australia | EPD-IES-0021993:001 | Version 1 | EPD Australasia |  | m³ | 2400 |  |  |  | 147 | 147 | 0.142 | 0.0263 | 0 | 147.1683 | 0 | 0.06125 | 0.06125 | 5.9167e-05 | 1.0958e-05 | 0 | 0.06132 | 0 | Version 2026.2
Concrete (in-situ) | Concrete, 40 MPa | >32 MPa to ≤40 MPa | Concrete (in-situ), VIC - Melbourne Metro - ECOPact- VE404ALW2 (Holcim (Australia) Pty Ltd) (Australia) | Concrete_40MPa | Concrete_40MPa | 2025-04-15 | 2030-04-15 | Australia | EPD-IES-20599:001 |  | EPD Australasia |  | m³ | 2400 |  |  |  | 331 | 331 | 0.168 | 0.00324 | 0 | 331.1712 | 0 | 0.13792 | 0.13792 | 7e-05 | 1.35e-06 | 0 | 0.13799 | 0 | Version 2026.2
Concrete (in-situ) | Concrete, 65 MPa | >50 MPa to ≤65 MPa | Concrete (in-situ), QLD - Darling Downs - ECOPact - QE651UA18 (Holcim (Australia) Pty Ltd) (Australia) | Concrete_65MPa | Concrete_65MPa | 2025-05-16 | 2030-05-16 | Australia | EPD-IES-21962:001 |  | EPD Australasia |  | m³ | 2400 |  |  |  | 332 | 331 | 0.29 | 0.0372 | 0 | 331.3272 | 0 | 0.13833 | 0.13792 | 0.00012083 | 1.55e-05 | 0 | 0.13805 | 0 | Version 2026.2
Concrete (in-situ) | Concrete, 65 MPa | >50 MPa to ≤65 MPa | Concrete (in-situ), Premix Concrete – 65MPa Post Tension (Piave Premix Concrete Pty Ltd) (Australia) | Concrete_65MPa | Concrete_65MPa | 2025-03-31 | 2030-03-31 | Australia | EPD-IES-24231 | Version 12 | EPD Australasia |  | m³ | 2385 |  |  |  | 339 | 339 | 0 | 0 | 0 | 339 | 0 | 0.14214 | 0.14214 | 0 | 0 | 0 | 0.14214 | 0 | Version 2026.2
Concrete (in-situ) | Concrete, 80 MPa | >65 MPa to ≤80 MPa | Concrete (in-situ), VIC - Melbourne Metro - ECOPact- VE801EAV (Holcim (Australia) Pty Ltd) (Australia) | Concrete_80MPa | Concrete_80MPa | 2025-04-15 | 2030-04-15 | Australia | EPD-IES-20427:001 |  | EPD Australasia |  | m³ | 2400 |  |  |  | 333 | 332 | 0.587 | 0.0994 | 0 | 332.6864 | 0 | 0.13875 | 0.13833 | 0.00024458 | 4.1417e-05 | 0 | 0.13862 | 0 | Version 2026.2
Concrete (in-situ) | Concrete, 65 MPa | >50 MPa to ≤65 MPa | Concrete (in-situ), QLD - Darling Downs - ECOPact - QE651PA18 (Holcim (Australia) Pty Ltd) (Australia) | Concrete_65MPa | Concrete_65MPa | 2025-05-16 | 2030-05-16 | Australia | EPD-IES-0021961:001 |  | EPD Australasia |  | m³ | 2400 |  |  |  | 333 | 333 | 0.278 | 0.0374 | 0 | 333.3154 | 0 | 0.13875 | 0.13875 | 0.00011583 | 1.5583e-05 | 0 | 0.13888 | 0 | Version 2026.2
Concrete (in-situ) | Concrete, 80 MPa | >65 MPa to ≤80 MPa | Concrete (in-situ), VIC - Melbourne Metro - ECOPact- VE804EAV (Holcim (Australia) Pty Ltd) (Australia) | Concrete_80MPa | Concrete_80MPa | 2025-04-15 | 2030-04-15 | Australia | EPD-IES-20428:001 |  | EPD Australasia |  | m³ | 2400 |  |  |  | 333 | 332 | 0.587 | 0.0994 | 0 | 332.6864 | 0 | 0.13875 | 0.13833 | 0.00024458 | 4.1417e-05 | 0 | 0.13862 | 0 | Version 2026.2
Concrete (in-situ) | Concrete, 80 MPa | >65 MPa to ≤80 MPa | Concrete (in-situ), VIC - Melbourne Metro - ECOPact- VE802EAV (Holcim (Australia) Pty Ltd) (Australia) | Concrete_80MPa | Concrete_80MPa | 2025-04-15 | 2030-04-15 | Australia | EPD-IES-20429:001 |  | EPD Australasia |  | m³ | 2400 |  |  |  | 333 | 332 | 0.587 | 0.0994 | 0 | 332.6864 | 0 | 0.13875 | 0.13833 | 0.00024458 | 4.1417e-05 | 0 | 0.13862 | 0 | Version 2026.2
Concrete (in-situ) | Concrete, 40 MPa | >32 MPa to ≤40 MPa | Concrete (in-situ), AN4014LP pre-mixed concrete (Aurora Construction Materials Epping Pty. Ltd.) (Australia) | Concrete_40MPa | Concrete_40MPa | 2025-08-15 | 2030-08-15 | Australia | EPD-IES-0021748:001 | Version 1 | EPD Australasia |  | m³ | 2297 |  |  |  | 319 | 319 | -0.122 | 0.0216 | 0 | 319.0216 | 0 | 0.13888 | 0.13888 | -5.3113e-05 | 9.4036e-06 | 0 | 0.13889 | 0 | Version 2026.2
Concrete (in-situ) | Concrete, 40 MPa | >32 MPa to ≤40 MPa | Concrete (in-situ), ZS4020-680 (40MPa Bluestar Burnished) (Gunlake Concrete NSW Pty Ltd) (Australia) | Concrete_40MPa | Concrete_40MPa | 2025-11-28 | 2030-11-27 | Australia | EPD-IES-0026703:001 | Version 1 | EPD Australasia |  | m³ | 2324 |  |  |  | 334 | 334 | 0.0848 | 0.00267 | 0 | 334.0875 | 0 | 0.14372 | 0.14372 | 3.6489e-05 | 1.1489e-06 | 0 | 0.14376 | 0 | Version 2026.2
Concrete (in-situ) | Concrete, 50 MPa | >40 MPa to ≤50 MPa | Concrete (in-situ), NSW – West NSW – ECOPact – NE501E142 (Holcim (Australia) Pty Ltd) (Australia) | Concrete_50MPa | Concrete_50MPa | 2025-06-19 | 2030-06-19 | Australia | EPD-IES-0023704:001 |  | EPD Australasia |  | m³ | 2400 |  |  |  | 334 | 333 | 0.14 | 0.035 | 0 | 333.175 | 0 | 0.13917 | 0.13875 | 5.8333e-05 | 1.4583e-05 | 0 | 0.13882 | 0 | Version 2026.2
Concrete (in-situ) | Concrete, 40 MPa | >32 MPa to ≤40 MPa | Concrete (in-situ), AN4020PU pre-mixed concrete (Aurora Construction Materials Epping Pty Ltd) (Australia) | Concrete_40MPa | Concrete_40MPa | 2025-08-15 | 2030-08-15 | Australia | EPD-IES-0021750:001 | Version 1 | EPD Australasia |  | m³ | 2332 |  |  |  | 320 | 320 | -0.106 | 0.0221 | 0 | 320.0221 | 0 | 0.13722 | 0.13722 | -4.5455e-05 | 9.4768e-06 | 0 | 0.13723 | 0 | Version 2026.2
Concrete (in-situ) | Concrete, 32 MPa | >25 MPa to ≤32 MPa | Concrete (in-situ), AS3220SL pre-mixed concrete (Aurora Construction Materials Epping Pty. Ltd.) (Australia) | Concrete_32MPa | Concrete_32MPa | 2025-08-15 | 2030-08-15 | Australia | EPD-IES-0021760:001 | Version 1 | EPD Australasia |  | m³ | 2307 |  |  |  | 320 | 320 | -0.137 | 0.0224 | 0 | 320.0224 | 0 | 0.13871 | 0.13871 | -5.9384e-05 | 9.7096e-06 | 0 | 0.13872 | 0 | Version 2026.2
Concrete (in-situ) | Concrete, 65 MPa | >50 MPa to ≤65 MPa | Concrete (in-situ), Premix Concrete – 65MPa Precast (Piave Premix Concrete Pty Ltd) (Australia) | Concrete_65MPa | Concrete_65MPa | 2025-03-31 | 2030-03-31 | Australia | EPD-IES-24236 | Version 29 | EPD Australasia |  | m³ | 2408 |  |  |  | 340 | 340 | 0 | 0 | 0 | 340 | 0 | 0.1412 | 0.1412 | 0 | 0 | 0 | 0.1412 | 0 | Version 2026.2
Concrete (in-situ) | Concrete, 50 MPa | >40 MPa to ≤50 MPa | Concrete (in-situ), S50-27 LOWCO2/330 supplied to Teggman Precast (Gunlake Concrete NSW Pty Ltd) (Australia) | Concrete_50MPa | Concrete_50MPa | 2025-07-15 | 2030-07-15 | Australia | EPD-IES-0024880:001 | Version 1 | EPD Australasia |  | m³ | 2416 |  |  |  | 335 | 335 | 0.0901 | 0.00641 | 0 | 335.0965 | 0 | 0.13866 | 0.13866 | 3.7293e-05 | 2.6531e-06 | 0 | 0.1387 | 0 | Version 2026.2
Concrete (in-situ) | Concrete, 32 MPa | >25 MPa to ≤32 MPa | Concrete (in-situ), Climate Active – NSW - Byron Bay - NZ321L (Holcim (Australia) Pty Ltd) (Australia) | Concrete_32MPa | Concrete_32MPa | 2025-04-17 | 2030-04-17 | Australia | EPD-IES-0020661:001 |  | EPD Australasia |  | m³ | 2400 |  |  |  | 335 | 335 | 0.0424 | 0.0391 | 0 | 335.0815 | 0 | 0.13958 | 0.13958 | 1.7667e-05 | 1.6292e-05 | 0 | 0.13962 | 0 | Version 2026.2
Concrete (in-situ) | Concrete, 50 MPa | >40 MPa to ≤50 MPa | Concrete (in-situ), NSW – West NSW – ECOPact – NE502E342 (Holcim (Australia) Pty Ltd) (Australia) | Concrete_50MPa | Concrete_50MPa | 2025-06-19 | 2030-06-19 | Australia | EPD-IES-0023706:001 |  | EPD Australasia |  | m³ | 2400 |  |  |  | 335 | 335 | 0.162 | 0.0342 | 0 | 335.1962 | 0 | 0.13958 | 0.13958 | 6.75e-05 | 1.425e-05 | 0 | 0.13967 | 0 | Version 2026.2
Concrete (in-situ) | Concrete, 40 MPa | >32 MPa to ≤40 MPa | Concrete (in-situ), AN4014PU pre-mixed concrete (Aurora Construction Materials Epping Pty. Ltd.) (Australia) | Concrete_40MPa | Concrete_40MPa | 2025-08-15 | 2030-08-15 | Australia | EPD-IES-0021720:001 | Version 1 | EPD Australasia |  | m³ | 2397 |  |  |  | 323 | 323 | -0.112 | 0.022 | 0 | 323.022 | 0 | 0.13475 | 0.13475 | -4.6725e-05 | 9.1781e-06 | 0 | 0.13476 | 0 | Version 2026.2
Concrete (in-situ) | Concrete, 40 MPa | >32 MPa to ≤40 MPa | Concrete (in-situ), L40PR14H244 concrete manufactured at Dinawan (E.B. Mawson & Sons Pty Ltd) (Australia) | Concrete_40MPa | Concrete_40MPa | 2025-05-20 | 2030-05-20 | Australia | EPD-IES-0018448:001 | Version 1 | EPD Australasia |  | m³ | 2327 |  |  |  | 337 | 337 | 0.308 | 0.0428 | 0 | 337.3508 | 0 | 0.14482 | 0.14482 | 0.00013236 | 1.8393e-05 | 0 | 0.14497 | 0 | Version 2026.2
Concrete (in-situ) | Concrete, 40 MPa | >32 MPa to ≤40 MPa | Concrete (in-situ), GS LCF30G40 40 MPa (Elvin Group (ACT) Pty Ltd) (Australia) | Concrete_40MPa | Concrete_40MPa | 2025-03-07 | 2030-03-07 | Australia | EPD-IES-0019655:001 | Version 1 | EPD Australasia |  | m³ | 2360 |  |  |  | 337 | 334 | 1.47 | 1.6 | 0 | 337.07 | 0 | 0.1428 | 0.14153 | 0.00062288 | 0.00067797 | 0 | 0.14283 | 0 | Version 2026.2
Concrete (in-situ) | Concrete, 80 MPa | >65 MPa to ≤80 MPa | Concrete (in-situ), “S80/10/220 LH(MC)” (Gunlake Concrete NSW Pty Ltd) (Australia) | Concrete_80MPa | Concrete_80MPa | 2025-07-15 | 2030-07-15 | Australia | EPD-IES-0024884:001 | Version 1 | EPD Australasia |  | m³ | 2420 |  |  |  | 337 | 337 | 0.0795 | 0.0126 | 0 | 337.0921 | 0 | 0.13926 | 0.13926 | 3.2851e-05 | 5.2066e-06 | 0 | 0.13929 | 0 | Version 2026.2
Concrete (in-situ) | Concrete, 40 MPa | >32 MPa to ≤40 MPa | Concrete (in-situ), GE402FQ32 (Heidelberg Materials Australia Pty Ltd) (Australia) | Concrete_40MPa | Concrete_40MPa | 2025-01-24 | 2030-01-24 | Australia | EPD-IES-0014876:001 | Version 1 | EPD Australasia |  | m³ | 2346.4 |  |  |  | 337 | 337 | 0.145 | 0.0341 | 0 | 337.1791 | 0 | 0.14362 | 0.14362 | 6.1797e-05 | 1.4533e-05 | 0 | 0.1437 | 0 | Version 2026.2
Concrete (in-situ) | Concrete, 65 MPa | >50 MPa to ≤65 MPa | Concrete (in-situ), GS SLCT50S65 65 MPa (Elvin Group (ACT) Pty Ltd) (Australia) | Concrete_65MPa | Concrete_65MPa | 2025-03-07 | 2030-03-07 | Australia | EPD-IES-0019680:001 | Version 1 | EPD Australasia |  | m³ | 2340 |  |  |  | 343 | 343 | 0.163 | 0.0568 | 0 | 343.2198 | 0 | 0.14658 | 0.14658 | 6.9658e-05 | 2.4274e-05 | 0 | 0.14668 | 0 | Version 2026.2
Concrete (in-situ) | Concrete, 50 MPa | >40 MPa to ≤50 MPa | Concrete (in-situ), N50PR20K080 concrete manufactured at Mildura (E.B. Mawson & Sons Pty Ltd) (Australia) | Concrete_50MPa | Concrete_50MPa | 2025-05-20 | 2030-05-20 | Australia | EPD-IES-0018482:001 | Version 1 | EPD Australasia |  | m³ | 2380 |  |  |  | 338 | 338 | 0.108 | 0.00118 | 0 | 338.1092 | 0 | 0.14202 | 0.14202 | 4.5378e-05 | 4.958e-07 | 0 | 0.14206 | 0 | Version 2026.2
Concrete (in-situ) | Concrete, 32 MPa | >25 MPa to ≤32 MPa | Concrete (in-situ), VIC – Melbourne – Geostone – VX322MTR (Holcim (Australia) Pty Ltd) (Australia) | Concrete_32MPa | Concrete_32MPa | 2025-04-22 | 2030-04-22 | Australia | EPD-IES-0021860:001 |  | EPD Australasia |  | m³ | 2400 |  |  |  | 338 | 337 | 1.15 | 0.157 | 0 | 338.307 | 0 | 0.14083 | 0.14042 | 0.00047917 | 6.5417e-05 | 0 | 0.14096 | 0 | Version 2026.2
Concrete (in-situ) | Concrete, 50 MPa | >40 MPa to ≤50 MPa | Concrete (in-situ), NSW - Coffs Coast - ECOPact- NE502L1A1 (Holcim (Australia) Pty Ltd) (Australia) | Concrete_50MPa | Concrete_50MPa | 2025-04-22 | 2030-04-22 | Australia | EPD-IES-0018557:001 |  | EPD Australasia |  | m³ | 2400 |  |  |  | 338 | 338 | 0.175 | 0.0354 | 0 | 338.2104 | 0 | 0.14083 | 0.14083 | 7.2917e-05 | 1.475e-05 | 0 | 0.14092 | 0 | Version 2026.2
Concrete (in-situ) | Concrete, 40 MPa | >32 MPa to ≤40 MPa | Concrete (in-situ), S40-33/20/180 HE supplied to Teggman Precast (Gunlake Concrete NSW Pty Ltd) (Australia) | Concrete_40MPa | Concrete_40MPa | 2025-07-15 | 2030-07-15 | Australia | EPD-IES-0024879:001 | Version 1 | EPD Australasia |  | m³ | 2419 |  |  |  | 339 | 339 | 0.0773 | 0.00587 | 0 | 339.0832 | 0 | 0.14014 | 0.14014 | 3.1955e-05 | 2.4266e-06 | 0 | 0.14017 | 0 | Version 2026.2
Concrete (in-situ) | Concrete, 40 MPa | >32 MPa to ≤40 MPa | Concrete (in-situ), Post-tensioned 40 MPa (22 MPa @ 3 days) (Heidelberg Materials Australia Pty Ltd) (Australia) | Concrete_40MPa | Concrete_40MPa | 2025-01-28 | 2030-01-28 | Australia | EPD-IES-0011220:001 | Version 1 | EPD Australasia |  | m³ | 2413.2 |  |  |  | 339 | 339 | 0.143 | 0.0329 | 0 | 339.1759 | 0 | 0.14048 | 0.14048 | 5.9257e-05 | 1.3633e-05 | 0 | 0.14055 | 0 | Version 2026.2
Concrete (in-situ) | Concrete, 32 MPa | >25 MPa to ≤32 MPa | Concrete (in-situ), P3220100 (Heidelberg Materials Australia Pty Ltd) (Australia) | Concrete_32MPa | Concrete_32MPa | 2025-01-31 | 2030-01-31 | Australia | EPD-IES-0018830:001 | Version 1 | EPD Australasia |  | m³ | 2400 |  |  |  | 339 | 339 | 0.0773 | 0.00587 | 0 | 339.0832 | 0 | 0.14125 | 0.14125 | 3.2208e-05 | 2.4458e-06 | 0 | 0.14128 | 0 | Version 2026.2
Concrete (in-situ) | Concrete, 40 MPa | >32 MPa to ≤40 MPa | Concrete (in-situ), Post-tensioned 40 MPa (22 MPa @ 3 days) (Hymix Australia Pty Ltd) (Australia) | Concrete_40MPa | Concrete_40MPa | 2025-01-28 | 2030-01-28 | Australia | EPD-IES-0016168:001 | Version 1 | EPD Australasia |  | m³ | 2413.2 |  |  |  | 339 | 339 | 0.143 | 0 | 0 | 339.143 | 0 | 0.14048 | 0.14048 | 5.9257e-05 | 0 | 0 | 0.14054 | 0 | Version 2026.2
Concrete (in-situ) | Concrete, 65 MPa | >50 MPa to ≤65 MPa | Concrete (in-situ), COLUMNS & WALLS 65 Mpa Generic EPD - Perth Region (Heidelberg Materials Australia Pty Ltd) (Australia) | Concrete_65MPa | Concrete_65MPa | 2025-05-02 | 2030-05-02 | Australia | EPD-IES-0018934:001 | Version 1 | EPD Australasia |  | m³ | 2427.3 |  |  |  | 350 | 347 | 4.13 | 0.0829 | 0 | 351.2129 | 0 | 0.14419 | 0.14296 | 0.0017015 | 3.4153e-05 | 0 | 0.14469 | 0 | Version 2026.2
Concrete (in-situ) | Concrete, 32 MPa | >25 MPa to ≤32 MPa | Concrete (in-situ), WA - Southwest - ECOPact - WE321EBMX (Holcim (Australia) Pty Ltd) (Australia) | Concrete_32MPa | Concrete_32MPa | 2025-05-19 | 2030-05-19 | Australia | EPD-IES-0021978:001 |  | EPD Australasia |  | m³ | 2400 |  |  |  | 339 | 339 | 0.144 | 0.0436 | 0 | 339.1876 | 0 | 0.14125 | 0.14125 | 6e-05 | 1.8167e-05 | 0 | 0.14133 | 0 | Version 2026.2
Concrete (in-situ) | Concrete, 32 MPa | >25 MPa to ≤32 MPa | Concrete (in-situ), VIC - Melbourne - Geostone- VX321CLS (Holcim (Australia) Pty Ltd) (Australia) | Concrete_32MPa | Concrete_32MPa | 2025-04-22 | 2030-04-22 | Australia | EPD-IES-21841:001 |  | EPD Australasia |  | m³ | 2400 |  |  |  | 339 | 338 | 1.05 | 0.163 | 0 | 339.213 | 0 | 0.14125 | 0.14083 | 0.0004375 | 6.7917e-05 | 0 | 0.14134 | 0 | Version 2026.2
Concrete (in-situ) | Concrete, 50 MPa | >40 MPa to ≤50 MPa | Concrete (in-situ), N50PR20H093 concrete manufactured at Hay for Project EnergyConnect (E.B. Mawson & Sons Pty Ltd) (Australia) | Concrete_50MPa | Concrete_50MPa | 2025-05-20 | 2030-05-20 | Australia | EPD-IES-0018469:001 | Version 1 | EPD Australasia |  | m³ | 2490 |  |  |  | 340 | 339 | 0.267 | 4.05e-05 | 0 | 339.267 | 0 | 0.13655 | 0.13614 | 0.00010723 | 1.6265e-08 | 0 | 0.13625 | 0 | Version 2026.2
Concrete (in-situ) | Concrete, 65 MPa | >50 MPa to ≤65 MPa | Concrete (in-situ), S65-32/10/LOWCO2 350 supplied to Teggman Precast (Gunlake Concrete NSW Pty Ltd) (Australia) | Concrete_65MPa | Concrete_65MPa | 2025-07-15 | 2030-07-15 | Australia | EPD-IES-0024883:001 | Version 1 | EPD Australasia |  | m³ | 2418 |  |  |  | 356 | 356 | 0.0341 | 0.0164 | 0 | 356.0505 | 0 | 0.14723 | 0.14723 | 1.4103e-05 | 6.7825e-06 | 0 | 0.14725 | 0 | Version 2026.2
Concrete (in-situ) | Concrete, 50 MPa | >40 MPa to ≤50 MPa | Concrete (in-situ), N50PR20H083 concrete manufactured at Hay for Project EnergyConnect (E.B. Mawson & Sons Pty Ltd) (Australia) | Concrete_50MPa | Concrete_50MPa | 2025-05-20 | 2030-05-20 | Australia | EPD-IES-0018468:001 | Version 1 | EPD Australasia |  | m³ | 2465 |  |  |  | 341 | 341 | 0.266 | 4.14e-05 | 0 | 341.266 | 0 | 0.13834 | 0.13834 | 0.00010791 | 1.6795e-08 | 0 | 0.13844 | 0 | Version 2026.2
Concrete (in-situ) | Concrete, 65 MPa | >50 MPa to ≤65 MPa | Concrete (in-situ), SA - ADLC - ECOPact Mixes- SE652AHE5 (Holcim (Australia) Pty Ltd) (Australia) | Concrete_65MPa | Concrete_65MPa | 2025-05-23 | 2030-05-23 | Australia | EPD-IES-22126:001 |  | EPD Australasia |  | m³ | 2400 |  |  |  | 341 | 339 | 0.383 | 1.47 | 0 | 340.853 | 0 | 0.14208 | 0.14125 | 0.00015958 | 0.0006125 | 0 | 0.14202 | 0 | Version 2026.2
Concrete (in-situ) | Concrete, 80 MPa | >65 MPa to ≤80 MPa | Concrete (in-situ), NSW - Sydney - ECOPact - NE801ELH (Holcim (Australia) Pty Ltd) (Australia) | Concrete_80MPa | Concrete_80MPa | 2025-05-28 | 2030-05-28 | Australia | EPD-IES-23423:001 |  | EPD Australasia |  | m³ | 2400 |  |  |  | 341 | 341 | 0.189 | 0.0351 | 0 | 341.2241 | 0 | 0.14208 | 0.14208 | 7.875e-05 | 1.4625e-05 | 0 | 0.14218 | 0 | Version 2026.2
Concrete (in-situ) | Concrete, 50 MPa | >40 MPa to ≤50 MPa | Concrete (in-situ), VIC – Melbourne Metro – ECOPact – VE502A524 (Holcim (Australia) Pty Ltd) (Australia) | Concrete_50MPa | Concrete_50MPa | 2025-04-15 | 2030-04-15 | Australia | EPD-IES-0020513:001 | Version 1 | EPD Australasia |  | m³ | 2400 |  |  |  | 342 | 341 | 0.561 | 0.107 | 0 | 341.668 | 0 | 0.1425 | 0.14208 | 0.00023375 | 4.4583e-05 | 0 | 0.14236 | 0 | Version 2026.2
Concrete (in-situ) | Concrete, 50 MPa | >40 MPa to ≤50 MPa | Concrete (in-situ), NSW - Far North Coast - ECOPact - NE502L100 (Holcim (Australia) Pty Ltd) (Australia) | Concrete_50MPa | Concrete_50MPa | 2025-05-19 | 2030-05-19 | Australia | EPD-IES-22045:001 |  | EPD Australasia |  | m³ | 2400 |  |  |  | 342 | 341 | 0.158 | 0.0345 | 0 | 341.1925 | 0 | 0.1425 | 0.14208 | 6.5833e-05 | 1.4375e-05 | 0 | 0.14216 | 0 | Version 2026.2
Concrete (in-situ) | Concrete, 25 MPa | >20 MPa to ≤25 MPa | Concrete (in-situ), NSW - Far North Coast - ECOPact - NE257LBMX (Holcim (Australia) Pty Ltd) (Australia) | Concrete_25MPa | Concrete_25MPa | 2025-06-13 | 2030-06-13 | Australia | EPD-IES-23521:001 |  | EPD Australasia |  | m³ | 2400 |  |  |  | 225 | 224 | 0.157 | 0.0231 | 0 | 224.1801 | 0 | 0.09375 | 0.093333 | 6.5417e-05 | 9.625e-06 | 0 | 0.093408 | 0 | Version 2026.2
Concrete (in-situ) | Concrete, 50 MPa | >40 MPa to ≤50 MPa | Concrete (in-situ), L50PR20H193 concrete manufactured at Hay (E.B. Mawson & Sons Pty Ltd) (Australia) | Concrete_50MPa | Concrete_50MPa | 2025-05-20 | 2030-05-20 | Australia | EPD-IES-0018465:001 | Version 1 | EPD Australasia |  | m³ | 2492 |  |  |  | 343 | 343 | 0.348 | 0.00108 | 0 | 343.3491 | 0 | 0.13764 | 0.13764 | 0.00013965 | 4.3339e-07 | 0 | 0.13778 | 0 | Version 2026.2
Concrete precast | Concrete, 65 MPa | >50 MPa to ≤65 MPa | Concrete precast, Columns / Walls - Class 65 Mpa (Hymix Australia Pty Ltd) (Australia) | Concrete_65MPa | Concrete_65MPa | 2025-01-28 | 2030-01-28 | Australia | EPD-IES-0014413:001 | Version 1 | EPD Australasia |  | m³ | 2353.3 |  |  |  | 357 | 357 | 0.0849 | 0.0367 | 0 | 357.1216 | 0 | 0.1517 | 0.1517 | 3.6077e-05 | 1.5595e-05 | 0 | 0.15175 | 0 | Version 2026.2
Concrete (in-situ) | Concrete, 40 MPa | >32 MPa to ≤40 MPa | Concrete (in-situ), Post-tensioned 40 MPa (25 MPa @ 4 days) (Heidelberg Materials Australia Pty Ltd) (Australia) | Concrete_40MPa | Concrete_40MPa | 2025-01-28 | 2030-01-28 | Australia | EPD-IES-0011066:001 | Version 1 | EPD Australasia |  | m³ | 2415.2 |  |  |  | 343 | 343 | 0.143 | 0.0331 | 0 | 343.1761 | 0 | 0.14202 | 0.14202 | 5.9208e-05 | 1.3705e-05 | 0 | 0.14209 | 0 | Version 2026.2
Concrete (in-situ) | Concrete, 40 MPa | >32 MPa to ≤40 MPa | Concrete (in-situ), Post-tensioned 40 MPa (25 MPa @ 4 days) (Hymix Australia Pty Ltd) (Australia) | Concrete_40MPa | Concrete_40MPa | 2025-01-28 | 2030-01-28 | Australia | EPD-IES-0016154:001 | Version 1 | EPD Australasia |  | m³ | 2415.2 |  |  |  | 343 | 343 | 0.0143 | 0.0331 | 0 | 343.0474 | 0 | 0.14202 | 0.14202 | 5.9208e-06 | 1.3705e-05 | 0 | 0.14204 | 0 | Version 2026.2
Concrete (in-situ) | Concrete, 40 MPa | >32 MPa to ≤40 MPa | Concrete (in-situ), GS402AP2 (40MPa Greenstar 2) concrete (Gunlake Concrete NSW Pty Ltd) (Australia) | Concrete_40MPa | Concrete_40MPa | 2025-11-28 | 2030-11-27 | Australia | EPD-IES-0026697:001 | Version 1 | EPD Australasia |  | m³ | 2341 |  |  |  | 346 | 346 | 0.0831 | 0.00262 | 0 | 346.0857 | 0 | 0.1478 | 0.1478 | 3.5498e-05 | 1.1192e-06 | 0 | 0.14784 | 0 | Version 2026.2
Concrete (in-situ) | Concrete, 32 MPa | >25 MPa to ≤32 MPa | Concrete (in-situ), S32 External Pavement (Gunlake Concrete NSW Pty Ltd) (Australia) | Concrete_32MPa | Concrete_32MPa | 2025-06-02 | 2030-06-02 | Australia | EPD-IES-0022751:002 | Version 2 | EPD Australasia |  | m³ | 2364 |  |  |  | 346 | 346 | 0.0832 | 0.00294 | 0 | 346.0861 | 0 | 0.14636 | 0.14636 | 3.5195e-05 | 1.2437e-06 | 0 | 0.1464 | 0 | Version 2026.2
Concrete (in-situ) | Concrete, 65 MPa | >50 MPa to ≤65 MPa | Concrete (in-situ), VIC – Melbourne Metro – ECOPact – VE654ABPW (Holcim (Australia) Pty Ltd) (Australia) | Concrete_65MPa | Concrete_65MPa | 2025-04-15 | 2030-04-15 | Australia | EPD-IES-0020497:001 |  | EPD Australasia |  | m³ | 2400 |  |  |  | 346 | 345 | 0.813 | 0.115 | 0 | 345.928 | 0 | 0.14417 | 0.14375 | 0.00033875 | 4.7917e-05 | 0 | 0.14414 | 0 | Version 2026.2
Concrete (in-situ) | Concrete, 50 MPa | >40 MPa to ≤50 MPa | Concrete (in-situ), VIC - Melbourne Metro - ECOPact- VE502EPT2 (Holcim (Australia) Pty Ltd) (Australia) | Concrete_50MPa | Concrete_50MPa | 2025-04-15 | 2030-04-15 | Australia | EPD-IES-20564:001 |  | EPD Australasia |  | m³ | 2400 |  |  |  | 346 | 346 | 0.188 | 0.00349 | 0 | 346.1915 | 0 | 0.14417 | 0.14417 | 7.8333e-05 | 1.4542e-06 | 0 | 0.14425 | 0 | Version 2026.2
Concrete (in-situ) | Concrete, 50 MPa | >40 MPa to ≤50 MPa | Concrete (in-situ), VIC - Melbourne Metro - ECOPact- VE504E2 (Holcim (Australia) Pty Ltd) (Australia) | Concrete_50MPa | Concrete_50MPa | 2025-04-15 | 2030-04-15 | Australia | EPD-IES-20586:001 |  | EPD Australasia |  | m³ | 2400 |  |  |  | 348 | 348 | 0.157 | 0.00328 | 0 | 348.1603 | 0 | 0.145 | 0.145 | 6.5417e-05 | 1.3667e-06 | 0 | 0.14507 | 0 | Version 2026.2
Concrete (in-situ) | Concrete, 40 MPa | >32 MPa to ≤40 MPa | Concrete (in-situ), GS22@4ABP2 (40MPa 22@4 Greenstar 2) concrete (Gunlake Concrete NSW Pty Ltd) (Australia) | Concrete_40MPa | Concrete_40MPa | 2025-11-28 | 2030-11-27 | Australia | EPD-IES-0026696:001 | Version 1 | EPD Australasia |  | m³ | 2358 |  |  |  | 349 | 349 | 0.115 | 0.00375 | 0 | 349.1188 | 0 | 0.14801 | 0.14801 | 4.877e-05 | 1.5903e-06 | 0 | 0.14806 | 0 | Version 2026.2
Concrete (in-situ) | Concrete, ? MPa, | Not used | Concrete (in-situ), Ready-mix concrete (Holcim (Australia) Pty Ltd) (Australia) |  |  | 2025-05-19 | 2030-05-19 | Australia | EPD-IES-0021993:001 | Version 1 | EPD Australasia |  | m³ | 2400 |  |  |  | 147 | 147 | 0.142 | 0.0263 | 0 | 147.1683 | 0 | 0.06125 | 0.06125 | 5.9167e-05 | 1.0958e-05 | 0 | 0.06132 | 0 | Version 2026.2
Concrete (in-situ) | Concrete, 32 MPa | >25 MPa to ≤32 MPa | Concrete (in-situ), SA - ALDC - Geostone Range - SX321AVOC (Holcim (Australia) Pty Ltd) (Australia) | Concrete_32MPa | Concrete_32MPa | 2025-05-28 | 2030-05-28 | Australia | EPD-IES-18559:001 |  | EPD Australasia |  | m³ | 2400 |  |  |  | 349 | 348 | 0.487 | 0.0568 | 0 | 348.5438 | 0 | 0.14542 | 0.145 | 0.00020292 | 2.3667e-05 | 0 | 0.14523 | 0 | Version 2026.2
Concrete (in-situ) | Concrete, 50 MPa | >40 MPa to ≤50 MPa | Concrete (in-situ), L50PR14H253 concrete manufactured at Hay for Project EnergyConnect (E.B. Mawson & Sons Pty Ltd) (Australia) | Concrete_50MPa | Concrete_50MPa | 2025-05-20 | 2030-05-20 | Australia | EPD-IES-0018464:001 | Version 1 | EPD Australasia |  | m³ | 2426 |  |  |  | 350 | 350 | 0.439 | 0.0107 | 0 | 350.4497 | 0 | 0.14427 | 0.14427 | 0.00018096 | 4.4106e-06 | 0 | 0.14446 | 0 | Version 2026.2
Concrete (in-situ) | Concrete, 65 MPa | >50 MPa to ≤65 MPa | Concrete (in-situ), 65MPa High strength GP/FA/GGBFS Blend (Gunlake Concrete NSW Pty Ltd) (Australia) | Concrete_65MPa | Concrete_65MPa | 2025-06-02 | 2030-06-02 | Australia | EPD-IES-0022763:002 | Version 2 | EPD Australasia |  | m³ | 2370 |  |  |  | 360 | 360 | 0.194 | 0.00508 | 0 | 360.1991 | 0 | 0.1519 | 0.1519 | 8.1857e-05 | 2.1435e-06 | 0 | 0.15198 | 0 | Version 2026.2
Concrete (in-situ) | Concrete, 50 MPa | >40 MPa to ≤50 MPa | Concrete (in-situ), QLD – Sunshine Coast – ECOPact – QE501EXY3 (Holcim (Australia) Pty Ltd) (Australia) | Concrete_50MPa | Concrete_50MPa | 2025-06-13 | 2030-06-13 | Australia | EPD-IES-0023492:001 |  | EPD Australasia |  | m³ | 2400 |  |  |  | 350 | 349 | 0.951 | 0.0292 | 0 | 349.9802 | 0 | 0.14583 | 0.14542 | 0.00039625 | 1.2167e-05 | 0 | 0.14583 | 0 | Version 2026.2
Concrete (in-situ) | Concrete, 50 MPa | >40 MPa to ≤50 MPa | Concrete (in-situ), QLD – Sunshine Coast – ECOPact – QE501EXY5 (Holcim (Australia) Pty Ltd) (Australia) | Concrete_50MPa | Concrete_50MPa | 2025-06-13 | 2030-06-13 | Australia | EPD-IES-0023493:001 |  | EPD Australasia |  | m³ | 2400 |  |  |  | 350 | 349 | 0.943 | 0.0293 | 0 | 349.9723 | 0 | 0.14583 | 0.14542 | 0.00039292 | 1.2208e-05 | 0 | 0.14582 | 0 | Version 2026.2
Concrete (in-situ) | Concrete, 50 MPa | >40 MPa to ≤50 MPa | Concrete (in-situ), QLD - Sunshine Coast - ECOPact - QE502EXY3 (Holcim (Australia) Pty Ltd) (Australia) | Concrete_50MPa | Concrete_50MPa | 2025-06-13 | 2030-06-13 | Australia | EPD-IES-23496:001 |  | EPD Australasia |  | m³ | 2400 |  |  |  | 350 | 349 | 1 | 0.0293 | 0 | 350.0293 | 0 | 0.14583 | 0.14542 | 0.00041667 | 1.2208e-05 | 0 | 0.14585 | 0 | Version 2026.2
Concrete (in-situ) | Concrete, 50 MPa | >40 MPa to ≤50 MPa | Concrete (in-situ), NSW - Far North Coast - ECOPact - NE501L100 (Holcim (Australia) Pty Ltd) (Australia) | Concrete_50MPa | Concrete_50MPa | 2025-05-19 | 2030-05-19 | Australia | EPD-IES-22044:001 |  | EPD Australasia |  | m³ | 2400 |  |  |  | 351 | 351 | 0.159 | 0.0353 | 0 | 351.1943 | 0 | 0.14625 | 0.14625 | 6.625e-05 | 1.4708e-05 | 0 | 0.14633 | 0 | Version 2026.2
Concrete (in-situ) | Concrete, 40 MPa | >32 MPa to ≤40 MPa | Concrete (in-situ), NSW - Far North Coast - ECOPact - NE407LBMX (Holcim (Australia) Pty Ltd) (Australia) | Concrete_40MPa | Concrete_40MPa | 2025-06-19 | 2030-06-19 | Australia | EPD-IES-22043:002 |  | EPD Australasia |  | m³ | 2400 |  |  |  | 351 | 350 | 0.186 | 0.123 | 0 | 350.309 | 0 | 0.14625 | 0.14583 | 7.75e-05 | 5.125e-05 | 0 | 0.14596 | 0 | Version 2026.2
Concrete (in-situ) | Concrete, 80 MPa | >65 MPa to ≤80 MPa | Concrete (in-situ), VIC - Melbourne Metro - ECOPact- VE802EAPW (Holcim (Australia) Pty Ltd) (Australia) | Concrete_80MPa | Concrete_80MPa | 2025-04-15 | 2030-04-15 | Australia | EPD-IES-20541:001 |  | EPD Australasia |  | m³ | 2400 |  |  |  | 351 | 351 | 0.795 | 0.109 | 0 | 351.904 | 0 | 0.14625 | 0.14625 | 0.00033125 | 4.5417e-05 | 0 | 0.14663 | 0 | Version 2026.2
Concrete (in-situ) | Concrete, 40 MPa | >32 MPa to ≤40 MPa | Concrete (in-situ), ZS4020-629 (Gunlake Concrete NSW Pty Ltd) (Australia) | Concrete_40MPa | Concrete_40MPa | 2025-06-02 | 2030-06-02 | Australia | EPD-IES-0022760:002 | Version 2 | EPD Australasia |  | m³ | 2329 |  |  |  | 353 | 353 | 0.107 | 0.00355 | 0 | 353.1106 | 0 | 0.15157 | 0.15157 | 4.5942e-05 | 1.5243e-06 | 0 | 0.15161 | 0 | Version 2026.2
Concrete (in-situ) | Concrete, 80 MPa | >65 MPa to ≤80 MPa | Concrete (in-situ), QLD – Brisbane – ECOPact – QE801PL60 (Holcim (Australia) Pty Ltd) (Australia) | Concrete_80MPa | Concrete_80MPa | 2025-05-13 | 2030-05-13 | Australia | EPD-IES-0021949:001 |  | EPD Australasia |  | m³ | 2400 |  |  |  | 353 | 352 | 0.882 | 0.0266 | 0 | 352.9086 | 0 | 0.14708 | 0.14667 | 0.0003675 | 1.1083e-05 | 0 | 0.14705 | 0 | Version 2026.2
Concrete (in-situ) | Concrete, 40 MPa | >32 MPa to ≤40 MPa | Concrete (in-situ), ZS4020-628 (Gunlake Concrete NSW Pty Ltd) (Australia) | Concrete_40MPa | Concrete_40MPa | 2025-06-02 | 2030-06-02 | Australia | EPD-IES-0022759:001 | Version 1 | EPD Australasia |  | m³ | 2400 |  |  |  | 354 | 354 | 0.14 | 0.00382 | 0 | 354.1438 | 0 | 0.1475 | 0.1475 | 5.8333e-05 | 1.5917e-06 | 0 | 0.14756 | 0 | Version 2026.2
Concrete (in-situ) | Concrete, 32 MPa | >25 MPa to ≤32 MPa | Concrete (in-situ), 32MPa Fibre Footing (Gunlake Concrete NSW Pty Ltd) (Australia) | Concrete_32MPa | Concrete_32MPa | 2025-06-02 | 2030-06-02 | Australia | EPD-IES-0022753:002 | Version 2 | EPD Australasia |  | m³ | 2345 |  |  |  | 354 | 354 | 0.0858 | 0.00311 | 0 | 354.0889 | 0 | 0.15096 | 0.15096 | 3.6588e-05 | 1.3262e-06 | 0 | 0.151 | 0 | Version 2026.2
Concrete (in-situ) | Concrete, 40 MPa | >32 MPa to ≤40 MPa | Concrete (in-situ), Climate Active – QLD - Brisbane (City) - QZ401E100 (Holcim (Australia) Pty Ltd) (Australia) | Concrete_40MPa | Concrete_40MPa | 2025-04-17 | 2030-04-17 | Australia | EPD-IES-0020707:001 |  | EPD Australasia |  | m³ | 2400 |  |  |  | 354 | 353 | 0.374 | 0.245 | 0 | 353.619 | 0 | 0.1475 | 0.14708 | 0.00015583 | 0.00010208 | 0 | 0.14734 | 0 | Version 2026.2
Concrete (in-situ) | Concrete, 25 MPa | >20 MPa to ≤25 MPa | Concrete (in-situ), WA - Southwest - ECOPact - WE252E1 (Holcim (Australia) Pty Ltd) (Australia) | Concrete_25MPa | Concrete_25MPa | 2025-05-19 | 2030-05-19 | Australia | EPD-IES-0021972:001 |  | EPD Australasia |  | m³ | 2400 |  |  |  | 206 | 206 | 0.694 | 0.0177 | 0 | 206.7117 | 0 | 0.085833 | 0.085833 | 0.00028917 | 7.375e-06 | 0 | 0.08613 | 0 | Version 2026.2
Concrete (in-situ) | Concrete, 65 MPa | >50 MPa to ≤65 MPa | Concrete (in-situ), VIC - Melbourne Metro - ECOPact- VE652AVWH (Holcim (Australia) Pty Ltd) (Australia) | Concrete_65MPa | Concrete_65MPa | 2025-04-15 | 2030-04-15 | Australia | EPD-IES-20510:001 |  | EPD Australasia |  | m³ | 2400 |  |  |  | 355 | 354 | 0.829 | 0.118 | 0 | 354.947 | 0 | 0.14792 | 0.1475 | 0.00034542 | 4.9167e-05 | 0 | 0.14789 | 0 | Version 2026.2
Concrete (in-situ) | Concrete, 80 MPa | >65 MPa to ≤80 MPa | Concrete (in-situ), GS SLCT50S80 80 MPa (Elvin Group (ACT) Pty Ltd) (Australia) | Concrete_80MPa | Concrete_80MPa | 2025-03-07 | 2030-03-07 | Australia | EPD-IES-0019681:001 | Version 1 | EPD Australasia |  | m³ | 2320 |  |  |  | 356 | 356 | 0.165 | 0.0581 | 0 | 356.2231 | 0 | 0.15345 | 0.15345 | 7.1121e-05 | 2.5043e-05 | 0 | 0.15354 | 0 | Version 2026.2
Concrete (in-situ) | Concrete, 50 MPa | >40 MPa to ≤50 MPa | Concrete (in-situ), S50-34/20/180 HE supplied to Teggman Precast (Gunlake Concrete NSW Pty Ltd) (Australia) | Concrete_50MPa | Concrete_50MPa | 2025-07-15 | 2030-07-15 | Australia | EPD-IES-0024881:001 | Version 1 | EPD Australasia |  | m³ | 2415 |  |  |  | 356 | 356 | 0.0843 | 0.00652 | 0 | 356.0908 | 0 | 0.14741 | 0.14741 | 3.4907e-05 | 2.6998e-06 | 0 | 0.14745 | 0 | Version 2026.2
Concrete (in-situ) | Concrete, 80 MPa | >65 MPa to ≤80 MPa | Concrete (in-situ), Premix Concrete – 80MPa Precast SP (Piave Premix Concrete Pty Ltd) (Australia) | Concrete_80MPa | Concrete_80MPa | 2025-03-31 | 2030-03-31 | Australia | EPD-IES-24237 | Version 32 | EPD Australasia |  | m³ | 2458 |  |  |  | 356 | 356 | 0 | 0 | 0 | 356 | 0 | 0.14483 | 0.14483 | 0 | 0 | 0 | 0.14483 | 0 | Version 2026.2
Concrete (in-situ) | Concrete, 80 MPa | >65 MPa to ≤80 MPa | Concrete (in-situ), GS group ( LCHP50SCC80 ) 80 MPa (Elvin Group (ACT) Pty Ltd) (Australia) | Concrete_80MPa | Concrete_80MPa | 2025-06-20 | 2030-06-20 | Australia | EPD-IES-0024553:001 | Version 1 | EPD Australasia |  | m³ | 2380 |  |  |  | 357 | 357 | 0.142 | 0.0584 | 0 | 357.2004 | 0 | 0.15 | 0.15 | 5.9664e-05 | 2.4538e-05 | 0 | 0.15008 | 0 | Version 2026.2
Concrete (in-situ) | Concrete, 40 MPa | >32 MPa to ≤40 MPa | Concrete (in-situ), ZS4020-679 (40MPa Internal Burnished) concrete (Gunlake Concrete NSW Pty Ltd) (Australia) | Concrete_40MPa | Concrete_40MPa | 2025-11-28 | 2030-11-27 | Australia | EPD-IES-0026702:001 | Version 1 | EPD Australasia |  | m³ | 2366 |  |  |  | 358 | 358 | 0.078 | 0.00273 | 0 | 358.0807 | 0 | 0.15131 | 0.15131 | 3.2967e-05 | 1.1538e-06 | 0 | 0.15134 | 0 | Version 2026.2
Concrete (in-situ) | Concrete, 40 MPa | >32 MPa to ≤40 MPa | Concrete (in-situ), 40MPa Greenstar 2 (Gunlake Concrete NSW Pty Ltd) (Australia) | Concrete_40MPa | Concrete_40MPa | 2025-06-02 | 2030-06-02 | Australia | EPD-IES-0022756:002 | Version 2 | EPD Australasia |  | m³ | 2349 |  |  |  | 359 | 359 | 0.0906 | 0.00272 | 0 | 359.0933 | 0 | 0.15283 | 0.15283 | 3.857e-05 | 1.1579e-06 | 0 | 0.15287 | 0 | Version 2026.2
Concrete (in-situ) | Concrete, 65 MPa | >50 MPa to ≤65 MPa | Concrete (in-situ), GS SLCF40S65 65 MPa (Elvin Group (ACT) Pty Ltd) (Australia) | Concrete_65MPa | Concrete_65MPa | 2025-03-07 | 2030-03-07 | Australia | EPD-IES-0019669:001 | Version 1 | EPD Australasia |  | m³ | 2290 |  |  |  | 370 | 370 | 0.171 | 0.0563 | 0 | 370.2273 | 0 | 0.16157 | 0.16157 | 7.4672e-05 | 2.4585e-05 | 0 | 0.16167 | 0 | Version 2026.2
Concrete (in-situ) | Concrete, 65 MPa | >50 MPa to ≤65 MPa | Concrete (in-situ), GS LCT40G65 65 MPa (LCT40G65) (Elvin Group (ACT) Pty Ltd) (Australia) | Concrete_65MPa | Concrete_65MPa | 2025-03-07 | 2030-03-07 | Australia | EPD-IES-0019665:001 | Version 1 | EPD Australasia |  | m³ | 2350 |  |  |  | 378 | 378 | 0.0568 | 0.276 | 0 | 378.3328 | 0 | 0.16085 | 0.16085 | 2.417e-05 | 0.00011745 | 0 | 0.16099 | 0 | Version 2026.2
Concrete (in-situ) | Concrete, 50 MPa | >40 MPa to ≤50 MPa | Concrete (in-situ), WA – Perth Metro – ECOPact – WE504EQ01 (Holcim (Australia) Pty Ltd) (Australia) | Concrete_50MPa | Concrete_50MPa | 2025-05-27 | 2030-05-27 | Australia | EPD-IES-0023332:001 |  | EPD Australasia |  | m³ | 2400 |  |  |  | 360 | 359 | 1.32 | 0 | 0 | 360.32 | 0 | 0.15 | 0.14958 | 0.00055 | 0 | 0 | 0.15013 | 0 | Version 2026.2
Concrete (in-situ) | Concrete, 50 MPa | >40 MPa to ≤50 MPa | Concrete (in-situ), VIC – Melbourne Metro – ECOPact – VE502ESW7 (Holcim (Australia) Pty Ltd) (Australia) | Concrete_50MPa | Concrete_50MPa | 2025-04-15 | 2030-04-15 | Australia | EPD-IES-0020463:001 |  | EPD Australasia |  | m³ | 2400 |  |  |  | 360 | 359 | 1.29 | 0.0326 | 0 | 360.3226 | 0 | 0.15 | 0.14958 | 0.0005375 | 1.3583e-05 | 0 | 0.15013 | 0 | Version 2026.2
Concrete (in-situ) | Concrete, 40 MPa | >32 MPa to ≤40 MPa | Concrete (in-situ), VIC - Melbourne Metro - ECOPact- VE402EPT1 (Holcim (Australia) Pty Ltd) (Australia) | Concrete_40MPa | Concrete_40MPa | 2025-04-15 | 2030-04-15 | Australia | EPD-IES-20476:001 |  | EPD Australasia |  | m³ | 2400 |  |  |  | 360 | 360 | 0.194 | 0.00508 | 0 | 360.1991 | 0 | 0.15 | 0.15 | 8.0833e-05 | 2.1167e-06 | 0 | 0.15008 | 0 | Version 2026.2
Concrete (in-situ) | Shotcrete | 40 MPa shotcrete | Concrete (in-situ), Spraymasta Tunnel 40MPa 40kg/m3 Steel Fibre, 1bag/m3 Poly Fibre (Heidelberg Materials Australia Pty Ltd) (Australia) | Concrete_shotcrete | Concrete_shotcrete | 2025-01-28 | 2030-01-28 | Australia | EPD-IES-0011998:001 | Version 1 | EPD Australasia |  | m³ | 2274 |  |  |  | 361 | 301 | 0.0441 | 0.036 | 0 | 301.0801 | 0 | 0.15875 | 0.13237 | 1.9393e-05 | 1.5831e-05 | 0 | 0.1324 | 0 | Version 2026.2
Concrete (in-situ) | Shotcrete | 40 MPa shotcrete | Concrete (in-situ), Spraymasta Tunnel 40MPa 40kg/m3 Steel Fibre, 1kg/m3 Poly Fibre (Hymix Australia Pty Ltd) (Australia) | Concrete_shotcrete | Concrete_shotcrete | 2025-01-28 | 2030-01-28 | Australia | EPD-IES-0017615:001 | Version 1 | EPD Australasia |  | m³ | 2274.9 |  |  |  | 361 | 301 | 0.0441 | 0.036 | 0 | 301.0801 | 0 | 0.15869 | 0.13231 | 1.9385e-05 | 1.5825e-05 | 0 | 0.13235 | 0 | Version 2026.2
Concrete (in-situ) | Concrete, 25 MPa | >20 MPa to ≤25 MPa | Concrete (in-situ), NSW - Far North Coast - ECOPact - NE251LBMX (Holcim (Australia) Pty Ltd) (Australia) | Concrete_25MPa | Concrete_25MPa | 2025-06-13 | 2030-06-13 | Australia | EPD-IES-23520:001 |  | EPD Australasia |  | m³ | 2400 |  |  |  | 225 | 225 | 0.158 | 0.0231 | 0 | 225.1811 | 0 | 0.09375 | 0.09375 | 6.5833e-05 | 9.625e-06 | 0 | 0.093825 | 0 | Version 2026.2
Concrete (in-situ) | Concrete, 50 MPa | >40 MPa to ≤50 MPa | Concrete (in-situ), WA – Perth – Main Roads WA – WE504EC11 (Holcim (Australia) Pty Ltd) (Australia) | Concrete_50MPa | Concrete_50MPa | 2025-05-16 | 2030-05-16 | Australia | EPD-IES-0022202:001 |  | EPD Australasia |  | m³ | 2400 |  |  |  | 361 | 360 | 1.29 | 0.0327 | 0 | 361.3227 | 0 | 0.15042 | 0.15 | 0.0005375 | 1.3625e-05 | 0 | 0.15055 | 0 | Version 2026.2
Concrete (in-situ) | Concrete, 40 MPa | >32 MPa to ≤40 MPa | Concrete (in-situ), GS22@4ACP2 (Gunlake Concrete NSW Pty Ltd) (Australia) | Concrete_40MPa | Concrete_40MPa | 2024-08-15 | 2029-08-15 | Australia | EPD-IES-0015915:001 | Version 1 | EPD Australasia |  | m³ | 2369 |  |  |  | 345 | 345 | 0.0952 | 0.00244 | 0 | 345.0976 | 0 | 0.14563 | 0.14563 | 4.0186e-05 | 1.03e-06 | 0 | 0.14567 | 0 | Version 2026.2
Concrete (in-situ) | Concrete, 40 MPa | >32 MPa to ≤40 MPa | Concrete (in-situ), 40MPa 22@4 Greenstar 2 (Gunlake Concrete NSW Pty Ltd) (Australia) | Concrete_40MPa | Concrete_40MPa | 2025-06-02 | 2030-06-02 | Australia | EPD-IES-0022755:002 | Version 2 | EPD Australasia |  | m³ | 2369 |  |  |  | 362 | 362 | 0.115 | 0.00346 | 0 | 362.1185 | 0 | 0.15281 | 0.15281 | 4.8544e-05 | 1.4605e-06 | 0 | 0.15286 | 0 | Version 2026.2
Concrete (in-situ) | Concrete, 50 MPa | >40 MPa to ≤50 MPa | Concrete (in-situ), WA – Perth Metro – ECOPact – WE502ET4 (Holcim (Australia) Pty Ltd) (Australia) | Concrete_50MPa | Concrete_50MPa | 2025-05-27 | 2030-05-27 | Australia | EPD-IES-0023340:001 | Version 1 | EPD Australasia |  | m³ | 2400 |  |  |  | 363 | 362 | 1.33 | 0 | 0 | 363.33 | 0 | 0.15125 | 0.15083 | 0.00055417 | 0 | 0 | 0.15139 | 0 | Version 2026.2
Concrete (in-situ) | Concrete, 40 MPa | >32 MPa to ≤40 MPa | Concrete (in-situ), VIC - Melbourne Metro - ECOPact- VE401E56 (Holcim (Australia) Pty Ltd) (Australia) | Concrete_40MPa | Concrete_40MPa | 2025-04-15 | 2030-04-15 | Australia | EPD-IES-20454:001 |  | EPD Australasia |  | m³ | 2400 |  |  |  | 363 | 361 | 1.3 | 0.0329 | 0 | 362.3329 | 0 | 0.15125 | 0.15042 | 0.00054167 | 1.3708e-05 | 0 | 0.15097 | 0 | Version 2026.2
Concrete (in-situ) | Concrete, 50 MPa | >40 MPa to ≤50 MPa | Concrete (in-situ), WA – Perth – Main Roads WA – WE502EC11 (Holcim (Australia) Pty Ltd) (Australia) | Concrete_50MPa | Concrete_50MPa | 2025-05-16 | 2030-05-16 | Australia | EPD-IES-0022199:001 |  | EPD Australasia |  | m³ | 2400 |  |  |  | 363 | 361 | 1.3 | 0.0329 | 0 | 362.3329 | 0 | 0.15125 | 0.15042 | 0.00054167 | 1.3708e-05 | 0 | 0.15097 | 0 | Version 2026.2
Concrete (in-situ) | Concrete, ? MPa, | Not used | Concrete (in-situ), Ready-mix concrete (Holcim (Australia) Pty Ltd) (Australia) |  |  | 2025-05-19 | 2030-05-19 | Australia | EPD-IES-0021993:001 | Version 1 | EPD Australasia |  | m³ | 2400 |  |  |  | 147 | 147 | 0.142 | 0.0263 | 0 | 147.1683 | 0 | 0.06125 | 0.06125 | 5.9167e-05 | 1.0958e-05 | 0 | 0.06132 | 0 | Version 2026.2
Concrete (in-situ) | Concrete, 32 MPa | >25 MPa to ≤32 MPa | Concrete (in-situ), 32MPa Internal Burnish (Gunlake Concrete NSW Pty Ltd) (Australia) | Concrete_32MPa | Concrete_32MPa | 2025-06-02 | 2030-06-02 | Australia | EPD-IES-0022754:002 | Version 2 | EPD Australasia |  | m³ | 2380 |  |  |  | 365 | 365 | 0.0949 | 0.00334 | 0 | 365.0982 | 0 | 0.15336 | 0.15336 | 3.9874e-05 | 1.4034e-06 | 0 | 0.1534 | 0 | Version 2026.2
Concrete (in-situ) | Concrete, 65 MPa | >50 MPa to ≤65 MPa | Concrete (in-situ), WA – Perth Metro – ECOPact – WE654EQ06 (Holcim (Australia) Pty Ltd) (Australia) | Concrete_65MPa | Concrete_65MPa | 2025-05-27 | 2030-05-27 | Australia | EPD-IES-0023349:001 |  | EPD Australasia |  | m³ | 2400 |  |  |  | 365 | 363 | 1.29 | 0.0325 | 0 | 364.3225 | 0 | 0.15208 | 0.15125 | 0.0005375 | 1.3542e-05 | 0 | 0.1518 | 0 | Version 2026.2
Concrete (in-situ) | Concrete, 40 MPa | >32 MPa to ≤40 MPa | Concrete (in-situ), Post-tensioned 40 MPa (25 MPa @ 3 days) (Heidelberg Materials Australia Pty Ltd) (Australia) | Concrete_40MPa | Concrete_40MPa | 2025-01-28 | 2030-01-28 | Australia | EPD-IES-0011053:001 | Version 1 | EPD Australasia |  | m³ | 2400 |  |  |  | 366 | 366 | 0.0143 | 0.0342 | 0 | 366.0485 | 0 | 0.1525 | 0.1525 | 5.9583e-06 | 1.425e-05 | 0 | 0.15252 | 0 | Version 2026.2
Concrete (in-situ) | Concrete, 40 MPa | >32 MPa to ≤40 MPa | Concrete (in-situ), Post-tensioned 40 MPa (25 MPa @ 3 days) (Hymix Australia Pty Ltd) (Australia) | Concrete_40MPa | Concrete_40MPa | 2025-01-28 | 2030-01-28 | Australia | EPD-IES-0016131:001 | Version 1 | EPD Australasia |  | m³ | 2414.4 |  |  |  | 366 | 366 | 0.143 | 0.0342 | 0 | 366.1772 | 0 | 0.15159 | 0.15159 | 5.9228e-05 | 1.4165e-05 | 0 | 0.15166 | 0 | Version 2026.2
Concrete (in-situ) | Concrete, 100 MPa | >80 MPa + | Concrete (in-situ), VIC – Melbourne Metro – ECOPact – VE1001EPW (Holcim (Australia) Pty Ltd) (Australia) | Concrete_80upMPa | Concrete_80upMPa | 2025-04-15 | 2030-04-15 | Australia | EPD-IES-0020516:001 |  | EPD Australasia |  | m³ | 2400 |  |  |  | 366 | 365 | 0.71 | 0.109 | 0 | 365.819 | 0 | 0.1525 | 0.15208 | 0.00029583 | 4.5417e-05 | 0 | 0.15242 | 0 | Version 2026.2
Concrete (in-situ) | Concrete, 65 MPa | >50 MPa to ≤65 MPa | Concrete (in-situ), WA – Perth Metro – ECOPact – WE654EQ07 (Holcim (Australia) Pty Ltd) (Australia) | Concrete_65MPa | Concrete_65MPa | 2025-05-27 | 2030-05-27 | Australia | EPD-IES-0023350:001 |  | EPD Australasia |  | m³ | 2400 |  |  |  | 366 | 364 | 1.3 | 0.0335 | 0 | 365.3335 | 0 | 0.1525 | 0.15167 | 0.00054167 | 1.3958e-05 | 0 | 0.15222 | 0 | Version 2026.2
Concrete (in-situ) | Concrete, 100 MPa | >80 MPa + | Concrete (in-situ), VIC - Melbourne Metro - ECOPact- VE1004EPW (Holcim (Australia) Pty Ltd) (Australia) | Concrete_80upMPa | Concrete_80upMPa | 2025-04-15 | 2030-04-15 | Australia | EPD-IES-20515:001 |  | EPD Australasia |  | m³ | 2400 |  |  |  | 366 | 365 | 0.71 | 0.109 | 0 | 365.819 | 0 | 0.1525 | 0.15208 | 0.00029583 | 4.5417e-05 | 0 | 0.15242 | 0 | Version 2026.2
Concrete (in-situ) | Concrete, 65 MPa | >50 MPa to ≤65 MPa | Concrete (in-situ), WA – Perth – Main Roads WA – WS654TC04 (Holcim (Australia) Pty Ltd) (Australia) | Concrete_65MPa | Concrete_65MPa | 2025-05-16 | 2030-05-16 | Australia | EPD-IES-0022216:001 |  | EPD Australasia |  | m³ | 2400 |  |  |  | 367 | 366 | 1.3 | 0.0324 | 0 | 367.3324 | 0 | 0.15292 | 0.1525 | 0.00054167 | 1.35e-05 | 0 | 0.15306 | 0 | Version 2026.2
Concrete (in-situ) | Concrete, 40 MPa | >32 MPa to ≤40 MPa | Concrete (in-situ), SL402CPC (40MPa GP/FA Blend) concrete (Gunlake Concrete NSW Pty Ltd) (Australia) | Concrete_40MPa | Concrete_40MPa | 2025-11-28 | 2030-11-27 | Australia | EPD-IES-0026699:001 | Version 1 | EPD Australasia |  | m³ | 2354 |  |  |  | 368 | 368 | 0.0815 | 0.00283 | 0 | 368.0843 | 0 | 0.15633 | 0.15633 | 3.4622e-05 | 1.2022e-06 | 0 | 0.15637 | 0 | Version 2026.2
Concrete (in-situ) | Concrete, 50 MPa | >40 MPa to ≤50 MPa | Concrete (in-situ), Western Suburbs Concrete CFA5010 I Pre-mix concrete (Western Suburbs Concrete (WSC) Pty Ltd) (Australia) | Concrete_50MPa | Concrete_50MPa | 2025-10-01 | 2030-09-30 | Australia | EPD-IES-0025482:001 | Version 1 | EPD Australasia |  | m³ | 2418 |  |  |  | 368 | 367 | 0.187 | 0.0403 | 0 | 367.2273 | 0 | 0.15219 | 0.15178 | 7.7337e-05 | 1.6667e-05 | 0 | 0.15187 | 0 | Version 2026.2
Concrete (in-situ) | Concrete, ? MPa, | Not used | Concrete (in-situ), Hutchinson Builders - 185 Wharf Street (Heidelberg Materials Australia Pty Ltd) (Australia) |  |  | 2025-01-24 | 2030-01-24 | Australia | EPD-IES-0015319:001 | Version 1 | EPD Australasia |  | m³ | 2392.7 |  |  |  | 301 | 301 | 0.099 | 0.0343 | 0 | 301.1333 | 0 | 0.1258 | 0.1258 | 4.1376e-05 | 1.4335e-05 | 0 | 0.12586 | 0 | Version 2026.2
Concrete (in-situ) | Concrete, ? MPa, | Not used | Concrete (in-situ), Ready-mix concrete (Holcim (Australia) Pty Ltd) (Australia) |  |  | 2025-05-19 | 2030-05-19 | Australia | EPD-IES-0021993:001 | Version 1 | EPD Australasia |  | m³ | 2400 |  |  |  | 147 | 147 | 0.142 | 0.0263 | 0 | 147.1683 | 0 | 0.06125 | 0.06125 | 5.9167e-05 | 1.0958e-05 | 0 | 0.06132 | 0 | Version 2026.2
Concrete (in-situ) | Concrete, 32 MPa | >25 MPa to ≤32 MPa | Concrete (in-situ), QLD - Sunshine Coast - ECOPact - QE322L (Holcim (Australia) Pty Ltd) (Australia) | Concrete_32MPa | Concrete_32MPa | 2025-06-13 | 2030-06-13 | Australia | EPD-IES-23475:001 |  | EPD Australasia |  | m³ | 2400 |  |  |  | 371 | 370 | 0.921 | 0.0244 | 0 | 370.9454 | 0 | 0.15458 | 0.15417 | 0.00038375 | 1.0167e-05 | 0 | 0.15456 | 0 | Version 2026.2
Concrete (in-situ) | Concrete, ? MPa, | Not used | Concrete (in-situ), Ready-mix concrete (Holcim (Australia) Pty Ltd) (Australia) |  |  | 2025-05-19 | 2030-05-19 | Australia | EPD-IES-0021993:001 | Version 1 | EPD Australasia |  | m³ | 2400 |  |  |  | 147 | 147 | 0.142 | 0.0263 | 0 | 147.1683 | 0 | 0.06125 | 0.06125 | 5.9167e-05 | 1.0958e-05 | 0 | 0.06132 | 0 | Version 2026.2
Concrete (in-situ) | Concrete, 80 MPa | >65 MPa to ≤80 MPa | Concrete (in-situ), QLD - Darling Downs - ECOPact - QE801UA18 (Holcim (Australia) Pty Ltd) (Australia) | Concrete_80MPa | Concrete_80MPa | 2025-05-16 | 2030-05-16 | Australia | EPD-IES-0021964:001 |  | EPD Australasia |  | m³ | 2400 |  |  |  | 371 | 370 | 0.28 | 0.0401 | 0 | 370.3201 | 0 | 0.15458 | 0.15417 | 0.00011667 | 1.6708e-05 | 0 | 0.1543 | 0 | Version 2026.2
Concrete (in-situ) | Concrete, 100 MPa | >80 MPa + | Concrete (in-situ), QLD - Gold Coast - ECOPact - QE1001E47 (Holcim (Australia) Pty Ltd) (Australia) | Concrete_80upMPa | Concrete_80upMPa | 2025-05-28 | 2030-05-28 | Australia | EPD-IES-18584:001 |  | EPD Australasia |  | m³ | 2400 |  |  |  | 371 | 371 | 0.32 | 0.0344 | 0 | 371.3544 | 0 | 0.15458 | 0.15458 | 0.00013333 | 1.4333e-05 | 0 | 0.15473 | 0 | Version 2026.2
Concrete (in-situ) | Concrete, 80 MPa | >65 MPa to ≤80 MPa | Concrete (in-situ), Climate Active – QLD - Coomera - EZ801E200 (Holcim (Australia) Pty Ltd) (Australia) | Concrete_80MPa | Concrete_80MPa | 2025-04-17 | 2030-04-17 | Australia | EPD-IES-0020612:001 |  | EPD Australasia |  | m³ | 2400 |  |  |  | 371 | 370 | 0.921 | 0.0244 | 0 | 370.9454 | 0 | 0.15458 | 0.15417 | 0.00038375 | 1.0167e-05 | 0 | 0.15456 | 0 | Version 2026.2
Concrete (in-situ) | Concrete, 80 MPa | >65 MPa to ≤80 MPa | Concrete (in-situ), Climate Active – QLD - Southport - QZ801E200 (Holcim (Australia) Pty Ltd) (Australia) | Concrete_80MPa | Concrete_80MPa | 2025-04-17 | 2030-04-17 | Australia | EPD-IES-0020768:001 |  | EPD Australasia |  | m³ | 2400 |  |  |  | 371 | 370 | 0.921 | 0.0244 | 0 | 370.9454 | 0 | 0.15458 | 0.15417 | 0.00038375 | 1.0167e-05 | 0 | 0.15456 | 0 | Version 2026.2
Concrete (in-situ) | Concrete, 80 MPa | >65 MPa to ≤80 MPa | Concrete (in-situ), P8020150 (Heidelberg Materials Australia Pty Ltd) (Australia) | Concrete_80MPa | Concrete_80MPa | 2025-01-24 | 2030-01-24 | Australia | EPD-IES-0015322:001 | Version 1 | EPD Australasia |  | m³ | 2400 |  |  |  | 371.8 | 371.8 | 0.0931 | 0.0397 | 0 | 371.9328 | 0 | 0.15492 | 0.15492 | 3.8792e-05 | 1.6542e-05 | 0 | 0.15497 | 0 | Version 2026.2
Concrete (in-situ) | Concrete, 80 MPa | >65 MPa to ≤80 MPa | Concrete (in-situ), Climate Active – QLD - Brisbane (City) - QZ801E200 (Holcim (Australia) Pty Ltd) (Australia) | Concrete_80MPa | Concrete_80MPa | 2025-04-17 | 2030-04-17 | Australia | EPD-IES-0020767:001 |  | EPD Australasia |  | m³ | 2400 |  |  |  | 372 | 371 | 0.95 | 0.0277 | 0 | 371.9777 | 0 | 0.155 | 0.15458 | 0.00039583 | 1.1542e-05 | 0 | 0.15499 | 0 | Version 2026.2
Concrete (in-situ) | Concrete, 80 MPa | >65 MPa to ≤80 MPa | Concrete (in-situ), Climate Active – QLD - Darra - QZ801E200 (Holcim (Australia) Pty Ltd) (Australia) | Concrete_80MPa | Concrete_80MPa | 2025-04-17 | 2030-04-17 | Australia | EPD-IES-0020770:001 |  | EPD Australasia |  | m³ | 2400 |  |  |  | 372 | 371 | 0.95 | 0.0277 | 0 | 371.9777 | 0 | 0.155 | 0.15458 | 0.00039583 | 1.1542e-05 | 0 | 0.15499 | 0 | Version 2026.2
Concrete (in-situ) | Concrete, 25 MPa | >20 MPa to ≤25 MPa | Concrete (in-situ), WA – Mid West – ECOPact – WE254E1 (Holcim (Australia) Pty Ltd) (Australia) | Concrete_25MPa | Concrete_25MPa | 2025-03-24 | 2030-03-24 | Australia | EPD-IES-0014362:001 |  | EPD Australasia |  | m³ | 2400 |  |  |  | 216 | 215 | 0.731 | 0.0187 | 0 | 215.7497 | 0 | 0.09 | 0.089583 | 0.00030458 | 7.7917e-06 | 0 | 0.089896 | 0 | Version 2026.2
Concrete (in-situ) | Concrete, 20 MPa | >10 MPa to ≤20 MPa | Concrete (in-situ), QLD – Sunshine Coast – ECOPact – QE202L100 (Holcim (Australia) Pty Ltd) (Australia) | Concrete_20MPa | Concrete_20MPa | 2025-06-13 | 2030-06-13 | Australia | EPD-IES-0023477:001 |  | EPD Australasia |  | m³ | 2400 |  |  |  | 184 | 183 | 0.988 | 0.0143 | 0 | 184.0023 | 0 | 0.076667 | 0.07625 | 0.00041167 | 5.9583e-06 | 0 | 0.076668 | 0 | Version 2026.2
Concrete (in-situ) | Concrete, 40 MPa | >32 MPa to ≤40 MPa | Concrete (in-situ), NSW – Far North Coast – ECOPact – NE402L (Holcim (Australia) Pty Ltd) (Australia) | Concrete_40MPa | Concrete_40MPa | 2025-05-19 | 2030-05-19 | Australia | EPD-IES-0022040:001 |  | EPD Australasia |  | m³ | 2400 |  |  |  | 373 | 372 | 0.195 | 0.223 | 0 | 372.418 | 0 | 0.15542 | 0.155 | 8.125e-05 | 9.2917e-05 | 0 | 0.15517 | 0 | Version 2026.2
Concrete (in-situ) | Concrete, ? MPa, | Not used | Concrete (in-situ), Hutchinson Builders - 185 Wharf Street (Heidelberg Materials Australia Pty Ltd) (Australia) |  |  | 2025-01-24 | 2030-01-24 | Australia | EPD-IES-0015319:001 | Version 1 | EPD Australasia |  | m³ | 2392.7 |  |  |  | 301 | 301 | 0.099 | 0.0343 | 0 | 301.1333 | 0 | 0.1258 | 0.1258 | 4.1376e-05 | 1.4335e-05 | 0 | 0.12586 | 0 | Version 2026.2
Concrete (in-situ) | Concrete, 80 MPa | >65 MPa to ≤80 MPa | Concrete (in-situ), Climate Active – QLD - Burleigh - QZ801E200 (Holcim (Australia) Pty Ltd) (Australia) | Concrete_80MPa | Concrete_80MPa | 2025-04-17 | 2030-04-17 | Australia | EPD-IES-0020769:001 |  | EPD Australasia |  | m³ | 2400 |  |  |  | 375 | 374 | 0.936 | 0.0282 | 0 | 374.9642 | 0 | 0.15625 | 0.15583 | 0.00039 | 1.175e-05 | 0 | 0.15624 | 0 | Version 2026.2
Concrete (in-situ) | Concrete, 20 MPa | >10 MPa to ≤20 MPa | Concrete (in-situ), Climate Active – QLD - Tweed - QZ207EBMX (Holcim (Australia) Pty Ltd) (Australia) | Concrete_20MPa | Concrete_20MPa | 2025-04-17 | 2030-04-17 | Australia | EPD-IES-0020685:001 |  | EPD Australasia |  | m³ | 2400 |  |  |  | 160 | 159 | 0.864 | 0.0105 | 0 | 159.8745 | 0 | 0.066667 | 0.06625 | 0.00036 | 4.375e-06 | 0 | 0.066614 | 0 | Version 2026.2
Concrete (in-situ) | Concrete, 80 MPa | >65 MPa to ≤80 MPa | Concrete (in-situ), QLD – Sunshine Coast – ECOPact – QE801E200 (Holcim (Australia) Pty Ltd) (Australia) | Concrete_80MPa | Concrete_80MPa | 2025-06-13 | 2030-06-13 | Australia | EPD-IES-0023501:001 |  | EPD Australasia |  | m³ | 2400 |  |  |  | 377 | 376 | 0.863 | 0.026 | 0 | 376.889 | 0 | 0.15708 | 0.15667 | 0.00035958 | 1.0833e-05 | 0 | 0.15704 | 0 | Version 2026.2
Concrete (in-situ) | Concrete, 80 MPa | >65 MPa to ≤80 MPa | Concrete (in-situ), QLD – Sunshine Coast – ECOPact – QE801E220 (Holcim (Australia) Pty Ltd) (Australia) | Concrete_80MPa | Concrete_80MPa | 2025-06-13 | 2030-06-13 | Australia | EPD-IES-0023503:001 |  | EPD Australasia |  | m³ | 2400 |  |  |  | 377 | 376 | 0.863 | 0.026 | 0 | 376.889 | 0 | 0.15708 | 0.15667 | 0.00035958 | 1.0833e-05 | 0 | 0.15704 | 0 | Version 2026.2
Concrete (in-situ) | Concrete, 32 MPa | >25 MPa to ≤32 MPa | Concrete (in-situ), VIC - Melbourne - Geostone- VX324TRS (Holcim (Australia) Pty Ltd) (Australia) | Concrete_32MPa | Concrete_32MPa | 2025-04-22 | 2030-04-22 | Australia | EPD-IES-21865:001 |  | EPD Australasia |  | m³ | 2400 |  |  |  | 377 | 375 | 1.24 | 0.188 | 0 | 376.428 | 0 | 0.15708 | 0.15625 | 0.00051667 | 7.8333e-05 | 0 | 0.15685 | 0 | Version 2026.2
Concrete (in-situ) | Concrete, 65 MPa | >50 MPa to ≤65 MPa | Concrete (in-situ), S65-03/20/GREY TEGGMAN supplied to Teggman Precast (Gunlake Concrete NSW Pty Ltd) (Australia) | Concrete_65MPa | Concrete_65MPa | 2025-07-15 | 2030-07-15 | Australia | EPD-IES-0024882:001 | Version 1 | EPD Australasia |  | m³ | 2429 |  |  |  | 402 | 401 | 0.0216 | 0.0171 | 0 | 401.0387 | 0 | 0.1655 | 0.16509 | 8.8925e-06 | 7.0399e-06 | 0 | 0.1651 | 0 | Version 2026.2
Concrete (in-situ) | Concrete, 80 MPa | >65 MPa to ≤80 MPa | Concrete (in-situ), QLD – Sunshine Coast – ECOPact – QE801EDUF (Holcim (Australia) Pty Ltd) (Australia) | Concrete_80MPa | Concrete_80MPa | 2025-06-13 | 2030-06-13 | Australia | EPD-IES-0023509:001 |  | EPD Australasia |  | m³ | 2400 |  |  |  | 378 | 377 | 0.801 | 0.0262 | 0 | 377.8272 | 0 | 0.1575 | 0.15708 | 0.00033375 | 1.0917e-05 | 0 | 0.15743 | 0 | Version 2026.2
Concrete (in-situ) | Concrete, 40 MPa | >32 MPa to ≤40 MPa | Concrete (in-situ), ZS4020-594 (Gunlake Concrete NSW Pty Ltd) (Australia) | Concrete_40MPa | Concrete_40MPa | 2025-06-02 | 2030-06-02 | Australia | EPD-IES-0022758:001 | Version 1 | EPD Australasia |  | m³ | 2361 |  |  |  | 380 | 380 | 0.0879 | 0.00325 | 0 | 380.0911 | 0 | 0.16095 | 0.16095 | 3.723e-05 | 1.3765e-06 | 0 | 0.16099 | 0 | Version 2026.2
Concrete (in-situ) | Concrete, 40 MPa | >32 MPa to ≤40 MPa | Concrete (in-situ), ZS4020-593 (Gunlake Concrete NSW Pty Ltd) (Australia) | Concrete_40MPa | Concrete_40MPa | 2025-06-02 | 2030-06-02 | Australia | EPD-IES-0022757:001 | Version 1 | EPD Australasia |  | m³ | 2370 |  |  |  | 381 | 381 | 0.0987 | 0.00352 | 0 | 381.1022 | 0 | 0.16076 | 0.16076 | 4.1646e-05 | 1.4852e-06 | 0 | 0.1608 | 0 | Version 2026.2
Concrete (in-situ) | Concrete, 50 MPa | >40 MPa to ≤50 MPa | Concrete (in-situ), Post-tensioned 50 MPa (22 MPa @ 4 days) (Heidelberg Materials Australia Pty Ltd) (Australia) | Concrete_50MPa | Concrete_50MPa | 2025-01-28 | 2030-01-28 | Australia | EPD-IES-0011221:001 | Version 1 | EPD Australasia |  | m³ | 2413.5 |  |  |  | 381 | 381 | 0.144 | 0.0349 | 0 | 381.1789 | 0 | 0.15786 | 0.15786 | 5.9664e-05 | 1.446e-05 | 0 | 0.15794 | 0 | Version 2026.2
Concrete (in-situ) | Concrete, 50 MPa | >40 MPa to ≤50 MPa | Concrete (in-situ), Post-tensioned 50 MPa (22 MPa @ 3 days) (Heidelberg Materials Australia Pty Ltd) (Australia) | Concrete_50MPa | Concrete_50MPa | 2025-01-28 | 2030-01-28 | Australia | EPD-IES-0011245:001 | Version 1 | EPD Australasia |  | m³ | 2413.5 |  |  |  | 381 | 381 | 0.144 | 0.0349 | 0 | 381.1789 | 0 | 0.15786 | 0.15786 | 5.9664e-05 | 1.446e-05 | 0 | 0.15794 | 0 | Version 2026.2
Concrete (in-situ) | Concrete, 50 MPa | >40 MPa to ≤50 MPa | Concrete (in-situ), Post-tensioned 50 MPa (25 MPa @ 4 days) (Heidelberg Materials Australia Pty Ltd) (Australia) | Concrete_50MPa | Concrete_50MPa | 2025-01-28 | 2030-01-28 | Australia | EPD-IES-0011509:001 | Version 1 | EPD Australasia |  | m³ | 2413.5 |  |  |  | 381 | 381 | 0.144 | 0.0349 | 0 | 381.1789 | 0 | 0.15786 | 0.15786 | 5.9664e-05 | 1.446e-05 | 0 | 0.15794 | 0 | Version 2026.2
Concrete (in-situ) | Concrete, 50 MPa | >40 MPa to ≤50 MPa | Concrete (in-situ), Post-tensioned 50 MPa (25 MPa @ 3 days) (Heidelberg Materials Australia Pty Ltd) (Australia) | Concrete_50MPa | Concrete_50MPa | 2025-01-28 | 2030-01-28 | Australia | EPD-IES-0011580:001 | Version 1 | EPD Australasia |  | m³ | 2400 |  |  |  | 381 | 381 | 0.144 | 0.0349 | 0 | 381.1789 | 0 | 0.15875 | 0.15875 | 6e-05 | 1.4542e-05 | 0 | 0.15882 | 0 | Version 2026.2
Concrete (in-situ) | Concrete, ? MPa, | Not used | Concrete (in-situ), Generic EPD – Sydney Region (Hymix Australia Pty Ltd) (Australia) |  |  | 2025-01-28 | 2030-01-28 | Australia | EPD-IES-0016231:001 | Version 1 | EPD Australasia |  | m³ | 2413.5 |  |  |  | 381 | 381 | 0.144 | 0.0349 | 0 | 381.1789 | 0 | 0.15786 | 0.15786 | 5.9664e-05 | 1.446e-05 | 0 | 0.15794 | 0 | Version 2026.2
Concrete (in-situ) | Concrete, 50 MPa | >40 MPa to ≤50 MPa | Concrete (in-situ), Post-tensioned 50 MPa (22 MPa @ 3 days) (Hymix Australia Pty Ltd) (Australia) | Concrete_50MPa | Concrete_50MPa | 2025-01-28 | 2030-01-28 | Australia | EPD-IES-0016307:001 | Version 1 | EPD Australasia |  | m³ | 2413.5 |  |  |  | 381 | 381 | 0.144 | 0.0349 | 0 | 381.1789 | 0 | 0.15786 | 0.15786 | 5.9664e-05 | 1.446e-05 | 0 | 0.15794 | 0 | Version 2026.2
Concrete (in-situ) | Concrete, 50 MPa | >40 MPa to ≤50 MPa | Concrete (in-situ), Post-tensioned 50 MPa (25 MPa @ 4 days) (Hymix Australia Pty Ltd) (Australia) | Concrete_50MPa | Concrete_50MPa | 2025-01-28 | 2030-01-28 | Australia | EPD-IES-0016367:001 | Version 1 | EPD Australasia |  | m³ | 2413.5 |  |  |  | 381 | 381 | 0.144 | 0.0349 | 0 | 381.1789 | 0 | 0.15786 | 0.15786 | 5.9664e-05 | 1.446e-05 | 0 | 0.15794 | 0 | Version 2026.2
Concrete (in-situ) | Concrete, 50 MPa | >40 MPa to ≤50 MPa | Concrete (in-situ), Post-tensioned 50 MPa (25 MPa @ 3 days) Generic EPD – Sydney Region (Hymix Australia Pty Ltd) (Australia) | Concrete_50MPa | Concrete_50MPa | 2025-01-28 | 2030-01-28 | Australia | EPD-IES-0016439:001 | Version 1 | EPD Australasia |  | m³ | 2413.5 |  |  |  | 381 | 381 | 0.144 | 0.0349 | 0 | 381.1789 | 0 | 0.15786 | 0.15786 | 5.9664e-05 | 1.446e-05 | 0 | 0.15794 | 0 | Version 2026.2
Concrete (in-situ) | Concrete, 25 MPa | Not used | Concrete (in-situ), VIC – Melbourne Metro – ECOPact – VE252EF26 + 5KG Recycled Plastic FIB (Holcim (Australia) Pty Ltd) (Australia) |  |  | 2025-04-15 | 2030-04-15 | Australia | EPD-IES-0020552:001 |  | EPD Australasia |  | m³ | 2400 |  |  |  | 220 | 219 | 0.463 | 0 | 0 | 219.463 | 0 | 0.091667 | 0.09125 | 0.00019292 | 0 | 0 | 0.091443 | 0 | Version 2026.2
Concrete (in-situ) | Concrete, 40 MPa | >32 MPa to ≤40 MPa | Concrete (in-situ), AS4020SL pre-mixed concrete (Aurora Construction Materials Epping Pty. Ltd.) (Australia) | Concrete_40MPa | Concrete_40MPa | 2025-08-15 | 2030-08-15 | Australia | EPD-IES-0021761:001 | Version 1 | EPD Australasia |  | m³ | 2307 |  |  |  | 384 | 384 | -0.0996 | 0.0257 | 0 | 384.0257 | 0 | 0.16645 | 0.16645 | -4.3173e-05 | 1.114e-05 | 0 | 0.16646 | 0 | Version 2026.2
Concrete (in-situ) | Concrete, 65 MPa | >50 MPa to ≤65 MPa | Concrete (in-situ), QLD - Sunshine Coast - ECOPact - QE652EXY3 (Holcim (Australia) Pty Ltd) (Australia) | Concrete_65MPa | Concrete_65MPa | 2025-06-13 | 2030-06-13 | Australia | EPD-IES-23497:001 |  | EPD Australasia |  | m³ | 2400 |  |  |  | 385 | 384 | 0.963 | 0.0319 | 0 | 384.9949 | 0 | 0.16042 | 0.16 | 0.00040125 | 1.3292e-05 | 0 | 0.16041 | 0 | Version 2026.2
Concrete (in-situ) | Concrete, 40 MPa | >32 MPa to ≤40 MPa | Concrete (in-situ), ES4022@3AB (Early Strength S40 22@3) concrete (Gunlake Concrete NSW Pty Ltd) (Australia) | Concrete_40MPa | Concrete_40MPa | 2025-11-28 | 2030-11-27 | Australia | EPD-IES-0026700:001 | Version 1 | EPD Australasia |  | m³ | 2354 |  |  |  | 386 | 386 | 0.0907 | 0.00329 | 0 | 386.094 | 0 | 0.16398 | 0.16398 | 3.853e-05 | 1.3976e-06 | 0 | 0.16402 | 0 | Version 2026.2
Concrete (in-situ) | Concrete, 32 MPa | >25 MPa to ≤32 MPa | Concrete (in-situ), SA - ALDC - Geostone Range - SX321GLEN (Holcim (Australia) Pty Ltd) (Australia) | Concrete_32MPa | Concrete_32MPa | 2025-05-28 | 2030-05-28 | Australia | EPD-IES-18580:001 |  | EPD Australasia |  | m³ | 2400 |  |  |  | 386 | 386 | 0.583 | 0.0567 | 0 | 386.6397 | 0 | 0.16083 | 0.16083 | 0.00024292 | 2.3625e-05 | 0 | 0.1611 | 0 | Version 2026.2
Concrete (in-situ) | Concrete, 80 MPa | >65 MPa to ≤80 MPa | Concrete (in-situ), QLD - BNE - ECOPact - QE801EA05 (Holcim (Australia) Pty Ltd) (Australia) | Concrete_80MPa | Concrete_80MPa | 2025-05-13 | 2030-05-13 | Australia | EPD-IES-21957:001 |  | EPD Australasia |  | m³ | 2400 |  |  |  | 386 | 385 | 0.99 | 0.0355 | 0 | 386.0255 | 0 | 0.16083 | 0.16042 | 0.0004125 | 1.4792e-05 | 0 | 0.16084 | 0 | Version 2026.2
Concrete (in-situ) | Concrete, 50 MPa | >40 MPa to ≤50 MPa | Concrete (in-situ), QLD - Darling Downs - ECOPact - QE501UA18 (Holcim (Australia) Pty Ltd) (Australia) | Concrete_50MPa | Concrete_50MPa | 2025-05-16 | 2030-05-16 | Australia | EPD-IES-21960:001 |  | EPD Australasia |  | m³ | 2400 |  |  |  | 386 | 386 | 0.0907 | 0.00329 | 0 | 386.094 | 0 | 0.16083 | 0.16083 | 3.7792e-05 | 1.3708e-06 | 0 | 0.16087 | 0 | Version 2026.2
Concrete (in-situ) | Concrete, 40 MPa | >32 MPa to ≤40 MPa | Concrete (in-situ), AS4020SL pre-mixed concrete (Aurora Construction Materials Epping Pty. Ltd.) (Australia) | Concrete_40MPa | Concrete_40MPa | 2025-08-15 | 2030-08-15 | Australia | EPD-IES-0021761:001 | Version 1 | EPD Australasia |  | m³ | 2307 |  |  |  | 384 | 384 | -0.0996 | 0.0257 | 0 | 384.0257 | 0 | 0.16645 | 0.16645 | -4.3173e-05 | 1.114e-05 | 0 | 0.16646 | 0 | Version 2026.2
Concrete (in-situ) | Concrete, ? MPa, | Not used | Concrete (in-situ), Ready-mix concrete (Holcim (Australia) Pty Ltd) (Australia) |  |  | 2025-05-19 | 2030-05-19 | Australia | EPD-IES-0021993:001 | Version 1 | EPD Australasia |  | m³ | 2400 |  |  |  | 147 | 147 | 0.142 | 0.0263 | 0 | 147.1683 | 0 | 0.06125 | 0.06125 | 5.9167e-05 | 1.0958e-05 | 0 | 0.06132 | 0 | Version 2026.2
Concrete (in-situ) | Concrete, 40 MPa | >32 MPa to ≤40 MPa | Concrete (in-situ), AS4020SL pre-mixed concrete (Aurora Construction Materials Epping Pty. Ltd.) (Australia) | Concrete_40MPa | Concrete_40MPa | 2025-08-15 | 2030-08-15 | Australia | EPD-IES-0021761:001 | Version 1 | EPD Australasia |  | m³ | 2307 |  |  |  | 384 | 384 | -0.0996 | 0.0257 | 0 | 384.0257 | 0 | 0.16645 | 0.16645 | -4.3173e-05 | 1.114e-05 | 0 | 0.16646 | 0 | Version 2026.2
Concrete (in-situ) | Concrete, 80 MPa | >65 MPa to ≤80 MPa | Concrete (in-situ), LCHP40SCC80 80 MPa (LCHP40SCC80) (Elvin Group (ACT) Pty Ltd) (Australia) | Concrete_80MPa | Concrete_80MPa | 2025-06-20 | 2030-06-20 | Australia | EPD-IES-0024550:001 | Version 1 | EPD Australasia |  | m³ | 2380 |  |  |  | 401 | 401 | 0.151 | 0.0619 | 0 | 401.2129 | 0 | 0.16849 | 0.16849 | 6.3445e-05 | 2.6008e-05 | 0 | 0.16858 | 0 | Version 2026.2
Concrete (in-situ) | Concrete, 65 MPa | >50 MPa to ≤65 MPa | Concrete (in-situ), MRWA PILING 65MPA [PL654AB54] (Heidelberg Materials Australia Pty Ltd) (Australia) | Concrete_65MPa | Concrete_65MPa | 2025-05-02 | 2030-05-02 | Australia | EPD-IES-0018938:001 | Version 1 | EPD Australasia |  | m³ | 2400 |  |  |  | 416 | 412 | 5.28 | 0.0986 | 0 | 417.3786 | 0 | 0.17333 | 0.17167 | 0.0022 | 4.1083e-05 | 0 | 0.17391 | 0 | Version 2026.2
Concrete (in-situ) | Concrete, 40 MPa | >32 MPa to ≤40 MPa | Concrete (in-situ), Post-tensioned 40 MPa (22 MPa @ 3 days) Generic EPD - Perth Region (Heidelberg Materials Australia Pty Ltd) (Australia) | Concrete_40MPa | Concrete_40MPa | 2025-05-02 | 2030-05-02 | Australia | EPD-IES-0018940:001 | Version 1 | EPD Australasia |  | m³ | 2406 |  |  |  | 411 | 407 | 5.4 | 0.0961 | 0 | 412.4961 | 0 | 0.17082 | 0.16916 | 0.0022444 | 3.9942e-05 | 0 | 0.17144 | 0 | Version 2026.2
Concrete (in-situ) | Concrete, 32 MPa | >25 MPa to ≤32 MPa | Concrete (in-situ), GS SLCF40S32 32 MPa (SLCF40S32) ELPVIN GROUP Ready-mixed concrete (Elvin Group (ACT) Pty Ltd) (Australia) | Concrete_32MPa | Concrete_32MPa | 2025-03-07 | 2030-03-07 | Australia | EPD-IES-0019666:001 | Version 1 | EPD Australasia |  | m³ | 2320 |  |  |  | 232 | 232 | 0.146 | 0.0382 | 0 | 232.1842 | 0 | 0.1 | 0.1 | 6.2931e-05 | 1.6466e-05 | 0 | 0.10008 | 0 | Version 2026.2
Concrete (in-situ) | Concrete, 40 MPa | >32 MPa to ≤40 MPa | Concrete (in-situ), WA – Perth – Main Roads WA – WS402GC04 (Holcim (Australia) Pty Ltd) (Australia) | Concrete_40MPa | Concrete_40MPa | 2025-05-16 | 2030-05-16 | Australia | EPD-IES-0022207:001 |  | EPD Australasia |  | m³ | 2400 |  |  |  | 414 | 413 | 1.58 | 0.0396 | 0 | 414.6196 | 0 | 0.1725 | 0.17208 | 0.00065833 | 1.65e-05 | 0 | 0.17276 | 0 | Version 2026.2
Concrete (in-situ) | Concrete, 65 MPa | >50 MPa to ≤65 MPa | Concrete (in-situ), Western Suburbs Concrete CFA6510 l Pre-mix concrete (Western Suburbs Concrete (WSC) Pty Ltd) (Australia) | Concrete_65MPa | Concrete_65MPa | 2025-10-01 | 2030-09-30 | Australia | EPD-IES-0025483:001 | Version 1 | EPD Australasia |  | m³ | 2407 |  |  |  | 439 | 439 | 0.267 | 0.0466 | 0 | 439.3136 | 0 | 0.18238 | 0.18238 | 0.00011093 | 1.936e-05 | 0 | 0.18251 | 0 | Version 2026.2
Concrete (in-situ) | Concrete, 40 MPa | >32 MPa to ≤40 MPa | Concrete (in-situ), Post-tensioned 40 MPa (22 MPa @ 2 days) (Heidelberg Materials Australia Pty Ltd) (Australia) | Concrete_40MPa | Concrete_40MPa | 2025-05-02 | 2030-05-02 | Australia | EPD-IES-0018941:001 | Version 1 | EPD Australasia |  | m³ | 2400 |  |  |  | 420 | 416 | 5.52 | 0.0981 | 0 | 421.6181 | 0 | 0.175 | 0.17333 | 0.0023 | 4.0875e-05 | 0 | 0.17567 | 0 | Version 2026.2
Concrete (in-situ) | Concrete, 80 MPa | >65 MPa to ≤80 MPa | Concrete (in-situ), Columns & Walls 80 Mpa (Heidelberg Materials Australia Pty Ltd) (Australia) | Concrete_80MPa | Concrete_80MPa | 2025-01-28 | 2030-01-28 | Australia | EPD-IES-0010055 :001 | Version 1 | EPD Australasia |  | m³ | 2419.5 |  |  |  | 422 | 422 | 0.0825 | 0.0408 | 0 | 422.1233 | 0 | 0.17442 | 0.17442 | 3.4098e-05 | 1.6863e-05 | 0 | 0.17447 | 0 | Version 2026.2
Concrete (in-situ) | Concrete, 65 MPa | >50 MPa to ≤65 MPa | Concrete (in-situ), Climate Active – QLD - Tweed - QZ651E200 (Holcim (Australia) Pty Ltd) (Australia) | Concrete_65MPa | Concrete_65MPa | 2025-04-17 | 2030-04-17 | Australia | EPD-IES-0020763:001 |  | EPD Australasia |  | m³ | 2400 |  |  |  | 422 | 422 | 0.0175 | 0.064 | 0 | 422.0815 | 0 | 0.17583 | 0.17583 | 7.2917e-06 | 2.6667e-05 | 0 | 0.17587 | 0 | Version 2026.2
Concrete (in-situ) | Concrete, 40 MPa | >32 MPa to ≤40 MPa | Concrete (in-situ), TILT-UP 40MPA (Heidelberg Materials Australia Pty Ltd) (Australia) | Concrete_40MPa | Concrete_40MPa | 2025-05-02 | 2030-05-02 | Australia | EPD-IES-0018952:001 | Version 1 | EPD Australasia |  | m³ | 2606 |  |  |  | 426 | 422 | 5.47 | 0.1 | 0 | 427.57 | 0 | 0.16347 | 0.16193 | 0.002099 | 3.8373e-05 | 0 | 0.16407 | 0 | Version 2026.2
Concrete (in-situ) | Concrete, 40 MPa | >32 MPa to ≤40 MPa | Concrete (in-situ), WA – Perth – Main Roads WA – WS404GB10 (Holcim (Australia) Pty Ltd) (Australia) | Concrete_40MPa | Concrete_40MPa | 2025-05-16 | 2030-05-16 | Australia | EPD-IES-0022221:001 |  | EPD Australasia |  | m³ | 2400 |  |  |  | 432 | 431 | 1.65 | 0.041 | 0 | 432.691 | 0 | 0.18 | 0.17958 | 0.0006875 | 1.7083e-05 | 0 | 0.18029 | 0 | Version 2026.2
Concrete (in-situ) | Concrete, 40 MPa | >32 MPa to ≤40 MPa | Concrete (in-situ), WA – Perth – Main Roads WA – WS404GC10 (Holcim (Australia) Pty Ltd) (Australia) | Concrete_40MPa | Concrete_40MPa | 2025-05-16 | 2030-05-16 | Australia | EPD-IES-0022208:001 |  | EPD Australasia |  | m³ | 2400 |  |  |  | 433 | 432 | 1.65 | 0.0412 | 0 | 433.6912 | 0 | 0.18042 | 0.18 | 0.0006875 | 1.7167e-05 | 0 | 0.1807 | 0 | Version 2026.2
Concrete (in-situ) | Concrete, 50 MPa | >40 MPa to ≤50 MPa | Concrete (in-situ), WA – Perth – Main Roads WA – WS502MC04 (Holcim (Australia) Pty Ltd) (Australia) | Concrete_50MPa | Concrete_50MPa | 2025-05-16 | 2030-05-16 | Australia | EPD-IES-0022211:001 |  | EPD Australasia |  | m³ | 2400 |  |  |  | 433 | 432 | 1.65 | 0.041 | 0 | 433.691 | 0 | 0.18042 | 0.18 | 0.0006875 | 1.7083e-05 | 0 | 0.1807 | 0 | Version 2026.2
Concrete (in-situ) | Concrete, 100 MPa | >80 MPa + | Concrete (in-situ), QLD – Brisbane – ECOPact – QE1001EDUF (Holcim (Australia) Pty Ltd) (Australia) | Concrete_80upMPa | Concrete_80upMPa | 2025-05-13 | 2030-05-13 | Australia | EPD-IES-0021940:001 |  | EPD Australasia |  | m³ | 2400 |  |  |  | 435 | 434 | 0.879 | 0.0337 | 0 | 434.9127 | 0 | 0.18125 | 0.18083 | 0.00036625 | 1.4042e-05 | 0 | 0.18121 | 0 | Version 2026.2
Concrete (in-situ) | Concrete, 100 MPa | >80 MPa + | Concrete (in-situ), P0H10650 (Heidelberg Materials Australia Pty Ltd) (Australia) | Concrete_80upMPa | Concrete_80upMPa | 2025-01-24 | 2030-01-24 | Australia | EPD-IES-0014881:001 | Version 1 | EPD Australasia |  | m³ | 2336.4 |  |  |  | 436 | 436 | 0.0538 | 0.046 | 0 | 436.0998 | 0 | 0.18661 | 0.18661 | 2.3027e-05 | 1.9688e-05 | 0 | 0.18665 | 0 | Version 2026.2
Concrete (in-situ) | Concrete, 65 MPa | >50 MPa to ≤65 MPa | Concrete (in-situ), Columns & Walls 65 MPa High Early Strength (Heidelberg Materials Australia Pty Ltd) (Australia) | Concrete_65MPa | Concrete_65MPa | 2025-01-28 | 2030-01-28 | Australia | EPD-IES-0010052:001 | Version 1 | EPD Australasia |  | m³ | 2360.8 |  |  |  | 460 | 460 | 0.113 | 0.041 | 0 | 460.154 | 0 | 0.19485 | 0.19485 | 4.7865e-05 | 1.7367e-05 | 0 | 0.19491 | 0 | Version 2026.2
Concrete (in-situ) | Concrete, 50 MPa | >40 MPa to ≤50 MPa | Concrete (in-situ), 50MPa GP/FA Blend (Gunlake Concrete NSW Pty Ltd) (Australia) | Concrete_50MPa | Concrete_50MPa | 2025-06-02 | 2030-06-02 | Australia | EPD-IES-0022761:002 | Version 2 | EPD Australasia |  | m³ | 2338 |  |  |  | 441 | 441 | 0.158 | 0.00488 | 0 | 441.1629 | 0 | 0.18862 | 0.18862 | 6.7579e-05 | 2.0873e-06 | 0 | 0.18869 | 0 | Version 2026.2
Concrete (in-situ) | Concrete, 100 MPa | >80 MPa + | Concrete (in-situ), P0H10220 Hutchinson Builders - 185 Wharf Street (Heidelberg Materials Australia Pty Ltd) (Australia) | Concrete_80upMPa | Concrete_80upMPa | 2025-01-24 | 2030-01-24 | Australia | EPD-IES-0014880:001 | Version 1 | EPD Australasia |  | m³ | 2400 |  |  |  | 443 | 443 | 0.0733 | 0.0463 | 0 | 443.1196 | 0 | 0.18458 | 0.18458 | 3.0542e-05 | 1.9292e-05 | 0 | 0.18463 | 0 | Version 2026.2
Concrete (in-situ) | Concrete, 100 MPa | >80 MPa + | Concrete (in-situ), 100MPa High Strength GP/FA/GGBFS/SF Blend (HS1001FPD) concrete (Gunlake Concrete NSW Pty Ltd) (Australia) | Concrete_80upMPa | Concrete_80upMPa | 2025-11-28 | 2030-11-27 | Australia | EPD-IES-0026708:001 | Version 1 | EPD Australasia |  | m³ | 2373 |  |  |  | 448 | 446 | 1.81 | 0.0467 | 0 | 447.8567 | 0 | 0.18879 | 0.18795 | 0.00076275 | 1.968e-05 | 0 | 0.18873 | 0 | Version 2026.2
Concrete (in-situ) | Concrete, 50 MPa | >40 MPa to ≤50 MPa | Concrete (in-situ), WA – Perth – Main Roads WA – WS501MC01 (Holcim (Australia) Pty Ltd) (Australia) | Concrete_50MPa | Concrete_50MPa | 2025-05-16 | 2030-05-16 | Australia | EPD-IES-0022209:001 |  | EPD Australasia |  | m³ | 2400 |  |  |  | 452 | 450 | 1.73 | 0.0423 | 0 | 451.7723 | 0 | 0.18833 | 0.1875 | 0.00072083 | 1.7625e-05 | 0 | 0.18824 | 0 | Version 2026.2
Concrete (in-situ) | Concrete, 65 MPa | >50 MPa to ≤65 MPa | Concrete (in-situ), PL654AB54 (Heidelberg Materials Australia Pty Ltd) (Australia) | Concrete_65MPa | Concrete_65MPa | 2025-01-17 | 2029-12-11 | Australia | EPD-IES-0006584:002 | Version 2 | EPD Australasia |  | m³ | 2301.8 |  |  |  | 453 | 454 | 0.172 | 0.0415 | 0 | 454.2135 | 0 | 0.1968 | 0.19724 | 7.4724e-05 | 1.8029e-05 | 0 | 0.19733 | 0 | Version 2026.2
Concrete (in-situ) | Concrete, 50 MPa | >40 MPa to ≤50 MPa | Concrete (in-situ), WA – Perth – Main Roads WA – WS504MC09 (Holcim (Australia) Pty Ltd) (Australia) | Concrete_50MPa | Concrete_50MPa | 2025-05-16 | 2030-05-16 | Australia | EPD-IES-0022213:001 |  | EPD Australasia |  | m³ | 2400 |  |  |  | 453 | 451 | 1.73 | 0.043 | 0 | 452.773 | 0 | 0.18875 | 0.18792 | 0.00072083 | 1.7917e-05 | 0 | 0.18866 | 0 | Version 2026.2
Concrete (in-situ) | Concrete, 50 MPa | >40 MPa to ≤50 MPa | Concrete (in-situ), WA – Perth – Main Roads WA – WS504MB09 (Holcim (Australia) Pty Ltd) (Australia) | Concrete_50MPa | Concrete_50MPa | 2025-05-16 | 2030-05-16 | Australia | EPD-IES-0022193:001 |  | EPD Australasia |  | m³ | 2400 |  |  |  | 453 | 451 | 1.73 | 0.043 | 0 | 452.773 | 0 | 0.18875 | 0.18792 | 0.00072083 | 1.7917e-05 | 0 | 0.18866 | 0 | Version 2026.2
Concrete (in-situ) | Concrete, 80 MPa | >65 MPa to ≤80 MPa | Concrete (in-situ), S80-04/10/GREY TEGGMAN supplied to Teggman Precast (Gunlake Concrete NSW Pty Ltd) (Australia) | Concrete_80MPa | Concrete_80MPa | 2025-07-15 | 2030-07-15 | Australia | EPD-IES-0024885:001 | Version 1 | EPD Australasia |  | m³ | 2487 |  |  |  | 454 | 454 | 0.0824 | 0.0112 | 0 | 454.0936 | 0 | 0.18255 | 0.18255 | 3.3132e-05 | 4.5034e-06 | 0 | 0.18259 | 0 | Version 2026.2
Concrete (in-situ) | Concrete, 65 MPa | >50 MPa to ≤65 MPa | Concrete (in-situ), Corewall 65MPa (15 Mpa @ 24 hours) (Heidelberg Materials Australia Pty Ltd) (Australia) | Concrete_65MPa | Concrete_65MPa | 2025-05-02 | 2030-05-02 | Australia | EPD-IES-0018922:001 | Version 1 | EPD Australasia |  | m³ | 2405.7 |  |  |  | 469 | 465 | 5.59 | 0.109 | 0 | 470.699 | 0 | 0.19495 | 0.19329 | 0.0023236 | 4.5309e-05 | 0 | 0.19566 | 0 | Version 2026.2
Concrete (in-situ) | Concrete, 100 MPa | >80 MPa + | Concrete (in-situ), S100-37/10/220 supplied to Teggman Precast (Gunlake Concrete NSW Pty Ltd) (Australia) | Concrete_80upMPa | Concrete_80upMPa | 2025-07-15 | 2030-07-15 | Australia | EPD-IES-0024886:001 | Version 1 | EPD Australasia |  | m³ | 2421 |  |  |  | 462 | 461 | 0.825 | 0.0347 | 0 | 461.8597 | 0 | 0.19083 | 0.19042 | 0.00034077 | 1.4333e-05 | 0 | 0.19077 | 0 | Version 2026.2
Concrete (in-situ) | Concrete, 40 MPa | >32 MPa to ≤40 MPa | Concrete (in-situ), SA - ALDC - Geostone Range - SX401WHVN (Holcim (Australia) Pty Ltd) (Australia) | Concrete_40MPa | Concrete_40MPa | 2025-05-28 | 2030-05-28 | Australia | EPD-IES-18581:001 |  | EPD Australasia |  | m³ | 2400 |  |  |  | 465 | 464 | 0.773 | 0.12 | 0 | 464.893 | 0 | 0.19375 | 0.19333 | 0.00032208 | 5e-05 | 0 | 0.19371 | 0 | Version 2026.2
Concrete (in-situ) | Concrete, 65 MPa | >50 MPa to ≤65 MPa | Concrete (in-situ), ES6550@3PB (Early Strength S65 50@3) concrete (Gunlake Concrete NSW Pty Ltd) (Australia) | Concrete_65MPa | Concrete_65MPa | 2025-11-28 | 2030-11-27 | Australia | EPD-IES-0026705:001 | Version 1 | EPD Australasia |  | m³ | 2377 |  |  |  | 476 | 476 | 0.134 | 0.00457 | 0 | 476.1386 | 0 | 0.20025 | 0.20025 | 5.6374e-05 | 1.9226e-06 | 0 | 0.20031 | 0 | Version 2026.2
Concrete precast | Concrete, 80 MPa | >65 MPa to ≤80 MPa | Concrete precast, Columns & Walls 80 MPa High Early Strength (Hymix Australia Pty Ltd) (Australia) | Concrete_80MPa | Concrete_80MPa | 2025-01-28 | 2030-01-28 | Australia | EPD-IES-0014417:001 | Version 1 | EPD Australasia |  | m³ | 2433.2 |  |  |  | 569 | 569 | 0.116 | 0.0472 | 0 | 569.1632 | 0 | 0.23385 | 0.23385 | 4.7674e-05 | 1.9398e-05 | 0 | 0.23392 | 0 | Version 2026.2
Concrete (in-situ) | Concrete, 50 MPa | >40 MPa to ≤50 MPa | Concrete (in-situ), Early Strength S65 50@3 (Gunlake Concrete NSW Pty Ltd) (Australia) | Concrete_50MPa | Concrete_50MPa | 2025-06-02 | 2030-06-02 | Australia | EPD-IES-0022762:002 | Version 2 | EPD Australasia |  | m³ | 2386 |  |  |  | 497 | 496 | 0.164 | 0.00519 | 0 | 496.1692 | 0 | 0.2083 | 0.20788 | 6.8734e-05 | 2.1752e-06 | 0 | 0.20795 | 0 | Version 2026.2
Concrete (in-situ) | Concrete, 80 MPa | >65 MPa to ≤80 MPa | Concrete (in-situ), Columns & Walls 80 MPa High Early Strength (Heidelberg Materials Australia Pty Ltd) (Australia) | Concrete_80MPa | Concrete_80MPa | 2025-01-28 | 2030-01-28 | Australia | EPD-IES-0010054:001 | Version 1 | EPD Australasia |  | m³ | 2433.2 |  |  |  | 569 | 569 | 0.116 | 0.0472 | 0 | 569.1632 | 0 | 0.23385 | 0.23385 | 4.7674e-05 | 1.9398e-05 | 0 | 0.23392 | 0 | Version 2026.2
Concrete (in-situ) | Concrete, 80 MPa | >65 MPa to ≤80 MPa | Concrete (in-situ), HS801AV04 (Heidelberg Materials Australia Pty Ltd) (Australia) | Concrete_80MPa | Concrete_80MPa | 2025-01-31 | 2030-01-31 | Australia | EPD-IES-0018827:001 | Version 1 | EPD Australasia |  | m³ | 2377.2 |  |  |  | 594 | 594 | 0.158 | 0.0829 | 0 | 594.2409 | 0 | 0.24987 | 0.24987 | 6.6465e-05 | 3.4873e-05 | 0 | 0.24998 | 0 | Version 2026.2
Concrete (in-situ) | Concrete, 20 MPa | >10 MPa to ≤20 MPa | Concrete (in-situ), Blockfill 20 MPa (Hymix Australia Pty Ltd) (Australia) | Concrete_20MPa | Concrete_20MPa | 2025-01-28 | 2030-01-28 | Australia | EPD-IES-0012582:001 | Version 1 | EPD Australasia |  | m³ | 2250.3 |  |  |  | 195 | 195 | 0.0608 | 0.0274 | 0 | 195.0882 | 0 | 0.086655 | 0.086655 | 2.7019e-05 | 1.2176e-05 | 0 | 0.086694 | 0 | Version 2026.2
Concrete (in-situ) | Concrete, 40 MPa | >32 MPa to ≤40 MPa | Concrete (in-situ), VIC - Melbourne Metro - ECOPact- VE402E (Holcim (Australia) Pty Ltd) (Australia) | Concrete_40MPa | Concrete_40MPa | 2025-04-15 | 2030-04-15 | Australia | EPD-IES-20413:001 |  | EPD Australasia |  | m³ | 2400 |  |  |  | 216 | 215 | 0.622 | 0.0628 | 0 | 215.6848 | 0 | 0.09 | 0.089583 | 0.00025917 | 2.6167e-05 | 0 | 0.089869 | 0 | Version 2026.2
Steel | Bar & mesh reinforcing steel | Steel, Reinforcing | Steel, Steel reinforcing wire (InfraBuild Australia Pty Ltd) (Australia) | Reinforcing_steel | Reinforcing_steel | 2025-12-12 | 2030-12-11 | Australia | EPD-IES-0025335:001 |  | EPD Australasia |  | tonne |  |  |  |  | 2800 | 2800 | 7.23 | 0.876 | 0 | 2808.106 | 0 | 2.8 | 2.8 | 0.00723 | 0.000876 | 0 | 2.8081 | 0 | Version 2026.2
Steel | Bar & mesh reinforcing steel | Steel, Reinforcing | Steel, Steel reinforcing bar, Merchant bar (InfraBuild Australia Pty Ltd) (Australia) | Reinforcing_steel | Reinforcing_steel | 2025-12-12 | 2030-12-11 | Australia | EPD-IES-0025333:001 |  | EPD Australasia |  | tonne |  |  |  |  | 926 | 915 | 8.8 | 1.76 | 0 | 925.56 | 0 | 0.926 | 0.915 | 0.0088 | 0.00176 | 0 | 0.92556 | 0 | Version 2026.2
Steel | Bar & mesh reinforcing steel | Steel, Reinforcing | Steel, Steel reinforcing bar (Stride Reinforcement Pty Ltd) (Australia) | Reinforcing_steel | Reinforcing_steel | 2026-06-26 | 2029-06-20 | Australia | EPD-IES-0014125 |  | EPD Australasia |  | tonne |  |  |  |  | 1530 | 1520 | 2.35 | 1.39 | 0 | 1523.74 | 0 | 1.53 | 1.52 | 0.00235 | 0.00139 | 0 | 1.5237 | 0 | Version 2026.2
Concrete (in-situ) | Concrete, 32 MPa | >25 MPa to ≤32 MPa | Concrete (in-situ), N32/20/120/30% fly ash concrete manufactured in Northern Region (Hazell Bros Group (HBG) Pty Ltd) (Australia) | Concrete_32MPa | Concrete_32MPa | 2026-03-23 | 2031-03-22 | Australia | EPD-IES-0029318:001 |  | EPD Australasia |  | m³ | 2411 |  |  |  | 218 | 217 | 0.041 | 0.0612 | 0 | 217.1022 | 0 | 0.090419 | 0.090004 | 1.7005e-05 | 2.5384e-05 | 0 | 0.090047 | 0 | Version 2026.2
Concrete (in-situ) | Concrete, 50 MPa | >40 MPa to ≤50 MPa | Concrete (in-situ), Western Suburbs Concrete SCCV5010 I Pre-mix concrete (Western Suburbs Concrete (WSC) Pty Ltd) (Australia) | Concrete_50MPa | Concrete_50MPa | 2026-02-28 | 2031-02-27 | Australia | EPD-IES-0028669:001 |  | EPD Australasia |  | m³ | 2378 |  |  |  | 405 | 405 | 0.233 | 0.0459 | 0 | 405.2789 | 0 | 0.17031 | 0.17031 | 9.7981e-05 | 1.9302e-05 | 0 | 0.17043 | 0 | Version 2026.2
Concrete (in-situ) | Concrete, 20 MPa | >10 MPa to ≤20 MPa | Concrete (in-situ), CoreMasta 20 MPa (Heidelberg Materials Australia Pty Ltd) (Australia) | Concrete_20MPa | Concrete_20MPa | 2025-01-28 | 2030-01-28 | Australia | EPD-IES-0010038:001 | Version 1 | EPD Australasia |  | m³ | 2400 |  |  |  | 195.5 | 195.5 | 0.0608 | 0.0274 | 0 | 195.5882 | 0 | 0.081458 | 0.081458 | 2.5333e-05 | 1.1417e-05 | 0 | 0.081495 | 0 | Version 2026.2
Concrete (in-situ) | Concrete, 25 MPa | >20 MPa to ≤25 MPa | Concrete (in-situ), CoreMasta 25 MPa (Heidelberg Materials Australia Pty Ltd) (Australia) | Concrete_25MPa | Concrete_25MPa | 2026-02-16 | 2031-02-16 | Australia | EPD-IES-0018990:001 |  | EPD Australasia |  | m³ | 2400 |  |  |  | 321 | 321 | 0.0799 | 0.0431 | 0 | 321.123 | 0 | 0.13375 | 0.13375 | 3.3292e-05 | 1.7958e-05 | 0 | 0.1338 | 0 | Version 2026.2
Concrete (in-situ) | Concrete, 32 MPa | >25 MPa to ≤32 MPa | Concrete (in-situ), CoreMasta 32 MPa (Heidelberg Materials Australia Pty Ltd) (Australia) | Concrete_32MPa | Concrete_32MPa | 2026-02-16 | 2031-02-16 | Australia | EPD-IES-0018991:001 |  | EPD Australasia |  | m³ | 2252.6 |  |  |  | 354 | 353 | 0.0848 | 0.0464 | 0 | 353.1312 | 0 | 0.15715 | 0.15671 | 3.7645e-05 | 2.0598e-05 | 0 | 0.15677 | 0 | Version 2026.2
Concrete (in-situ) | Concrete, 20 MPa | >10 MPa to ≤20 MPa | Concrete (in-situ), Enrich-30 Normal-Class 20 MPa (Heidelberg Materials Australia Pty Ltd) (Australia) | Concrete_20MPa | Concrete_20MPa | 2026-02-16 | 2031-02-16 | Australia | EPD-IES-0018992:001 |  | EPD Australasia |  | m³ | 2263.4 |  |  |  | 244 | 243 | 0.131 | 0.0344 | 0 | 243.1654 | 0 | 0.1078 | 0.10736 | 5.7878e-05 | 1.5198e-05 | 0 | 0.10743 | 0 | Version 2026.2
Concrete (in-situ) | Concrete, 25 MPa | >20 MPa to ≤25 MPa | Concrete (in-situ), Enrich-30 Normal-Class 25 MPa (Heidelberg Materials Australia Pty Ltd) (Australia) | Concrete_25MPa | Concrete_25MPa | 2026-02-16 | 2031-02-16 | Australia | EPD-IES-0018993:001 |  | EPD Australasia |  | m³ | 2268.5 |  |  |  | 262 | 262 | 0.132 | 0.0362 | 0 | 262.1682 | 0 | 0.11549 | 0.11549 | 5.8188e-05 | 1.5958e-05 | 0 | 0.11557 | 0 | Version 2026.2
Concrete (in-situ) | Concrete, 40 MPa | >32 MPa to ≤40 MPa | Concrete (in-situ), Post-tensioned 40 MPa (22 MPa @ 4 days) (Heidelberg Materials Australia Pty Ltd) (Australia) | Concrete_40MPa | Concrete_40MPa | 2025-01-28 | 2030-01-28 | Australia | EPD-IES-0011025:001 | Version 1 | EPD Australasia |  | m³ | 2414.2 |  |  |  | 324 | 324 | 0.142 | 0.0323 | 0 | 324.1743 | 0 | 0.13421 | 0.13421 | 5.8819e-05 | 1.3379e-05 | 0 | 0.13428 | 0 | Version 2026.2
Concrete (in-situ) | Concrete, 40 MPa | >32 MPa to ≤40 MPa | Concrete (in-situ), Post-tensioned 40 MPa (25 MPa @ 3 days) (Heidelberg Materials Australia Pty Ltd) (Australia) | Concrete_40MPa | Concrete_40MPa | 2025-01-28 | 2030-01-28 | Australia | EPD-IES-0011053:001 | Version 1 | EPD Australasia |  | m³ | 2400 |  |  |  | 366 | 366 | 0.0143 | 0.0342 | 0 | 366.0485 | 0 | 0.1525 | 0.1525 | 5.9583e-06 | 1.425e-05 | 0 | 0.15252 | 0 | Version 2026.2
Concrete (in-situ) | Concrete, 40 MPa | >32 MPa to ≤40 MPa | Concrete (in-situ), Enrich-30 Normal-Class 40 MPa (Heidelberg Materials Australia Pty Ltd) (Australia) | Concrete_40MPa | Concrete_40MPa | 2026-02-16 | 2031-02-16 | Australia | EPD-IES-0019000:001 |  | EPD Australasia |  | m³ | 2400 |  |  |  | 339 | 339 | 0.144 | 0.0436 | 0 | 339.1876 | 0 | 0.14125 | 0.14125 | 6e-05 | 1.8167e-05 | 0 | 0.14133 | 0 | Version 2026.2
Concrete (in-situ) | Concrete, 25 MPa | >20 MPa to ≤25 MPa | Concrete (in-situ), ImageCrete Colour 25 MPa (Heidelberg Materials Australia Pty Ltd) (Australia) | Concrete_25MPa | Concrete_25MPa | 2025-01-28 | 2030-01-28 | Australia | EPD-IES-0010056 :001 | Version 1 | EPD Australasia |  | m³ | 2414 |  |  |  | 221 | 221 | 0.161 | 0.0315 | 0 | 221.1925 | 0 | 0.091549 | 0.091549 | 6.6694e-05 | 1.3049e-05 | 0 | 0.091629 | 0 | Version 2026.2
Concrete (in-situ) | Concrete, 32 MPa | >25 MPa to ≤32 MPa | Concrete (in-situ), ImageCrete Colour 32 MPa (Heidelberg Materials Australia Pty Ltd) (Australia) | Concrete_32MPa | Concrete_32MPa | 2025-01-28 | 2030-01-28 | Australia | EPD-IES-0010190 :001 | Version 1 | EPD Australasia |  | m³ | 2418.2 |  |  |  | 251 | 251 | 0.166 | 0.0336 | 0 | 251.1996 | 0 | 0.1038 | 0.1038 | 6.8646e-05 | 1.3895e-05 | 0 | 0.10388 | 0 | Version 2026.2
Concrete (in-situ) | Concrete, 40 MPa | >32 MPa to ≤40 MPa | Concrete (in-situ), ImageCrete Polished 40 MPa (Heidelberg Materials Australia Pty Ltd) (Australia) | Concrete_40MPa | Concrete_40MPa | 2026-02-16 | 2031-02-16 | Australia | EPD-IES-0019007:001 |  | EPD Australasia |  | m³ | 2369.7 |  |  |  | 356 | 356 | 0.151 | 0.0461 | 0 | 356.1971 | 0 | 0.15023 | 0.15023 | 6.3721e-05 | 1.9454e-05 | 0 | 0.15031 | 0 | Version 2026.2
Concrete (in-situ) | Concrete, 40 MPa | >32 MPa to ≤40 MPa | Concrete (in-situ), Enrich-30 Piling 40 MPa (Heidelberg Materials Australia Pty Ltd) (Australia) | Concrete_40MPa | Concrete_40MPa | 2026-02-16 | 2031-02-16 | Australia | EPD-IES-0019011:001 |  | EPD Australasia |  | m³ | 2324.1 |  |  |  | 364 | 364 | 0.146 | 0.0458 | 0 | 364.1918 | 0 | 0.15662 | 0.15662 | 6.282e-05 | 1.9707e-05 | 0 | 0.1567 | 0 | Version 2026.2
Concrete (in-situ) | Concrete, 50 MPa | >40 MPa to ≤50 MPa | Concrete (in-situ), Enrich-30 Piling 50 MPa (Heidelberg Materials Australia Pty Ltd) (Australia) | Concrete_50MPa | Concrete_50MPa | 2026-02-16 | 2031-02-16 | Australia | EPD-IES-0019012:001 |  | EPD Australasia |  | m³ | 2400 |  |  |  | 445 | 445 | 0.152 | 0.0533 | 0 | 445.2053 | 0 | 0.18542 | 0.18542 | 6.3333e-05 | 2.2208e-05 | 0 | 0.1855 | 0 | Version 2026.2
Concrete (in-situ) | Shotcrete | 40 MPa shotcrete | Concrete in-situ, TMR MRTS70 Shotcrete - 40 MPa (Exp B2) (Heidelberg Materials Australia Pty Ltd) (Australia) | Concrete_shotcrete | Concrete_shotcrete | 2026-02-16 | 2031-02-16 | Australia | EPD-IES-0019016:001 |  | EPD Australasia |  | m³ | 2278.2 |  |  |  | 341 | 341 | 0.0982 | 0.0469 | 0 | 341.1451 | 0 | 0.14968 | 0.14968 | 4.3104e-05 | 2.0586e-05 | 0 | 0.14974 | 0 | Version 2026.2
Concrete (in-situ) | Concrete, 40 MPa | >32 MPa to ≤40 MPa | Concrete (in-situ), TMR MRTS70 Piling TMR MRTS70 Cast-in-place piles - 40 MPa (Exp B2) (Heidelberg Materials Australia Pty Ltd) (Australia) | Concrete_40MPa | Concrete_40MPa | 2026-02-16 | 2031-02-16 | Australia | EPD-IES-0019018:001 |  | EPD Australasia |  | m³ | 2339.8 |  |  |  | 320 | 319 | 0.143 | 0.0435 | 0 | 319.1865 | 0 | 0.13676 | 0.13634 | 6.1116e-05 | 1.8591e-05 | 0 | 0.13642 | 0 | Version 2026.2
Concrete (in-situ) | Concrete, 50 MPa | >40 MPa to ≤50 MPa | Concrete (in-situ), TMR MRTS70 Cast-in-place piles - 50 MPa (Exp B2) (Heidelberg Materials Australia Pty Ltd) (Australia) | Concrete_50MPa | Concrete_50MPa | 2026-02-16 | 2031-02-16 | Australia | EPD-IES-0019020:001 |  | EPD Australasia |  | m³ | 2330.4 |  |  |  | 386 | 386 | 0.149 | 0.0498 | 0 | 386.1988 | 0 | 0.16564 | 0.16564 | 6.3938e-05 | 2.137e-05 | 0 | 0.16572 | 0 | Version 2026.2
Concrete (in-situ) | Concrete, 40 MPa | >32 MPa to ≤40 MPa | Concrete (in-situ), Burnished 40 MPa (Heidelberg Materials Australia Pty Ltd) (Australia) | Concrete_40MPa | Concrete_40MPa | 2026-03-13 | 2031-03-13 | Australia | EPD-IES-0019086:001 |  | EPD Australasia |  | m³ | 2368.6 |  |  |  | 362 | 362 | 0.161 | 0.151 | 0 | 362.312 | 0 | 0.15283 | 0.15283 | 6.7973e-05 | 6.3751e-05 | 0 | 0.15296 | 0 | Version 2026.2
Concrete (in-situ) | Concrete, 25 MPa | >20 MPa to ≤25 MPa | Concrete (in-situ), Chute 25 MPa (Heidelberg Materials Australia Pty Ltd) (Australia) | Concrete_25MPa | Concrete_25MPa | 2026-03-13 | 2031-03-13 | Australia | EPD-IES-0019087:001 |  | EPD Australasia |  | m³ | 2281.8 |  |  |  | 147 | 147 | 0.142 | 0.0263 | 0 | 147.1683 | 0 | 0.064423 | 0.064423 | 6.2232e-05 | 1.1526e-05 | 0 | 0.064497 | 0 | Version 2026.2
Concrete (in-situ) | Concrete, 25 MPa | >20 MPa to ≤25 MPa | Concrete (in-situ), Chute Normal-Class 25 MPa (Heidelberg Materials Australia Pty Ltd) (Australia) | Concrete_25MPa | Concrete_25MPa | 2026-03-13 | 2031-03-13 | Australia | EPD-IES-0019088:001 |  | EPD Australasia |  | m³ | 2294.9 |  |  |  | 133 | 133 | 0.147 | 0.0243 | 0 | 133.1713 | 0 | 0.057955 | 0.057955 | 6.4055e-05 | 1.0589e-05 | 0 | 0.058029 | 0 | Version 2026.2
Concrete (in-situ) | Concrete, 25 MPa | >20 MPa to ≤25 MPa | Concrete (in-situ), Footings TT0960 30kg 25 MPa (Heidelberg Materials Australia Pty Ltd) (Australia) | Concrete_25MPa | Concrete_25MPa | 2026-03-13 | 2031-03-13 | Australia | EPD-IES-0019090:001 |  | EPD Australasia |  | m³ | 2400 |  |  |  | 238 | 238 | 0.13 | 0.186 | 0 | 238.316 | 0 | 0.099167 | 0.099167 | 5.4167e-05 | 7.75e-05 | 0 | 0.099298 | 0 | Version 2026.2
Concrete (in-situ) | Concrete, 25 MPa | >20 MPa to ≤25 MPa | Concrete (in-situ), General Purpose 25 MPa (Heidelberg Materials Australia Pty Ltd) (Australia) | Concrete_25MPa | Concrete_25MPa | 2026-03-13 | 2031-03-13 | Australia | EPD-IES-0019098:001 |  | EPD Australasia |  | m³ | 2276.4 |  |  |  | 145 | 145 | 0.136 | 0.0257 | 0 | 145.1617 | 0 | 0.063697 | 0.063697 | 5.9743e-05 | 1.129e-05 | 0 | 0.063768 | 0 | Version 2026.2
Concrete (in-situ) | Concrete, 40 MPa | >32 MPa to ≤40 MPa | Concrete (in-situ), Enrich-30 SlabMasta 40 MPa (Heidelberg Materials Australia Pty Ltd) (Australia) | Concrete_40MPa | Concrete_40MPa | 2026-03-13 | 2031-03-13 | Australia | EPD-IES-0019102:001 |  | EPD Australasia |  | m³ | 2324.2 |  |  |  | 281 | 281 | 0.131 | 0.0347 | 0 | 281.1657 | 0 | 0.1209 | 0.1209 | 5.6363e-05 | 1.493e-05 | 0 | 0.12097 | 0 | Version 2026.2
Concrete (in-situ) | Concrete, 40 MPa | >32 MPa to ≤40 MPa | Concrete (in-situ), Adbri Concrete EPD— VS402B320W45 Victoria (Adbri Limited) (Australia) | Concrete_40MPa | Concrete_40MPa | 2026-03-03 | 2031-03-03 | Australia | EPD-IES-0027653:001 |  | EPD Australasia |  | m³ | 2400 |  |  |  | 272 | 272 | 0.0393 | 0.087 | 0 | 272.1263 | 0 | 0.11333 | 0.11333 | 1.6375e-05 | 3.625e-05 | 0 | 0.11339 | 0 | Version 2026.2
Concrete (in-situ) | Concrete, 40 MPa | >32 MPa to ≤40 MPa | Concrete (in-situ), ECOTERA - High Performance/Low Carbon 40MPa (Heidelberg Materials Australia Pty Ltd) (Australia) | Concrete_40MPa | Concrete_40MPa | 2026-01-14 | 2031-01-14 | Australia | EPD-IES-0018981:001 |  | EPD Australasia |  | m³ | 2400 |  |  |  | 229 | 228 | 0.157 | 0.0797 | 0 | 228.2367 | 0 | 0.095417 | 0.095 | 6.5417e-05 | 3.3208e-05 | 0 | 0.095099 | 0 | Version 2026.2
Concrete (in-situ) | Concrete, 80 MPa | >65 MPa to ≤80 MPa | Concrete (in-situ), ECOTERA - High Performance/Low Carbon 80MPa (Heidelberg Materials Australia Pty Ltd) (Australia) | Concrete_80MPa | Concrete_80MPa | 2026-01-14 | 2031-01-14 | Australia | EPD-IES-0018984:001 |  | EPD Australasia |  | m³ | 2423 |  |  |  | 364 | 364 | 0.174 | 0.124 | 0 | 364.298 | 0 | 0.15023 | 0.15023 | 7.1812e-05 | 5.1176e-05 | 0 | 0.15035 | 0 | Version 2026.2
Concrete (in-situ) | Concrete, 50 MPa | >40 MPa to ≤50 MPa | Concrete (in-situ), HySustain 50MPa Precast Concrete (Heidelberg Materials) (Australia) | Concrete_50MPa | Concrete_50MPa | 2026-01-21 | 2031-01-21 | Australia | EPD-IES-0019121:001 |  | EPD Australasia |  | m³ | 2400 |  |  |  | 326 | 326 | 0.175 | 0.0554 | 0 | 326.2304 | 0 | 0.13583 | 0.13583 | 7.2917e-05 | 2.3083e-05 | 0 | 0.13593 | 0 | Version 2026.2
Concrete (in-situ) | Concrete, 40 MPa | >32 MPa to ≤40 MPa | Concrete (in-situ), ZZR40AA14 Amazon Craigieburn (Heidelberg Materials Australia) (Australia) | Concrete_40MPa | Concrete_40MPa | 2026-01-22 | 2031-01-22 | Australia | EPD-IES-0018986:001 |  | EPD Australasia |  | m³ | 2402.5 |  |  |  | 271 | 270 | 0.173 | 0.0935 | 0 | 270.2665 | 0 | 0.1128 | 0.11238 | 7.2008e-05 | 3.8918e-05 | 0 | 0.11249 | 0 | Version 2026.2
Concrete (in-situ) | Concrete, 40 MPa | >32 MPa to ≤40 MPa | Concrete (in-situ), ZZR40AA15 Amazon Craigieburn (Heidelberg Materials Australia Pty Ltd) (Australia) | Concrete_40MPa | Concrete_40MPa | 2026-01-22 | 2031-01-22 | Australia | EPD-IES-0018987:001 |  | EPD Australasia |  | m³ | 2400 |  |  |  | 265 | 265 | 0.017 | 0.0918 | 0 | 265.1088 | 0 | 0.11042 | 0.11042 | 7.0833e-06 | 3.825e-05 | 0 | 0.11046 | 0 | Version 2026.2
Concrete (in-situ) | Concrete, 40 MPa | >32 MPa to ≤40 MPa | Concrete (in-situ), ZZR40AA19 (Heidelberg Materials Australia Pty Ltd) (Australia) | Concrete_40MPa | Concrete_40MPa | 2026-01-22 | 2031-01-22 | Australia | EPD-IES-0018988:001 |  | EPD Australasia |  | m³ | 2400 |  |  |  | 291 | 290 | 0.178 | 0.1 | 0 | 290.278 | 0 | 0.12125 | 0.12083 | 7.4167e-05 | 4.1667e-05 | 0 | 0.12095 | 0 | Version 2026.2
Concrete (in-situ) | Concrete, 25 MPa | >20 MPa to ≤25 MPa | Concrete (in-situ), Pump 25MPa (Heidelberg Materials Australia Pty Ltd) (Australia) | Concrete_25MPa | Concrete_25MPa | 2026-02-24 | 2031-02-24 | Australia | EPD-IES-0019029:001 |  | EPD Australasia |  | m³ | 2176.5 |  |  |  | 164 | 163 | 0.133 | 0.0333 | 0 | 163.1663 | 0 | 0.07535 | 0.074891 | 6.1107e-05 | 1.53e-05 | 0 | 0.074967 | 0 | Version 2026.2
Concrete (in-situ) | Concrete, 15 MPa | >10 MPa to ≤20 MPa | Concrete (in-situ), Sydney Water N15 SG152AB10 (Heidelberg Materials Australia Pty Ltd) (Australia) | Concrete_20MPa | Concrete_20MPa | 2026-02-24 | 2031-02-24 | Australia | EPD-IES-0019030:001 |  | EPD Australasia |  | m³ | 2203.9 |  |  |  | 140 | 140 | 0.145 | 0.0299 | 0 | 140.1749 | 0 | 0.063524 | 0.063524 | 6.5792e-05 | 1.3567e-05 | 0 | 0.063603 | 0 | Version 2026.2
Concrete (in-situ) | Concrete, 25 MPa | >20 MPa to ≤25 MPa | Concrete (in-situ), Sydney Water N25 SG252AC41 (Heidelberg Materials Australia Pty Ltd) (Australia) | Concrete_25MPa | Concrete_25MPa | 2026-02-24 | 2031-02-24 | Australia | EPD-IES-0019031:001 |  | EPD Australasia |  | m³ | 2066.3 |  |  |  | 157 | 157 | 0.133 | 0.0312 | 0 | 157.1642 | 0 | 0.075981 | 0.075981 | 6.4366e-05 | 1.5099e-05 | 0 | 0.076061 | 0 | Version 2026.2
Concrete (in-situ) | Concrete, 25 MPa | >20 MPa to ≤25 MPa | Concrete (in-situ), Sydney Water N25 SG252AD34 (Heidelberg Materials Australia Pty Ltd) (Australia) | Concrete_25MPa | Concrete_25MPa | 2026-02-24 | 2031-02-24 | Australia | EPD-IES-0019032:001 |  | EPD Australasia |  | m³ | 1938.4 |  |  |  | 180 | 180 | 0.197 | 0.0452 | 0 | 180.2422 | 0 | 0.09286 | 0.09286 | 0.00010163 | 2.3318e-05 | 0 | 0.092985 | 0 | Version 2026.2
Concrete (in-situ) | Concrete, 40 MPa | >32 MPa to ≤40 MPa | Concrete (in-situ), Sydney Water S40 SW402AD14 Upper South Creek (Heidelberg Materials Australia) (Australia) | Concrete_40MPa | Concrete_40MPa | 2026-02-24 | 2031-02-24 | Australia | EPD-IES-0019034:001 |  | EPD Australasia |  | m³ | 2327.1 |  |  |  | 248 | 248 | 0.205 | 0.0505 | 0 | 248.2555 | 0 | 0.10657 | 0.10657 | 8.8092e-05 | 2.1701e-05 | 0 | 0.10668 | 0 | Version 2026.2
Concrete (in-situ) | Concrete, 50 MPa | >40 MPa to ≤50 MPa | Concrete (in-situ), Sydney Water S50 SW502AA80 (Heidelberg Materials Australia Pty Ltd) (Australia) | Concrete_50MPa | Concrete_50MPa | 2026-02-24 | 2031-02-24 | Australia | EPD-IES-0019035:001 |  | EPD Australasia |  | m³ | 2400 |  |  |  | 245 | 245 | 0.188 | 0.0483 | 0 | 245.2363 | 0 | 0.10208 | 0.10208 | 7.8333e-05 | 2.0125e-05 | 0 | 0.10218 | 0 | Version 2026.2
Concrete (in-situ) | Concrete, 32 MPa | >25 MPa to ≤32 MPa | Concrete (in-situ), Sydney Water N32 ZZP32AG22 (Heidelberg Materials Australia Pty Ltd) (Australia) | Concrete_32MPa | Concrete_32MPa | 2026-02-24 | 2031-02-24 | Australia | EPD-IES-0019038:001 |  | EPD Australasia |  | m³ | 2400 |  |  |  | 210 | 210 | 0.153 | 0.0384 | 0 | 210.1914 | 0 | 0.0875 | 0.0875 | 6.375e-05 | 1.6e-05 | 0 | 0.08758 | 0 | Version 2026.2
Concrete (in-situ) | Concrete, 40 MPa | >32 MPa to ≤40 MPa | Concrete (in-situ), Sydney Water S40 ZZP40AT20 Upper South Creek (Heidelberg Materials Australia Pty Ltd) (Australia) | Concrete_40MPa | Concrete_40MPa | 2026-02-24 | 2031-02-24 | Australia | EPD-IES-0019041:001 |  | EPD Australasia |  | m³ | 2281.9 |  |  |  | 254 | 254 | 0.2 | 0.0532 | 0 | 254.2532 | 0 | 0.11131 | 0.11131 | 8.7646e-05 | 2.3314e-05 | 0 | 0.11142 | 0 | Version 2026.2
Concrete (in-situ) | Concrete, 50 MPa | >40 MPa to ≤50 MPa | Concrete (in-situ), Sydney Water S50 ZZP50AJ53 (Heidelberg Materials Australia Pty Ltd) (Australia) | Concrete_50MPa | Concrete_50MPa | 2026-02-24 | 2031-02-24 | Australia | EPD-IES-0019042:001 |  | EPD Australasia |  | m³ | 2296.1 |  |  |  | 269 | 269 | 0.198 | 0.0513 | 0 | 269.2493 | 0 | 0.11716 | 0.11716 | 8.6233e-05 | 2.2342e-05 | 0 | 0.11726 | 0 | Version 2026.2
Concrete (in-situ) | Concrete, 50 MPa | >40 MPa to ≤50 MPa | Concrete (in-situ), Sydney Water S50 ZZP50AJ80 (Heidelberg Materials Australia Pty Ltd) (Australia) | Concrete_50MPa | Concrete_50MPa | 2026-02-24 | 2031-02-24 | Australia | EPD-IES-0019043:001 |  | EPD Australasia |  | m³ | 2251.7 |  |  |  | 260 | 259 | 0.196 | 0.0502 | 0 | 259.2462 | 0 | 0.11547 | 0.11502 | 8.7045e-05 | 2.2294e-05 | 0 | 0.11513 | 0 | Version 2026.2
Concrete (in-situ) | Concrete, 50 MPa | >40 MPa to ≤50 MPa | Concrete (in-situ), Sydney Water S50 ZZP50AK09 Upper South Creek (Heidelberg Materials Australia Pty Ltd) (Australia) | Concrete_50MPa | Concrete_50MPa | 2026-02-24 | 2031-02-24 | Australia | EPD-IES-0019044:001 |  | EPD Australasia |  | m³ | 2400 |  |  |  | 247 | 247 | 0.19 | 0.0503 | 0 | 247.2403 | 0 | 0.10292 | 0.10292 | 7.9167e-05 | 2.0958e-05 | 0 | 0.10302 | 0 | Version 2026.2
Asphalt | Asphalt | Asphalt | Asphalt, FAC7 R10 (C320) (Fulton Hogan Ltd) (Australia) | Asphalt | Asphalt | 2026-03-04 | 2031-03-03 | Australia | EPD-IES-0023805:001 |  | EPD Australasia |  | tonne |  |  |  |  | 62.3 | 61.8 | 0.511 | 0.000327 | 0 | 62.3113 | 0 | 0.0623 | 0.0618 | 0.000511 | 3.27e-07 | 0 | 0.062311 | 0 | Version 2026.2
Asphalt | Asphalt | Asphalt | Asphalt, FAC10 R10 (C170) manufactured in Mile End (Fulton Hogan Ltd) (Australia) | Asphalt | Asphalt | 2026-03-04 | 2031-03-03 | Australia | EPD-IES-0023806:001 |  | EPD Australasia |  | tonne |  |  |  |  | 60.6 | 60.1 | 0.511 | 0.000317 | 0 | 60.6113 | 0 | 0.0606 | 0.0601 | 0.000511 | 3.17e-07 | 0 | 0.060611 | 0 | Version 2026.2
Asphalt | Asphalt | Asphalt | Asphalt, FAC10 R10 (C320) (Fulton Hogan Ltd) (Australia) | Asphalt | Asphalt | 2026-03-04 | 2031-03-03 | Australia | EPD-IES-0023807:001 |  | EPD Australasia |  | tonne |  |  |  |  | 60.6 | 60.1 | 0.511 | 0.000317 | 0 | 60.6113 | 0 | 0.0606 | 0.0601 | 0.000511 | 3.17e-07 | 0 | 0.060611 | 0 | Version 2026.2
Asphalt | Asphalt | Asphalt | Asphalt, AC10L R10 A5E (Fulton Hogan Ltd) (Australia) | Asphalt | Asphalt | 2026-03-04 | 2031-03-03 | Australia | EPD-IES-0023808:001 |  | EPD Australasia |  | tonne |  |  |  |  | 86.4 | 85.8 | 0.599 | 0.000429 | 0 | 86.3994 | 0 | 0.0864 | 0.0858 | 0.000599 | 4.29e-07 | 0 | 0.086399 | 0 | Version 2026.2
Asphalt | Asphalt | Asphalt | Asphalt, AC10L R20 A5E (Fulton Hogan Ltd) (Australia) | Asphalt | Asphalt | 2026-03-04 | 2031-03-03 | Australia | EPD-IES-0023809:001 |  | EPD Australasia |  | tonne |  |  |  |  | 80.5 | 80.4 | 0.112 | 0.000214 | 0 | 80.5122 | 0 | 0.0805 | 0.0804 | 0.000112 | 2.14e-07 | 0 | 0.080512 | 0 | Version 2026.2
Asphalt | Asphalt | Asphalt | Asphalt, AC10M C320L R10 (Fulton Hogan Ltd) (Australia) | Asphalt | Asphalt | 2026-03-04 | 2031-03-03 | Australia | EPD-IES-0023810:001 |  | EPD Australasia |  | tonne |  |  |  |  | 69.3 | 68.8 | 0.513 | 0.000308 | 0 | 69.3133 | 0 | 0.0693 | 0.0688 | 0.000513 | 3.08e-07 | 0 | 0.069313 | 0 | Version 2026.2
Asphalt | Asphalt | Asphalt | Asphalt, AC10M R10 A5E (Fulton Hogan Ltd) (Australia) | Asphalt | Asphalt | 2026-03-04 | 2031-03-03 | Australia | EPD-IES-0023813:001 |  | EPD Australasia |  | tonne |  |  |  |  | 84.3 | 83.7 | 0.593 | 0.000413 | 0 | 84.2934 | 0 | 0.0843 | 0.0837 | 0.000593 | 4.13e-07 | 0 | 0.084293 | 0 | Version 2026.2
Asphalt | Asphalt | Asphalt | Asphalt, AC14M R10 (Fulton Hogan Ltd) (Australia) | Asphalt | Asphalt | 2026-03-04 | 2031-03-03 | Australia | EPD-IES-0023814:001 |  | EPD Australasia |  | tonne |  |  |  |  | 56.5 | 56 | 0.51 | 0.000304 | 0 | 56.5103 | 0 | 0.0565 | 0.056 | 0.00051 | 3.04e-07 | 0 | 0.05651 | 0 | Version 2026.2
Asphalt | Asphalt | Asphalt | Asphalt, AC14M R20 (Fulton Hogan Ltd) (Australia) | Asphalt | Asphalt | 2026-03-04 | 2031-03-03 | Australia | EPD-IES-0023815:001 |  | EPD Australasia |  | tonne |  |  |  |  | 56.2 | 55.2 | 0.995 | 0.000515 | 0 | 56.1955 | 0 | 0.0562 | 0.0552 | 0.000995 | 5.15e-07 | 0 | 0.056196 | 0 | Version 2026.2
Asphalt | Asphalt | Asphalt | Asphalt, AC14M R30 (Fulton Hogan Ltd) (Australia) | Asphalt | Asphalt | 2026-03-04 | 2031-03-03 | Australia | EPD-IES-0023816:001 |  | EPD Australasia |  | tonne |  |  |  |  | 55.9 | 54.9 | 0.993 | 0.000518 | 0 | 55.8935 | 0 | 0.0559 | 0.0549 | 0.000993 | 5.18e-07 | 0 | 0.055894 | 0 | Version 2026.2
Asphalt | Asphalt | Asphalt | Asphalt, AC14M R40 (Fulton Hogan Ltd) (Australia) | Asphalt | Asphalt | 2026-03-04 | 2031-03-03 | Australia | EPD-IES-0023817:001 |  | EPD Australasia |  | tonne |  |  |  |  | 54.7 | 54.7 | 0.0217 | 8.85e-05 | 0 | 54.7218 | 0 | 0.0547 | 0.0547 | 2.17e-05 | 8.85e-08 | 0 | 0.054722 | 0 | Version 2026.2
Asphalt | Asphalt | Asphalt | Asphalt, AC14M R10 A15E (Fulton Hogan Ltd) (Australia) | Asphalt | Asphalt | 2026-03-04 | 2031-03-03 | Australia | EPD-IES-0023818:001 |  | EPD Australasia |  | tonne |  |  |  |  | 73.7 | 73.2 | 0.56 | 0.000369 | 0 | 73.7604 | 0 | 0.0737 | 0.0732 | 0.00056 | 3.69e-07 | 0 | 0.07376 | 0 | Version 2026.2
Asphalt | Asphalt | Asphalt | Asphalt, AC14M R10 A5E (Fulton Hogan Ltd) (Australia) | Asphalt | Asphalt | 2026-03-04 | 2031-03-03 | Australia | EPD-IES-0023819:001 |  | EPD Australasia |  | tonne |  |  |  |  | 85.3 | 84.7 | 0.595 | 0.000421 | 0 | 85.2954 | 0 | 0.0853 | 0.0847 | 0.000595 | 4.21e-07 | 0 | 0.085295 | 0 | Version 2026.2
Asphalt | Asphalt | Asphalt | Asphalt, SMA10 A5E (Fulton Hogan Ltd) (Australia) | Asphalt | Asphalt | 2026-03-04 | 2031-03-03 | Australia | EPD-IES-0023822:001 |  | EPD Australasia |  | tonne |  |  |  |  | 91.4 | 95.3 | -3.9 | 0.000365 | 0 | 95.3004 | 0 | 0.0914 | 0.0953 | -0.0039 | 3.65e-07 | 0 | 0.0953 | 0 | Version 2026.2
Asphalt | Asphalt | Asphalt | Asphalt, SMA10 A5E (CKD) (Fulton Hogan Ltd) (Australia) | Asphalt | Asphalt | 2026-03-04 | 2031-03-03 | Australia | EPD-IES-0023823:001 |  | EPD Australasia |  | tonne |  |  |  |  | 91.4 | 95.3 | -3.9 | 0.000365 | 0 | 95.3004 | 0 | 0.0914 | 0.0953 | -0.0039 | 3.65e-07 | 0 | 0.0953 | 0 | Version 2026.2
Asphalt | Asphalt | Asphalt | Asphalt, OG14 A15E (Fulton Hogan Ltd) (Australia) | Asphalt | Asphalt | 2026-03-04 | 2031-03-03 | Australia | EPD-IES-0023824:001 |  | EPD Australasia |  | tonne |  |  |  |  | 83.1 | 87.1 | -3.95 | 0.000276 | 0 | 87.1003 | 0 | 0.0831 | 0.0871 | -0.00395 | 2.76e-07 | 0 | 0.0871 | 0 | Version 2026.2
Asphalt | Asphalt | Asphalt | Asphalt, AC7L R10 (Fulton Hogan Ltd) (Australia) | Asphalt | Asphalt | 2026-03-04 | 2031-03-03 | Australia | EPD-IES-0023825:001 |  | EPD Australasia |  | tonne |  |  |  |  | 66.3 | 65.3 | 0.996 | 0.00054 | 0 | 66.2965 | 0 | 0.0663 | 0.0653 | 0.000996 | 5.4e-07 | 0 | 0.066297 | 0 | Version 2026.2
Asphalt | Asphalt | Asphalt | Asphalt, AC7L R20 (Fulton Hogan Ltd) (Australia) | Asphalt | Asphalt | 2026-03-04 | 2031-03-03 | Australia | EPD-IES-0023826:001 |  | EPD Australasia |  | tonne |  |  |  |  | 65.3 | 64.3 | 0.995 | 0.00054 | 0 | 65.2955 | 0 | 0.0653 | 0.0643 | 0.000995 | 5.4e-07 | 0 | 0.065296 | 0 | Version 2026.2
Asphalt | Asphalt | Asphalt | Asphalt, AC7L R30 (Fulton Hogan Ltd) (Australia) | Asphalt | Asphalt | 2026-03-04 | 2031-03-03 | Australia | EPD-IES-0023827:001 |  | EPD Australasia |  | tonne |  |  |  |  | 64.4 | 63.4 | 0.994 | 0.00054 | 0 | 64.3945 | 0 | 0.0644 | 0.0634 | 0.000994 | 5.4e-07 | 0 | 0.064395 | 0 | Version 2026.2
Asphalt | Asphalt | Asphalt | Asphalt, AC10L R10 (Fulton Hogan Ltd) (Australia) | Asphalt | Asphalt | 2026-03-04 | 2031-03-03 | Australia | EPD-IES-0023828:001 |  | EPD Australasia |  | tonne |  |  |  |  | 61.9 | 60.9 | 0.995 | 0.000523 | 0 | 61.8955 | 0 | 0.0619 | 0.0609 | 0.000995 | 5.23e-07 | 0 | 0.061896 | 0 | Version 2026.2
Asphalt | Asphalt | Asphalt | Asphalt, AC10L R20 (Fulton Hogan Ltd) (Australia) | Asphalt | Asphalt | 2026-03-04 | 2031-03-03 | Australia | EPD-IES-0023829:001 |  | EPD Australasia |  | tonne |  |  |  |  | 61 | 60 | 0.994 | 0.000523 | 0 | 60.9945 | 0 | 0.061 | 0.06 | 0.000994 | 5.23e-07 | 0 | 0.060995 | 0 | Version 2026.2
Asphalt | Asphalt | Asphalt | Asphalt, AC10L R30 (Fulton Hogan Ltd) (Australia) | Asphalt | Asphalt | 2026-03-04 | 2031-03-03 | Australia | EPD-IES-0023830:001 |  | EPD Australasia |  | tonne |  |  |  |  | 60.1 | 59.1 | 0.992 | 0.000523 | 0 | 60.0925 | 0 | 0.0601 | 0.0591 | 0.000992 | 5.23e-07 | 0 | 0.060093 | 0 | Version 2026.2
Asphalt | Asphalt | Asphalt | Asphalt, AC10M R20 (Fulton Hogan Ltd) (Australia) | Asphalt | Asphalt | 2026-03-04 | 2031-03-03 | Australia | EPD-IES-0023832:001 |  | EPD Australasia |  | tonne |  |  |  |  | 61.1 | 60.1 | 0.994 | 0.00052 | 0 | 61.0945 | 0 | 0.0611 | 0.0601 | 0.000994 | 5.2e-07 | 0 | 0.061095 | 0 | Version 2026.2
Asphalt | Asphalt | Asphalt | Asphalt, AC10M R30 (Fulton Hogan Ltd) (Australia) | Asphalt | Asphalt | 2026-03-04 | 2031-03-03 | Australia | EPD-IES-0023833:001 |  | EPD Australasia |  | tonne |  |  |  |  | 60.1 | 59.1 | 0.992 | 0.00052 | 0 | 60.0925 | 0 | 0.0601 | 0.0591 | 0.000992 | 5.2e-07 | 0 | 0.060093 | 0 | Version 2026.2
Asphalt | Asphalt | Asphalt | Asphalt, AC14M R10 (Fulton Hogan Ltd) (Australia) | Asphalt | Asphalt | 2026-03-04 | 2031-03-03 | Australia | EPD-IES-0023814:001 |  | EPD Australasia |  | tonne |  |  |  |  | 56.5 | 56 | 0.51 | 0.000304 | 0 | 56.5103 | 0 | 0.0565 | 0.056 | 0.00051 | 3.04e-07 | 0 | 0.05651 | 0 | Version 2026.2
Asphalt | Asphalt | Asphalt | Asphalt, AC14M R30 (Fulton Hogan Ltd) (Australia) | Asphalt | Asphalt | 2026-03-04 | 2031-03-03 | Australia | EPD-IES-0023816:001 |  | EPD Australasia |  | tonne |  |  |  |  | 55.9 | 54.9 | 0.993 | 0.000518 | 0 | 55.8935 | 0 | 0.0559 | 0.0549 | 0.000993 | 5.18e-07 | 0 | 0.055894 | 0 | Version 2026.2
Asphalt | Asphalt | Asphalt | Asphalt, Plastiphalt (Fulton Hogan Ltd) (Australia) | Asphalt | Asphalt | 2026-03-04 | 2031-03-03 | Australia | EPD-IES-0023837:001 |  | EPD Australasia |  | tonne |  |  |  |  | 54.2 | 54.2 | 0.022 | 8.55e-05 | 0 | 54.2221 | 0 | 0.0542 | 0.0542 | 2.2e-05 | 8.55e-08 | 0 | 0.054222 | 0 | Version 2026.2
Asphalt | Asphalt | Asphalt | Asphalt, Tyrephalt (Fulton Hogan Ltd) (Australia) | Asphalt | Asphalt | 2026-03-04 | 2031-03-03 | Australia | EPD-IES-0023838:001 |  | EPD Australasia |  | tonne |  |  |  |  | 52.1 | 61.4 | -9.32 | 8.78e-05 | 0 | 61.4001 | 0 | 0.0521 | 0.0614 | -0.00932 | 8.78e-08 | 0 | 0.0614 | 0 | Version 2026.2
Asphalt | Asphalt | Asphalt | Asphalt, Busphalt (Fulton Hogan Ltd) (Australia) | Asphalt | Asphalt | 2026-03-04 | 2031-03-03 | Australia | EPD-IES-0023839:001 |  | EPD Australasia |  | tonne |  |  |  |  | 60.2 | 60.2 | 0.026 | 8.29e-05 | 0 | 60.2261 | 0 | 0.0602 | 0.0602 | 2.6e-05 | 8.29e-08 | 0 | 0.060226 | 0 | Version 2026.2
Asphalt | Asphalt | Asphalt | Asphalt, AC14 Jetbind-E (Fulton Hogan Ltd) (Australia) | Asphalt | Asphalt | 2026-03-04 | 2031-03-03 | Australia | EPD-IES-0023840:001 |  | EPD Australasia |  | tonne |  |  |  |  | 65.4 | 65.4 | 0.0278 | 9.45e-05 | 0 | 65.4279 | 0 | 0.0654 | 0.0654 | 2.78e-05 | 9.45e-08 | 0 | 0.065428 | 0 | Version 2026.2
Asphalt | Asphalt | Asphalt | Asphalt, AC14 R15 Jetbind-E (Fulton Hogan Ltd) (Australia) | Asphalt | Asphalt | 2026-03-04 | 2031-03-03 | Australia | EPD-IES-0023841:001 |  | EPD Australasia |  | tonne |  |  |  |  | 64.2 | 64.1 | 0.0252 | 9.41e-05 | 0 | 64.1253 | 0 | 0.0642 | 0.0641 | 2.52e-05 | 9.41e-08 | 0 | 0.064125 | 0 | Version 2026.2
Concrete (in-situ) | Concrete, 20 MPa | >10 MPa to ≤20 MPa | Concrete (in-situ), 20 MPa - SL/GP Blend concrete (Gunlake Concrete NSW Pty Ltd) (Australia) | Concrete_20MPa | Concrete_20MPa | 2026-03-20 | 2031-03-19 | Australia | EPD-IES-0027975:001 |  | EPD Australasia |  | m³ | 2364 |  |  |  | 300 | 300 | 0.0839 | 0.00224 | 0 | 300.0861 | 0 | 0.1269 | 0.1269 | 3.5491e-05 | 9.4755e-07 | 0 | 0.12694 | 0 | Version 2026.2
Concrete (in-situ) | Concrete, 25 MPa | >20 MPa to ≤25 MPa | Concrete (in-situ), 25 MPa - SL/GP Blend concrete (Gunlake Concrete NSW Pty Ltd) (Australia) | Concrete_25MPa | Concrete_25MPa | 2026-03-20 | 2031-03-19 | Australia | EPD-IES-0027976:001 |  | EPD Australasia |  | m³ | 2364 |  |  |  | 326 | 326 | 0.091 | 0.00248 | 0 | 326.0935 | 0 | 0.1379 | 0.1379 | 3.8494e-05 | 1.0491e-06 | 0 | 0.13794 | 0 | Version 2026.2
Concrete (in-situ) | Concrete, 40 MPa | >32 MPa to ≤40 MPa | Concrete (in-situ), 40 MPa - SL/GP Blend concrete (Gunlake Concrete NSW Pty Ltd) (Australia) | Concrete_40MPa | Concrete_40MPa | 2026-03-20 | 2031-03-19 | Australia | EPD-IES-0027978:001 |  | EPD Australasia |  | m³ | 2377 |  |  |  | 439 | 439 | 0.122 | 0.0035 | 0 | 439.1255 | 0 | 0.18469 | 0.18469 | 5.1325e-05 | 1.4724e-06 | 0 | 0.18474 | 0 | Version 2026.2
Concrete (in-situ) | Concrete, 50 MPa | >40 MPa to ≤50 MPa | Concrete (in-situ), 50 MPa - SL/GP Blend concrete (Gunlake Concrete NSW Pty Ltd) (Australia, Japan) | Concrete_50MPa | Concrete_50MPa | 2026-03-20 | 2031-03-19 | Australia, Japan | EPD-IES-0027979:001 |  | EPD Australasia |  | m³ | 2391 |  |  |  | 534 | 534 | 0.148 | 0.00437 | 0 | 534.1524 | 0 | 0.22334 | 0.22334 | 6.1899e-05 | 1.8277e-06 | 0 | 0.2234 | 0 | Version 2026.2
Concrete (in-situ) | Concrete, 80 MPa | >65 MPa to ≤80 MPa | Concrete (in-situ), 80 MPa - SL/GP Blend concrete (Gunlake Concrete NSW Pty Ltd) (Australia) | Concrete_80MPa | Concrete_80MPa | 2026-03-20 | 2031-03-19 | Australia | EPD-IES-0027981:001 |  | EPD Australasia |  | m³ | 2407 |  |  |  | 586 | 586 | 0.163 | 0.00485 | 0 | 586.1679 | 0 | 0.24346 | 0.24346 | 6.7719e-05 | 2.015e-06 | 0 | 0.24353 | 0 | Version 2026.2
Concrete (in-situ) | Concrete, 100 MPa | >80 MPa + | Concrete (in-situ), 100 MPa - SL/GP Blend concrete (Gunlake Concrete NSW Pty Ltd) (Australia) | Concrete_80upMPa | Concrete_80upMPa | 2026-03-20 | 2031-03-19 | Australia | EPD-IES-0027982:001 |  | EPD Australasia |  | m³ | 2407 |  |  |  | 629 | 629 | 0.0174 | 0.00524 | 0 | 629.0226 | 0 | 0.26132 | 0.26132 | 7.2289e-06 | 2.177e-06 | 0 | 0.26133 | 0 | Version 2026.2
Concrete (in-situ) | Concrete, 20 MPa | >10 MPa to ≤20 MPa | Concrete (in-situ), 20MPa GP/FA Blend concrete (Gunlake Concrete NSW Pty Ltd) (Australia) | Concrete_20MPa | Concrete_20MPa | 2026-03-20 | 2031-03-19 | Australia | EPD-IES-0027983:001 |  | EPD Australasia |  | m³ | 2320 |  |  |  | 222 | 222 | 0.0955 | 0.00196 | 0 | 222.0975 | 0 | 0.09569 | 0.09569 | 4.1164e-05 | 8.4483e-07 | 0 | 0.095732 | 0 | Version 2026.2
Concrete (in-situ) | Concrete, 32 MPa | >25 MPa to ≤32 MPa | Concrete (in-situ), 32MPa GP/FA Blend concrete (Gunlake Concrete NSW Pty Ltd) (Australia) | Concrete_32MPa | Concrete_32MPa | 2026-03-20 | 2031-03-19 | Australia | EPD-IES-0027985:001 |  | EPD Australasia |  | m³ | 2333 |  |  |  | 275 | 275 | 0.119 | 0.00255 | 0 | 275.1216 | 0 | 0.11787 | 0.11787 | 5.1007e-05 | 1.093e-06 | 0 | 0.11793 | 0 | Version 2026.2
Concrete (in-situ) | Concrete, 40 MPa | >32 MPa to ≤40 MPa | Concrete (in-situ), 40MPa GP/FA Blend concrete (Gunlake Concrete NSW Pty Ltd) (Australia) | Concrete_40MPa | Concrete_40MPa | 2026-03-20 | 2031-03-19 | Australia | EPD-IES-0027986:001 |  | EPD Australasia |  | m³ | 2364 |  |  |  | 329 | 329 | 0.163 | 0.00341 | 0 | 329.1664 | 0 | 0.13917 | 0.13917 | 6.8951e-05 | 1.4425e-06 | 0 | 0.13924 | 0 | Version 2026.2
Concrete (in-situ) | Concrete, 20 MPa | >10 MPa to ≤20 MPa | Concrete (in-situ), 20MPa GP/FA/GGBFS Blend concrete (Gunlake Concrete NSW Pty Ltd) (Australia) | Concrete_20MPa | Concrete_20MPa | 2026-03-20 | 2031-03-19 | Australia | EPD-IES-0027988:001 |  | EPD Australasia |  | m³ | 2339 |  |  |  | 186 | 186 | 0.0904 | 0.00157 | 0 | 186.092 | 0 | 0.079521 | 0.079521 | 3.8649e-05 | 6.7123e-07 | 0 | 0.07956 | 0 | Version 2026.2
Concrete (in-situ) | Concrete, 40 MPa | >32 MPa to ≤40 MPa | Concrete (in-situ), 40MPa GP/FA/GGBFS Blend concrete (Gunlake Concrete NSW Pty Ltd) (Australia) | Concrete_40MPa | Concrete_40MPa | 2026-03-20 | 2031-03-19 | Australia | EPD-IES-0027991:001 |  | EPD Australasia |  | m³ | 2324 |  |  |  | 235 | 235 | 0.128 | 0.00221 | 0 | 235.1302 | 0 | 0.10112 | 0.10112 | 5.5077e-05 | 9.5095e-07 | 0 | 0.10117 | 0 | Version 2026.2
Concrete (in-situ) | Concrete, 40 MPa | >32 MPa to ≤40 MPa | Concrete (in-situ), Early Strength S40 22@3 concrete (Gunlake Concrete NSW Pty Ltd) (Australia) | Concrete_40MPa | Concrete_40MPa | 2026-03-20 | 2031-03-19 | Australia | EPD-IES-0027993:001 |  | EPD Australasia |  | m³ | 2361 |  |  |  | 390 | 389 | 0.172 | 0.00386 | 0 | 389.1759 | 0 | 0.16518 | 0.16476 | 7.285e-05 | 1.6349e-06 | 0 | 0.16484 | 0 | Version 2026.2
Concrete (in-situ) | Concrete, 40 MPa | >32 MPa to ≤40 MPa | Concrete (in-situ), Early Strength S40 22@4 concrete (Gunlake Concrete NSW Pty Ltd) (Australia) | Concrete_40MPa | Concrete_40MPa | 2026-03-20 | 2031-03-19 | Australia | EPD-IES-0027994:001 |  | EPD Australasia |  | m³ | 2360 |  |  |  | 381 | 381 | 0.0165 | 0.00372 | 0 | 381.0202 | 0 | 0.16144 | 0.16144 | 6.9915e-06 | 1.5763e-06 | 0 | 0.16145 | 0 | Version 2026.2
Concrete (in-situ) | Concrete, 40 MPa | >32 MPa to ≤40 MPa | Concrete (in-situ), Early Strength S40 22@5 concrete (Gunlake Concrete NSW Pty Ltd) (Australia) | Concrete_40MPa | Concrete_40MPa | 2026-03-20 | 2031-03-19 | Australia | EPD-IES-0027995:001 |  | EPD Australasia |  | m³ | 2355 |  |  |  | 370 | 370 | 0.162 | 0.00363 | 0 | 370.1656 | 0 | 0.15711 | 0.15711 | 6.879e-05 | 1.5414e-06 | 0 | 0.15718 | 0 | Version 2026.2
Concrete (in-situ) | Concrete, 32 MPa | >25 MPa to ≤32 MPa | Concrete (in-situ), 32MPa Greenstar 3 concrete (Gunlake Concrete NSW Pty Ltd) (Australia) | Concrete_32MPa | Concrete_32MPa | 2026-03-20 | 2031-03-19 | Australia | EPD-IES-0027998:001 |  | EPD Australasia |  | m³ | 2399 |  |  |  | 220 | 220 | 0.111 | 0.00189 | 0 | 220.1129 | 0 | 0.091705 | 0.091705 | 4.6269e-05 | 7.8783e-07 | 0 | 0.091752 | 0 | Version 2026.2
Concrete (in-situ) | Concrete, 65 MPa | >50 MPa to ≤65 MPa | Concrete (in-situ), 65MPa SWC concrete (Gunlake Concrete NSW Pty Ltd) (Australia) | Concrete_65MPa | Concrete_65MPa | 2026-03-20 | 2031-03-19 | Australia | EPD-IES-0028007:001 |  | EPD Australasia |  | m³ | 2330 |  |  |  | 321 | 321 | 0.177 | 0.00337 | 0 | 321.1804 | 0 | 0.13777 | 0.13777 | 7.5966e-05 | 1.4464e-06 | 0 | 0.13785 | 0 | Version 2026.2
Concrete (in-situ) | Concrete, 25 MPa | >20 MPa to ≤25 MPa | Concrete (in-situ), 25MPa Footings concrete (Gunlake Concrete NSW Pty Ltd) (Australia) | Concrete_25MPa | Concrete_25MPa | 2026-03-20 | 2031-03-19 | Australia | EPD-IES-0028010:001 |  | EPD Australasia |  | m³ | 2314 |  |  |  | 185 | 185 | 0.112 | 0.00183 | 0 | 185.1138 | 0 | 0.079948 | 0.079948 | 4.8401e-05 | 7.9084e-07 | 0 | 0.079997 | 0 | Version 2026.2
Concrete (in-situ) | Concrete, 32 MPa | >25 MPa to ≤32 MPa | Concrete (in-situ), 32MPa Footings concrete (Gunlake Concrete NSW Pty Ltd) (Australia) | Concrete_32MPa | Concrete_32MPa | 2026-03-20 | 2031-03-19 | Australia | EPD-IES-0028011:001 |  | EPD Australasia |  | m³ | 2335 |  |  |  | 220 | 220 | 0.125 | 0.00207 | 0 | 220.1271 | 0 | 0.094218 | 0.094218 | 5.3533e-05 | 8.8651e-07 | 0 | 0.094273 | 0 | Version 2026.2
Concrete (in-situ) | Concrete, 50 MPa | >40 MPa to ≤50 MPa | Concrete (in-situ), 50MPa Precast concrete (Gunlake Concrete NSW Pty Ltd) (Australia) | Concrete_50MPa | Concrete_50MPa | 2026-03-20 | 2031-03-19 | Australia | EPD-IES-0028016:001 |  | EPD Australasia |  | m³ | 2276 |  |  |  | 320 | 320 | 0.161 | 0.00313 | 0 | 320.1641 | 0 | 0.1406 | 0.1406 | 7.0738e-05 | 1.3752e-06 | 0 | 0.14067 | 0 | Version 2026.2
Concrete (in-situ) | Concrete, 65 MPa | >50 MPa to ≤65 MPa | Concrete (in-situ), 65MPa Precast concrete (Gunlake Concrete NSW Pty Ltd) (Australia) | Concrete_65MPa | Concrete_65MPa | 2026-03-20 | 2031-03-19 | Australia | EPD-IES-0028017:001 |  | EPD Australasia |  | m³ | 2251 |  |  |  | 335 | 335 | 0.165 | 0.0033 | 0 | 335.1683 | 0 | 0.14882 | 0.14882 | 7.3301e-05 | 1.466e-06 | 0 | 0.1489 | 0 | Version 2026.2
Concrete (in-situ) | Concrete, 80 MPa | >65 MPa to ≤80 MPa | Concrete (in-situ), 80MPa Precast concrete (Gunlake Concrete NSW Pty Ltd) (Australia) | Concrete_80MPa | Concrete_80MPa | 2026-03-20 | 2031-03-19 | Australia | EPD-IES-0028018:001 |  | EPD Australasia |  | m³ | 2418 |  |  |  | 321 | 320 | 0.1667 | 0.00307 | 0 | 320.1698 | 0 | 0.13275 | 0.13234 | 6.8941e-05 | 1.2696e-06 | 0 | 0.13241 | 0 | Version 2026.2
Concrete (in-situ) | Concrete, 100 MPa | >80 MPa + | Concrete (in-situ), 100MPa Precast concrete (Gunlake Concrete NSW Pty Ltd) (Australia) | Concrete_80upMPa | Concrete_80upMPa | 2026-03-20 | 2031-03-19 | Australia | EPD-IES-0028019:001 |  | EPD Australasia |  | m³ | 2423 |  |  |  | 460 | 458 | 1.29 | 0.0325 | 0 | 459.3225 | 0 | 0.18985 | 0.18902 | 0.0005324 | 1.3413e-05 | 0 | 0.18957 | 0 | Version 2026.2
Concrete (in-situ) | Concrete, 50 MPa | >40 MPa to ≤50 MPa | Concrete (in-situ), Early Strength S50 32@3 concrete (Gunlake Concrete NSW Pty Ltd) (Australia) | Concrete_50MPa | Concrete_50MPa | 2026-03-20 | 2031-03-19 | Australia | EPD-IES-0028020:001 |  | EPD Australasia |  | m³ | 2366 |  |  |  | 487 | 487 | 0.189 | 0.00464 | 0 | 487.1936 | 0 | 0.20583 | 0.20583 | 7.9882e-05 | 1.9611e-06 | 0 | 0.20591 | 0 | Version 2026.2
Concrete (in-situ) | Concrete, 50 MPa | >40 MPa to ≤50 MPa | Concrete (in-situ), Early Strength S50 32@4 concrete (Gunlake Concrete NSW Pty Ltd) (Australia) | Concrete_50MPa | Concrete_50MPa | 2026-03-20 | 2031-03-19 | Australia | EPD-IES-0028021:001 |  | EPD Australasia |  | m³ | 2370 |  |  |  | 478 | 478 | 0.187 | 0.00456 | 0 | 478.1916 | 0 | 0.20169 | 0.20169 | 7.8903e-05 | 1.9241e-06 | 0 | 0.20177 | 0 | Version 2026.2
Concrete (in-situ) | Concrete, 5 Mpa | ≤10 MPa | Concrete (in-situ), 5MPa Lean Mix concrete (Gunlake Concrete NSW Pty Ltd) (Australia) | Concrete_10MPa | Concrete_10MPa | 2026-03-20 | 2031-03-19 | Australia | EPD-IES-0028023:001 |  | EPD Australasia |  | m³ | 2525 |  |  |  | 194 | 194 | 0.108 | 0.00192 | 0 | 194.1099 | 0 | 0.076832 | 0.076832 | 4.2772e-05 | 7.604e-07 | 0 | 0.076875 | 0 | Version 2026.2
Concrete (in-situ) | Concrete, 32 MPa | >25 MPa to ≤32 MPa | Concrete (in-situ), 32MPa Greenstar 2 concrete (Gunlake Concrete NSW Pty Ltd) (Australia) | Concrete_32MPa | Concrete_32MPa | 2026-03-20 | 2031-03-19 | Australia | EPD-IES-0028026:001 |  | EPD Australasia |  | m³ | 2346 |  |  |  | 287 | 287 | 0.136 | 0.00277 | 0 | 287.1388 | 0 | 0.12234 | 0.12234 | 5.7971e-05 | 1.1807e-06 | 0 | 0.1224 | 0 | Version 2026.2
Concrete (in-situ) | Concrete, 40 MPa | >32 MPa to ≤40 MPa | Concrete (in-situ), 40MPa Greenstar 2 concrete (Gunlake Concrete NSW Pty Ltd) (Australia) | Concrete_40MPa | Concrete_40MPa | 2026-03-20 | 2031-03-19 | Australia | EPD-IES-0028027:001 |  | EPD Australasia |  | m³ | 2349 |  |  |  | 345 | 345 | 0.153 | 0.00329 | 0 | 345.1563 | 0 | 0.14687 | 0.14687 | 6.5134e-05 | 1.4006e-06 | 0 | 0.14694 | 0 | Version 2026.2
Concrete (in-situ) | Concrete, 50 MPa | >40 MPa to ≤50 MPa | Concrete (in-situ), 50MPa Greenstar 2 concrete (Gunlake Concrete NSW Pty Ltd) (Australia) | Concrete_50MPa | Concrete_50MPa | 2026-03-20 | 2031-03-19 | Australia | EPD-IES-0028028:001 |  | EPD Australasia |  | m³ | 2353 |  |  |  | 408 | 408 | 0.17 | 0.00385 | 0 | 408.1739 | 0 | 0.1734 | 0.1734 | 7.2248e-05 | 1.6362e-06 | 0 | 0.17347 | 0 | Version 2026.2
Concrete (in-situ) | Concrete, 40 MPa | >32 MPa to ≤40 MPa | Concrete (in-situ), 40MPa 22@4 Greenstar 2 concrete (Gunlake Concrete NSW Pty Ltd) (Australia) | Concrete_40MPa | Concrete_40MPa | 2026-03-20 | 2031-03-19 | Australia | EPD-IES-0028029:001 |  | EPD Australasia |  | m³ | 2367 |  |  |  | 347 | 347 | 0.157 | 0.00327 | 0 | 347.1603 | 0 | 0.1466 | 0.1466 | 6.6329e-05 | 1.3815e-06 | 0 | 0.14667 | 0 | Version 2026.2
Concrete (in-situ) | Concrete, 25 MPa | >20 MPa to ≤25 MPa | Concrete (in-situ), 25MPa Bluestar concrete (Gunlake Concrete NSW Pty Ltd) (Australia) | Concrete_25MPa | Concrete_25MPa | 2026-03-20 | 2031-03-19 | Australia | EPD-IES-0028031:001 |  | EPD Australasia |  | m³ | 2347 |  |  |  | 250 | 250 | 0.126 | 0.00244 | 0 | 250.1284 | 0 | 0.10652 | 0.10652 | 5.3686e-05 | 1.0396e-06 | 0 | 0.10657 | 0 | Version 2026.2
Concrete (in-situ) | Concrete, 50 MPa | >40 MPa to ≤50 MPa | Concrete (in-situ), 50MPa Bluestar concrete (Gunlake Concrete NSW Pty Ltd) (Australia) | Concrete_50MPa | Concrete_50MPa | 2026-03-20 | 2031-03-19 | Australia | EPD-IES-0028034:001 |  | EPD Australasia |  | m³ | 2343 |  |  |  | 400 | 400 | 0.168 | 0.00379 | 0 | 400.1718 | 0 | 0.17072 | 0.17072 | 7.1703e-05 | 1.6176e-06 | 0 | 0.17079 | 0 | Version 2026.2
Concrete (in-situ) | Concrete, 40 MPa | >32 MPa to ≤40 MPa | Concrete (in-situ), 40MPa 22@4 Bluestar concrete (Gunlake Concrete NSW Pty Ltd) (Australia) | Concrete_40MPa | Concrete_40MPa | 2026-03-20 | 2031-03-19 | Australia | EPD-IES-0028035:001 |  | EPD Australasia |  | m³ | 2367 |  |  |  | 348 | 348 | 0.157 | 0.00328 | 0 | 348.1603 | 0 | 0.14702 | 0.14702 | 6.6329e-05 | 1.3857e-06 | 0 | 0.14709 | 0 | Version 2026.2
Concrete (in-situ) | Concrete, 20 MPa | >10 MPa to ≤20 MPa | Concrete (in-situ), 20MPa Bluestar Plus concrete (Gunlake Concrete NSW Pty Ltd) (Australia) | Concrete_20MPa | Concrete_20MPa | 2026-03-20 | 2031-03-19 | Australia | EPD-IES-0028036:001 |  | EPD Australasia |  | m³ | 2349 |  |  |  | 187 | 187 | 0.114 | 0.00179 | 0 | 187.1158 | 0 | 0.079608 | 0.079608 | 4.8531e-05 | 7.6203e-07 | 0 | 0.079658 | 0 | Version 2026.2
Concrete (in-situ) | Concrete, 40 MPa | >32 MPa to ≤40 MPa | Concrete (in-situ), 40MPa Bluestar Plus concrete (Gunlake Concrete NSW Pty Ltd) (Australia) | Concrete_40MPa | Concrete_40MPa | 2026-03-20 | 2031-03-19 | Australia | EPD-IES-0028039:001 |  | EPD Australasia |  | m³ | 2280 |  |  |  | 245 | 245 | 0.133 | 0.00229 | 0 | 245.1353 | 0 | 0.10746 | 0.10746 | 5.8333e-05 | 1.0044e-06 | 0 | 0.10752 | 0 | Version 2026.2
Concrete (in-situ) | Concrete, 50 MPa | >40 MPa to ≤50 MPa | Concrete (in-situ), 50MPa 32@4 Bluestar Plus concrete (Gunlake Concrete NSW Pty Ltd) (Australia) | Concrete_50MPa | Concrete_50MPa | 2026-03-20 | 2031-03-19 | Australia | EPD-IES-0028042:001 |  | EPD Australasia |  | m³ | 2368 |  |  |  | 332 | 332 | 0.163 | 0.00298 | 0 | 332.166 | 0 | 0.1402 | 0.1402 | 6.8834e-05 | 1.2584e-06 | 0 | 0.14027 | 0 | Version 2026.2
Concrete (in-situ) | Concrete, 40 MPa | >32 MPa to ≤40 MPa | Concrete (in-situ), 40MPa Bluestar Plus Burnished concrete (Gunlake Concrete NSW Pty Ltd) (Australia) | Concrete_40MPa | Concrete_40MPa | 2026-03-20 | 2031-03-19 | Australia | EPD-IES-0028044:001 |  | EPD Australasia |  | m³ | 2376 |  |  |  | 296 | 296 | 0.17 | 0.00311 | 0 | 296.1731 | 0 | 0.12458 | 0.12458 | 7.1549e-05 | 1.3089e-06 | 0 | 0.12465 | 0 | Version 2026.2
Concrete (in-situ) | Concrete, 20 MPa | >10 MPa to ≤20 MPa | Concrete (in-situ), 20MPa GP/FA/GGBFS Verticals concrete (Gunlake Concrete NSW Pty Ltd) (Australia) | Concrete_20MPa | Concrete_20MPa | 2026-03-20 | 2031-03-19 | Australia | EPD-IES-0028046:001 |  | EPD Australasia |  | m³ | 2289 |  |  |  | 209 | 209 | 0.13 | 0.00219 | 0 | 209.1322 | 0 | 0.091306 | 0.091306 | 5.6793e-05 | 9.5675e-07 | 0 | 0.091364 | 0 | Version 2026.2
Concrete (in-situ) | Concrete, 50 MPa | >40 MPa to ≤50 MPa | Concrete (in-situ), 50MPa GP/FA/GGBFS Verticals concrete (Gunlake Concrete NSW Pty Ltd) (Australia) | Concrete_50MPa | Concrete_50MPa | 2026-03-20 | 2031-03-19 | Australia | EPD-IES-0028050:001 |  | EPD Australasia |  | m³ | 2295 |  |  |  | 331 | 331 | 0.168 | 0.00324 | 0 | 331.1712 | 0 | 0.14423 | 0.14423 | 7.3203e-05 | 1.4118e-06 | 0 | 0.1443 | 0 | Version 2026.2
Timber & engineered woods | LVL | LVL | Timber & engineered woods, Wesbeam I-joist (Wesbeam Pty Ltd) (Australia) | Eng_Timber_LVL | Eng_Timber_LVL | 2026-03-24 | 2031-03-23 | Australia | EPD-IES-0026514:001 |  | EPD Australasia |  | m³ | 638 |  |  |  | -588 | 396 | -984 | 0.156 | 1023 | 435.156 | 1023 | -0.92163 | 0.62069 | -1.5423 | 0.00024451 | 1.6034 | 0.68206 | 1.6034 | Version 2026.2
Masonry | Masonry (Concrete bricks) | Concrete block (exc. core fill or reinforcing) | Masonry (Concrete bricks), Baines Masonry All Products (Baines Masonry Pty Ltd) (Australia) | Concrete_bricks | Concrete_bricks | 2025-10-14 | 2030-10-14 | Australia |  |  | Rebuilt |  | tonne |  |  |  |  | 144.21 | 160.02 | -15.86 | 0.06 | 15.9 | 160.12 | 15.9 | 0.14421 | 0.16002 | -0.01586 | 6e-05 | 0.0159 | 0.16012 | 0.0159 | Version 2026.2
Masonry | Masonry (Concrete bricks) | Concrete block (exc. core fill or reinforcing) | Masonry (Concrete bricks), Bricks, Blocks, Pavers, Retaining Walls (Cowra Concrete Products Pty Ltd) (Australia) | Concrete_bricks | Concrete_bricks | 2025-10-16 | 2030-10-16 | Australia |  |  | Rebuilt |  | tonne |  |  |  |  | 203.42 | 203.43 | -0.14 | 0.14 | 1.04 | 204.47 | 1.04 | 0.20342 | 0.20343 | -0.00014 | 0.00014 | 0.00104 | 0.20447 | 0.00104 | Version 2026.2
Masonry | Masonry (Concrete bricks) | Concrete block (exc. core fill or reinforcing) | Masonry (Concrete bricks), Hazelmere Masonry Pavers- Average (Midland Brick) (Australia) | Concrete_bricks | Concrete_bricks | 2026-01-29 | 2031-01-29 | Australia |  |  | Rebuilt |  | tonne |  |  |  |  | 174.7 | 172.93 | 1.67 | 0.1 | 0.32 | 175.02 | 0.32 | 0.1747 | 0.17293 | 0.00167 | 0.0001 | 0.00032 | 0.17502 | 0.00032 | Version 2026.2
Masonry | Masonry (Concrete bricks) | Concrete block (exc. core fill or reinforcing) | Masonry (Concrete bricks), Natural Grey Products (Island Block & Paving) (Australia) | Concrete_bricks | Concrete_bricks | 2025-12-11 | 2030-12-11 | Australia |  |  | Rebuilt |  | tonne |  |  |  |  | 103.25 | 104.15 | -0.9 | 0.01 | 0.94 | 104.2 | 0.94 | 0.10325 | 0.10415 | -0.0009 | 1e-05 | 0.00094 | 0.1042 | 0.00094 | Version 2026.2
Clay brick | Clay brick | Clay bricks | Clay brick, Emperor Brick (Krause) (Australia) | Clay_bricks | Clay_bricks | 2025-08-22 | 2030-08-22 | Australia |  |  | Rebuilt |  | tonne |  |  |  |  | 318.08 | 343.67 | -25.61 | 0.03 | 25.8 | 343.89 | 25.8 | 0.31808 | 0.34367 | -0.02561 | 3e-05 | 0.0258 | 0.34389 | 0.0258 | Version 2026.2
Clay brick | Clay brick | Clay bricks | Clay brick, Bricks and Pavers (Littlehampton Clay Bricks and Pavers Pty Ltd) (Australia) | Clay_bricks | Clay_bricks | 2025-10-14 | 2030-10-14 | Australia |  |  | Rebuilt |  | tonne |  |  |  |  | 36.36 | 38.41 | -2.05 | 0.01 | 2.04 | 38.42 | 2.04 | 0.03636 | 0.03841 | -0.00205 | 1e-05 | 0.00204 | 0.03842 | 0.00204 | Version 2026.2
Masonry | Masonry (Concrete bricks) | Concrete block (exc. core fill or reinforcing) | Masonry (Concrete bricks), Lutyens bricks (Natural Brick Co Pty Ltd) (Australia) | Concrete_bricks | Concrete_bricks | 2025-10-13 | 2030-10-13 | Australia |  |  | Rebuilt |  | tonne |  |  |  |  | 170.36 | 283.88 | -113.55 | 0.03 | 113.57 | 283.93 | 113.57 | 0.17036 | 0.28388 | -0.11355 | 3e-05 | 0.11357 | 0.28393 | 0.11357 | Version 2026.2
Masonry | Masonry (Concrete bricks) | Concrete block (exc. core fill or reinforcing) | Masonry (Concrete bricks), 20.42UNV 390x190x190 Structural Masonry Block (National Masonry Pty Ltd) (Australia) | Concrete_bricks | Concrete_bricks | 2025-10-16 | 2026-10-16 | Australia |  |  | Rebuilt |  | tonne |  |  |  |  | 105.41 | 145.04 | -39.66 | 0.04 | 39.71 | 145.13 | 39.71 | 0.10541 | 0.14504 | -0.03966 | 4e-05 | 0.03971 | 0.14513 | 0.03971 | Version 2026.2
Clay brick | Clay brick | Clay bricks | Clay brick, Rebellion Red Clay Brick (Selkirk) (Australia) | Clay_bricks | Clay_bricks | 2025-10-16 | 2026-10-16 | Australia |  |  | Rebuilt |  | tonne |  |  |  |  | 196.81 | 196.8 | -0.01 | 0.02 | 0 | 196.82 | 0 | 0.19681 | 0.1968 | -1e-05 | 2e-05 | 0 | 0.19682 | 0 | Version 2026.2
Concrete (in-situ) | Concrete, 32 MPa | >25 MPa to ≤32 MPa | Concrete (in-situ), Envirocrete® 40% 32MPa (Boral) (Australia) | Concrete_32MPa | Concrete_32MPa | 2026-01-30 | 2031-01-29 | Australia | HUB-5212 |  | EPD HUB |  | m³ | 2400 |  |  |  | 192 | 192 | 0.135 | 0.0125 | 0 | 192.1475 | 0 | 0.08 | 0.08 | 5.625e-05 | 5.2083e-06 | 0 | 0.080061 | 0 | Version 2026.2
Concrete (in-situ) | Concrete, 25 MPa | >20 MPa to ≤25 MPa | Concrete (in-situ), Envirocrete 25MPa 20mm (Boral) (Australia) | Concrete_25MPa | Concrete_25MPa | 2026-02-11 | 2031-02-10 | Australia | HUB-5335 |  | EPD HUB |  | m³ | 2400 |  |  |  | 240 | 240 | 0.121 | 0.0288 | 0 | 240.1498 | 0 | 0.1 | 0.1 | 5.0417e-05 | 1.2e-05 | 0 | 0.10006 | 0 | Version 2026.2
Concrete (in-situ) | Concrete, 10 MPa | ≤10 MPa | Concrete (in-situ), Envirocrete High slump 10MPa (Adelaide) (Boral) (Australia) | Concrete_10MPa | Concrete_10MPa | 2026-06-15 | 2031-06-14 | Australia | HUB-6667 |  | EPD HUB |  | m³ | 2400 |  |  |  | 100 | 100 | 0.0341 | 0.0144 | 0 | 100.0485 | 0 | 0.041667 | 0.041667 | 1.4208e-05 | 6e-06 | 0 | 0.041687 | 0 | Version 2026.2
Concrete (in-situ) | Concrete, 40 MPa | >32 MPa to ≤40 MPa | Concrete (in-situ), S40 Envisia concrete (Boral Limited) (Australia) | Concrete_40MPa | Concrete_40MPa | 2026-04-17 | 2031-04-16 | Australia | HUB-6068 |  | EPD HUB |  | m³ | 2400 |  |  |  | 241 | 241 | 0.13 | 0.0477 | 0 | 241.1777 | 0 | 0.10042 | 0.10042 | 5.4167e-05 | 1.9875e-05 | 0 | 0.10049 | 0 | Version 2026.2
Concrete (in-situ) | Concrete, 32 MPa | >25 MPa to ≤32 MPa | Concrete (in-situ), Envirocrete® 30% 32MPa (Boral Limited) (Australia) | Concrete_32MPa | Concrete_32MPa | 2026-03-10 | 2031-03-09 | Australia | HUB-5457 |  | EPD HUB |  | m³ | 2400 |  |  |  | 194 | 194 | 0.0938 | 0.0141 | 0 | 194.1079 | 0 | 0.080833 | 0.080833 | 3.9083e-05 | 5.875e-06 | 0 | 0.080878 | 0 | Version 2026.2
Concrete (in-situ) | Concrete, 32 MPa | >25 MPa to ≤32 MPa | Concrete (in-situ), Envirocrete 32MPa 20mm (Boral Limited) (Australia) | Concrete_32MPa | Concrete_32MPa | 2026-02-11 | 2031-02-10 | Australia | HUB-5336 |  | EPD HUB |  | m³ | 2400 |  |  |  | 253 | 253 | 0.127 | 0.0299 | 0 | 253.1569 | 0 | 0.10542 | 0.10542 | 5.2917e-05 | 1.2458e-05 | 0 | 0.10548 | 0 | Version 2026.2
Concrete (in-situ) | Concrete, 32 MPa | >25 MPa to ≤32 MPa | Concrete (in-situ), S32 tremie Envisia concrete (Boral Limited) (Australia) | Concrete_32MPa | Concrete_32MPa | 2026-04-17 | 2031-04-16 | Australia | HUB-6070 |  | EPD HUB |  | m³ | 2400 |  |  |  | 191 | 191 | 0.102 | 0.041 | 0 | 191.143 | 0 | 0.079583 | 0.079583 | 4.25e-05 | 1.7083e-05 | 0 | 0.079643 | 0 | Version 2026.2
Concrete (in-situ) | Concrete, 40 MPa | >32 MPa to ≤40 MPa | Concrete (in-situ), 40MPa 20mm Enviro 50% SCM 100SL conc (Boral Limited) (Australia) | Concrete_40MPa | Concrete_40MPa | 2026-02-26 | 2031-02-25 | Australia | HUB-5555 |  | EPD HUB |  | m³ | 2400 |  |  |  | 220 | 220 | 0.0926 | 0.074 | 0 | 220.1666 | 0 | 0.091667 | 0.091667 | 3.8583e-05 | 3.0833e-05 | 0 | 0.091736 | 0 | Version 2026.2
Concrete (in-situ) | Concrete, 40 MPa | >32 MPa to ≤40 MPa | Concrete (in-situ), S40 Envisia post tensioned (Boral Limited) (Australia) | Concrete_40MPa | Concrete_40MPa | 2026-05-20 | 2031-05-19 | Australia | HUB-6393 |  | EPD HUB |  | m³ | 2400 |  |  |  | 253 | 253 | 0.153 | 0.0362 | 0 | 253.1892 | 0 | 0.10542 | 0.10542 | 6.375e-05 | 1.5083e-05 | 0 | 0.1055 | 0 | Version 2026.2
Concrete (in-situ) | Concrete, 32 MPa | >25 MPa to ≤32 MPa | Concrete (in-situ), Envirocrete® 30% 32MPa (Boral Limited) (Australia) | Concrete_32MPa | Concrete_32MPa | 2026-02-20 | 2031-02-19 | Australia | HUB-5452 |  | EPD HUB |  | m³ | 2400 |  |  |  | 265 | 265 | 0.169 | 0.0663 | 0 | 265.2353 | 0 | 0.11042 | 0.11042 | 7.0417e-05 | 2.7625e-05 | 0 | 0.11051 | 0 | Version 2026.2
Concrete (in-situ) | Concrete, 40 MPa | >32 MPa to ≤40 MPa | Concrete (in-situ), 40MPa 14mm post tension concrete 100SL (Boral Limited) (Australia) | Concrete_40MPa | Concrete_40MPa | 2026-02-27 | 2031-02-26 | Australia | HUB-5573 |  | EPD HUB |  | m³ | 2400 |  |  |  | 326 | 326 | 0.0911 | 0.0635 | 0 | 326.1546 | 0 | 0.13583 | 0.13583 | 3.7958e-05 | 2.6458e-05 | 0 | 0.1359 | 0 | Version 2026.2
Concrete (in-situ) | Concrete, 32 MPa | >25 MPa to ≤32 MPa | Concrete (in-situ), Envirocrete® 40% 32MPa (Boral Limited) (Australia) | Concrete_32MPa | Concrete_32MPa | 2026-01-30 | 2031-01-29 | Australia | HUB-5210 |  | EPD HUB |  | m³ | 2400 |  |  |  | 275 | 274 | 0.156 | 0.0133 | 0 | 274.1693 | 0 | 0.11458 | 0.11417 | 6.5e-05 | 5.5417e-06 | 0 | 0.11424 | 0 | Version 2026.2
Concrete (in-situ) | Concrete, 40 MPa | >32 MPa to ≤40 MPa | Concrete (in-situ), 40MPa 14mm post tension concrete 120SL (Boral Limited) (Australia) | Concrete_40MPa | Concrete_40MPa | 2026-02-27 | 2031-02-26 | Australia | HUB-5574 |  | EPD HUB |  | m³ | 2400 |  |  |  | 326 | 326 | 0.093 | 0.0645 | 0 | 326.1575 | 0 | 0.13583 | 0.13583 | 3.875e-05 | 2.6875e-05 | 0 | 0.1359 | 0 | Version 2026.2
Concrete (in-situ) | Concrete, 40 MPa | >32 MPa to ≤40 MPa | Concrete (in-situ), Western Harbour Tunnel - stage 2 B80 40MPA B2 HWC (Boral Limited) (Australia) | Concrete_40MPa | Concrete_40MPa | 2026-05-28 | 2031-05-28 | Australia | HUB-6482 |  | EPD HUB |  | m³ | 2400 |  |  |  | 230 | 230 | 0.175 | 0.0836 | 0 | 230.2586 | 0 | 0.095833 | 0.095833 | 7.2917e-05 | 3.4833e-05 | 0 | 0.095941 | 0 | Version 2026.2
Concrete (in-situ) |  | Not used | Concrete (in-situ), Mix B.8 50/50 emu 1.5KG PF Nil SF (Boral Limited) (Australia) |  |  | 2025-03-28 | 2028-03-27 | Australia | HUB-5334 |  | EPD HUB |  | m³ | 2400 |  |  |  | 270 | 270 | -0.372 | 0.0331 | 0 | 270.0331 | 0 | 0.1125 | 0.1125 | -0.000155 | 1.3792e-05 | 0 | 0.11251 | 0 | Version 2026.2
Concrete (in-situ) | Concrete, 50 MPa | >40 MPa to ≤50 MPa | Concrete (in-situ), 50MPa high work concrete 650SPR (Boral Limited) (Australia) | Concrete_50MPa | Concrete_50MPa | 2026-02-27 | 2031-02-26 | Australia | HUB-5571 |  | EPD HUB |  | m³ | 2400 |  |  |  | 281 | 281 | 0.0452 | 0.111 | 0 | 281.1562 | 0 | 0.11708 | 0.11708 | 1.8833e-05 | 4.625e-05 | 0 | 0.11715 | 0 | Version 2026.2
Concrete (in-situ) | Concrete, 40 MPa | >32 MPa to ≤40 MPa | Concrete (in-situ), S40 Envisia tremie (Boral Limited) (Australia) | Concrete_40MPa | Concrete_40MPa | 2026-05-07 | 2031-05-06 | Australia | HUB-6213 |  | EPD HUB |  | m³ | 2400 |  |  |  | 218 | 218 | 0.0827 | 0.0291 | 0 | 218.1118 | 0 | 0.090833 | 0.090833 | 3.4458e-05 | 1.2125e-05 | 0 | 0.09088 | 0 | Version 2026.2
Concrete (in-situ) | Concrete, 32 MPa | >25 MPa to ≤32 MPa | Concrete (in-situ), Envirocrete® 40% 32mpa (Boral Limited) (Australia) | Concrete_32MPa | Concrete_32MPa | 2026-02-04 | 2031-02-03 | Australia | HUB-5261 |  | EPD HUB |  | m³ | 2400 |  |  |  | 246 | 246 | 0.105 | 0.0213 | 0 | 246.1263 | 0 | 0.1025 | 0.1025 | 4.375e-05 | 8.875e-06 | 0 | 0.10255 | 0 | Version 2026.2
Concrete (in-situ) | Concrete, 32 MPa | >25 MPa to ≤32 MPa | Concrete (in-situ), Envirocrete® 40% 32MPa (Boral Limited) (Australia) | Concrete_32MPa | Concrete_32MPa | 2025-11-03 | 2030-11-02 | Australia | HUB-4304 |  | EPD HUB |  | m³ | 2390 |  |  |  | 246 | 246 | 0.215 | 0.0353 | 0 | 246.2503 | 0 | 0.10293 | 0.10293 | 8.9958e-05 | 1.477e-05 | 0 | 0.10303 | 0 | Version 2026.2
Concrete (in-situ) | Concrete, 32 MPa | >25 MPa to ≤32 MPa | Concrete (in-situ), Envisia 32MPa (Boral Limited) (Australia) | Concrete_32MPa | Concrete_32MPa | 2026-02-02 | 2031-02-01 | Australia | HUB-5219 |  | EPD HUB |  | m³ | 2400 |  |  |  | 241 | 240 | 0.154 | 0.0831 | 0 | 240.2371 | 0 | 0.10042 | 0.1 | 6.4167e-05 | 3.4625e-05 | 0 | 0.1001 | 0 | Version 2026.2
Concrete (in-situ) | Concrete, 32 MPa | >25 MPa to ≤32 MPa | Concrete (in-situ), Envirocrete® 30% 32MPa (Boral Limited) (Australia) | Concrete_32MPa | Concrete_32MPa | 2026-02-20 | 2031-02-19 | Australia | HUB-5454 |  | EPD HUB |  | m³ | 2400 |  |  |  | 260 | 260 | 0.139 | 0.0351 | 0 | 260.1741 | 0 | 0.10833 | 0.10833 | 5.7917e-05 | 1.4625e-05 | 0 | 0.10841 | 0 | Version 2026.2
Concrete (in-situ) |  | >65 MPa to ≤80 MPa | Concrete (in-situ), Tremie late age 70MPa 10mm spread 620mm C2 (Boral Limited) (Australia) | Concrete_80MPa | Concrete_80MPa | 2026-02-20 | 2031-02-19 | Australia | HUB-5459 |  | EPD HUB |  | m³ | 2400 |  |  |  | 312 | 312 | 0.168 | 0.164 | 0 | 312.332 | 0 | 0.13 | 0.13 | 7e-05 | 6.8333e-05 | 0 | 0.13014 | 0 | Version 2026.2
Concrete (in-situ) | Concrete, 40 MPa | >32 MPa to ≤40 MPa | Concrete (in-situ), 40MPa high work concrete 650SPR (Boral Limited) (Australia) | Concrete_40MPa | Concrete_40MPa | 2026-02-27 | 2031-02-26 | Australia | HUB-5572 |  | EPD HUB |  | m³ | 2400 |  |  |  | 266 | 266 | 0.047 | 0.107 | 0 | 266.154 | 0 | 0.11083 | 0.11083 | 1.9583e-05 | 4.4583e-05 | 0 | 0.1109 | 0 | Version 2026.2
Concrete (in-situ) | Concrete, 40 MPa | >32 MPa to ≤40 MPa | Concrete (in-situ), Western Harbour Tunnel - Stage 2 B80 40MPA B2 20MM pump (Boral Limited) (Australia) | Concrete_40MPa | Concrete_40MPa | 2026-05-28 | 2031-05-28 | Australia | HUB-6483 |  | EPD HUB |  | m³ | 2400 |  |  |  | 233 | 232 | 0.171 | 0.0711 | 0 | 232.2421 | 0 | 0.097083 | 0.096667 | 7.125e-05 | 2.9625e-05 | 0 | 0.096768 | 0 | Version 2026.2
Concrete (in-situ) | Concrete, 80 MPa | >65 MPa to ≤80 MPa | Concrete (in-situ), 80MPa high work concrete 650SPR (Boral Limited) (Australia) | Concrete_80MPa | Concrete_80MPa | 2026-02-27 | 2031-02-26 | Australia | HUB-5569 |  | EPD HUB |  | m³ | 2400 |  |  |  | 355 | 355 | 0.0539 | 0.158 | 0 | 355.2119 | 0 | 0.14792 | 0.14792 | 2.2458e-05 | 6.5833e-05 | 0 | 0.148 | 0 | Version 2026.2
Concrete (in-situ) | Concrete, 25 MPa | >20 MPa to ≤25 MPa | Concrete (in-situ), Water authority 25MPa 20mm (Boral Limited) (Australia) | Concrete_25MPa | Concrete_25MPa | 2026-02-11 | 2031-02-10 | Australia | HUB-5333 |  | EPD HUB |  | m³ | 2400 |  |  |  | 179 | 179 | 0.13 | 0.0546 | 0 | 179.1846 | 0 | 0.074583 | 0.074583 | 5.4167e-05 | 2.275e-05 | 0 | 0.07466 | 0 | Version 2026.2
Concrete (in-situ) | Concrete, 60 MPa | >50 MPa to ≤65 MPa | Concrete (in-situ), Tremie 60MPa 10mm spread 620mm C2 (Boral Limited) (Australia) | Concrete_65MPa | Concrete_65MPa | 2026-02-20 | 2031-02-19 | Australia | HUB-5458 |  | EPD HUB |  | m³ | 2400 |  |  |  | 311 | 310 | 0.179 | 0.164 | 0 | 310.343 | 0 | 0.12958 | 0.12917 | 7.4583e-05 | 6.8333e-05 | 0 | 0.12931 | 0 | Version 2026.2
Concrete (in-situ) | Concrete, 32 MPa | >25 MPa to ≤32 MPa | Concrete (in-situ), Envirocrete® 30% 32MPa (Boral Limited) (Australia) | Concrete_32MPa | Concrete_32MPa | 2026-02-20 | 2031-02-19 | Australia | HUB-5453 |  | EPD HUB |  | m³ | 2400 |  |  |  | 307 | 307 | 0.162 | 0.0168 | 0 | 307.1788 | 0 | 0.12792 | 0.12792 | 6.75e-05 | 7e-06 | 0 | 0.12799 | 0 | Version 2026.2
Concrete (in-situ) | Concrete, 32 MPa | >25 MPa to ≤32 MPa | Concrete (in-situ), Envirocrete® 40% 32MPa (Boral Limited) (Australia) | Concrete_32MPa | Concrete_32MPa | 2025-12-10 | 2030-12-09 | Australia | HUB-4645 |  | EPD HUB |  | m³ | 2400 |  |  |  | 223 | 222 | 0.194 | 0.0927 | 0 | 222.2867 | 0 | 0.092917 | 0.0925 | 8.0833e-05 | 3.8625e-05 | 0 | 0.092619 | 0 | Version 2026.2
Concrete (in-situ) | Concrete, 15 MPa | >10 MPa to ≤20 MPa | Concrete (in-situ), Envirocrete® 15MPa 20mm (Boral Limited) (Australia) | Concrete_20MPa | Concrete_20MPa | 2026-02-11 | 2031-02-10 | Australia | HUB-5330 |  | EPD HUB |  | m³ | 2400 |  |  |  | 146 | 146 | 0.118 | 0.073 | 0 | 146.191 | 0 | 0.060833 | 0.060833 | 4.9167e-05 | 3.0417e-05 | 0 | 0.060913 | 0 | Version 2026.2
Concrete (in-situ) | Concrete, 32 MPa | >25 MPa to ≤32 MPa | Concrete (in-situ), 32MPa 20mm Enviro 50% SCM 100SL conc (Boral Limited) (Australia) | Concrete_32MPa | Concrete_32MPa | 2026-02-26 | 2031-02-25 | Australia | HUB-5542 |  | EPD HUB |  | m³ | 2400 |  |  |  | 185 | 185 | 0.159 | 0.026 | 0 | 185.185 | 0 | 0.077083 | 0.077083 | 6.625e-05 | 1.0833e-05 | 0 | 0.07716 | 0 | Version 2026.2
Concrete (in-situ) | Concrete, 40 MPa | >32 MPa to ≤40 MPa | Concrete (in-situ), Tremie 40MPa 10mm (Boral Limited) (Australia) | Concrete_40MPa | Concrete_40MPa | 2026-05-27 | 2031-05-26 | Australia | HUB-6476 |  | EPD HUB |  | m³ | 2400 |  |  |  | 243 | 243 | 0.173 | 0.105 | 0 | 243.278 | 0 | 0.10125 | 0.10125 | 7.2083e-05 | 4.375e-05 | 0 | 0.10137 | 0 | Version 2026.2
Concrete (in-situ) | Concrete, 20 MPa | >10 MPa to ≤20 MPa | Concrete (in-situ), Water authority 20MPa 20mm (Boral Limited) (Australia) | Concrete_20MPa | Concrete_20MPa | 2026-02-11 | 2031-02-10 | Australia | HUB-5332 |  | EPD HUB |  | m³ | 2400 |  |  |  | 175 | 175 | 0.131 | 0.0534 | 0 | 175.1844 | 0 | 0.072917 | 0.072917 | 5.4583e-05 | 2.225e-05 | 0 | 0.072994 | 0 | Version 2026.2
Concrete (in-situ) | Concrete, 25 MPa | >20 MPa to ≤25 MPa | Concrete (in-situ), S25 Envisia concrete (Boral Limited) (Australia) | Concrete_25MPa | Concrete_25MPa | 2026-05-05 | 2031-05-04 | Australia | HUB-6193 |  | EPD HUB |  | m³ | 2400 |  |  |  | 168 | 168 | 0.0711 | 0.024 | 0 | 168.0951 | 0 | 0.07 | 0.07 | 2.9625e-05 | 1e-05 | 0 | 0.07004 | 0 | Version 2026.2
Concrete (in-situ) | Concrete, 32 MPa | >25 MPa to ≤32 MPa | Concrete (in-situ), Kerb Hand 32MPa 10mm (Boral Limited) (Australia) | Concrete_32MPa | Concrete_32MPa | 2026-02-11 | 2031-02-10 | Australia | HUB-5331 |  | EPD HUB |  | m³ | 2400 |  |  |  | 265 | 264 | 0.15 | 0.0636 | 0 | 264.2136 | 0 | 0.11042 | 0.11 | 6.25e-05 | 2.65e-05 | 0 | 0.11009 | 0 | Version 2026.2
Concrete (in-situ) | Concrete, 32 MPa | >25 MPa to ≤32 MPa | Concrete (in-situ), S32 Envisia concrete (Boral Limited) (Australia) | Concrete_32MPa | Concrete_32MPa | 2026-04-17 | 2031-04-16 | Australia | HUB-6069 |  | EPD HUB |  | m³ | 2400 |  |  |  | 189 | 189 | 0.102 | 0.0416 | 0 | 189.1436 | 0 | 0.07875 | 0.07875 | 4.25e-05 | 1.7333e-05 | 0 | 0.07881 | 0 | Version 2026.2
Concrete (in-situ) | Concrete, 32 MPa | >25 MPa to ≤32 MPa | Concrete (in-situ), Envirocrete 32MPa R53 (Boral Limited) (Australia) | Concrete_32MPa | Concrete_32MPa | 2026-05-28 | 2031-05-28 | Australia | HUB-6484 |  | EPD HUB |  | m³ | 2400 |  |  |  | 203 | 203 | 0.154 | 0.0532 | 0 | 203.2072 | 0 | 0.084583 | 0.084583 | 6.4167e-05 | 2.2167e-05 | 0 | 0.08467 | 0 | Version 2026.2
Concrete (in-situ) | Concrete, 40 MPa | >32 MPa to ≤40 MPa | Concrete (in-situ), 40 MPa high performance concrete (Boral Limited) (Australia) | Concrete_40MPa | Concrete_40MPa | 2026-03-27 | 2031-03-26 | Australia | HUB-5882 |  | EPD HUB |  | m³ | 2400 |  |  |  | 297 | 297 | 0.0247 | 0.048 | 0 | 297.0727 | 0 | 0.12375 | 0.12375 | 1.0292e-05 | 2e-05 | 0 | 0.12378 | 0 | Version 2026.2
Concrete (in-situ) |  | Not used | Concrete (in-situ), Mix B.8 50/50 EMU 1.5KG PF 30KG SF (Boral Limited) (Australia) |  |  | 2026-02-20 | 2031-02-19 | Australia | HUB-5456 |  | EPD HUB |  | m³ | 2400 |  |  |  | 318 | 319 | -1.13 | 0.0609 | 0 | 319.0609 | 0 | 0.1325 | 0.13292 | -0.00047083 | 2.5375e-05 | 0 | 0.13294 | 0 | Version 2026.2
Concrete (in-situ) | Concrete, 65 MPa | >50 MPa to ≤65 MPa | Concrete (in-situ), 65MPa tremie (Boral Limited) (Australia) | Concrete_65MPa | Concrete_65MPa | 2026-06-01 | 2031-06-01 | Australia | HUB-6548 |  | EPD HUB |  | m³ | 2400 |  |  |  | 351 | 351 | 0.223 | 0.139 | 0 | 351.362 | 0 | 0.14625 | 0.14625 | 9.2917e-05 | 5.7917e-05 | 0 | 0.1464 | 0 | Version 2026.2
Concrete (in-situ) | Concrete, 50 MPa | >40 MPa to ≤50 MPa | Concrete (in-situ), 50MPa 20mm Enviro 50% SCM 100SL conc (Boral Limited) (Australia) | Concrete_50MPa | Concrete_50MPa | 2026-02-27 | 2031-02-26 | Australia | HUB-5556 |  | EPD HUB |  | m³ | 2400 |  |  |  | 268 | 268 | 0.108 | 0.0918 | 0 | 268.1998 | 0 | 0.11167 | 0.11167 | 4.5e-05 | 3.825e-05 | 0 | 0.11175 | 0 | Version 2026.2
Concrete (in-situ) | Concrete, 32 MPa | >25 MPa to ≤32 MPa | Concrete (in-situ), Envirocrete® 30% 32MPa (Boral Limited) (Australia) | Concrete_32MPa | Concrete_32MPa | 2026-02-20 | 2031-02-19 | Australia | HUB-5451 |  | EPD HUB |  | m³ | 2400 |  |  |  | 288 | 288 | 0.173 | 0.104 | 0 | 288.277 | 0 | 0.12 | 0.12 | 7.2083e-05 | 4.3333e-05 | 0 | 0.12012 | 0 | Version 2026.2
Concrete (in-situ) | Concrete, 50 MPa | >40 MPa to ≤50 MPa | Concrete (in-situ), B80 SYD metro spec S50 20mm B1 EXP (Boral Limited) (Australia) | Concrete_50MPa | Concrete_50MPa | 2026-02-11 | 2031-02-10 | Australia | HUB-5329 |  | EPD HUB |  | m³ | 2400 |  |  |  | 281 | 280 | 0.195 | 0.0703 | 0 | 280.2653 | 0 | 0.11708 | 0.11667 | 8.125e-05 | 2.9292e-05 | 0 | 0.11678 | 0 | Version 2026.2
Concrete (in-situ) | Concrete, 32 MPa | >25 MPa to ≤32 MPa | Concrete (in-situ), Envirocrete® 30% 32MPa (Boral Limited) (Australia) | Concrete_32MPa | Concrete_32MPa | 2026-02-20 | 2031-02-19 | Australia | HUB-5455 |  | EPD HUB |  | m³ | 2400 |  |  |  | 307 | 307 | 0.155 | 0.0155 | 0 | 307.1705 | 0 | 0.12792 | 0.12792 | 6.4583e-05 | 6.4583e-06 | 0 | 0.12799 | 0 | Version 2026.2
Concrete (in-situ) | Concrete, 32 MPa | >25 MPa to ≤32 MPa | Concrete (in-situ), 32 MPa low shrinkage concrete (Boral Limited) (Australia) | Concrete_32MPa | Concrete_32MPa | 2026-03-27 | 2031-03-26 | Australia | HUB-5881 |  | EPD HUB |  | m³ | 2400 |  |  |  | 273 | 273 | 0.0427 | 0.0406 | 0 | 273.0833 | 0 | 0.11375 | 0.11375 | 1.7792e-05 | 1.6917e-05 | 0 | 0.11378 | 0 | Version 2026.2
Concrete (in-situ) | Concrete, 32 MPa | >25 MPa to ≤32 MPa | Concrete (in-situ), Envirocrete® 40% 32MPa (Boral Limited) (Australia) | Concrete_32MPa | Concrete_32MPa | 2025-12-10 | 2030-12-09 | Australia | HUB-4646 |  | EPD HUB |  | m³ | 2400 |  |  |  | 243 | 242 | 0.349 | 0.137 | 0 | 242.486 | 0 | 0.10125 | 0.10083 | 0.00014542 | 5.7083e-05 | 0 | 0.10104 | 0 | Version 2026.2
Concrete (in-situ) | Concrete, 40 MPa | >32 MPa to ≤40 MPa | Concrete (in-situ), 40 MPa post tensioned concrete SCM mix (Boral Limited) (Australia) | Concrete_40MPa | Concrete_40MPa | 2026-03-24 | 2031-03-23 | Australia | HUB-5826 |  | EPD HUB |  | m³ | 2400 |  |  |  | 274 | 274 | 0.0708 | 0.0604 | 0 | 274.1312 | 0 | 0.11417 | 0.11417 | 2.95e-05 | 2.5167e-05 | 0 | 0.11422 | 0 | Version 2026.2
Concrete (in-situ) | Concrete, 32 MPa | >25 MPa to ≤32 MPa | Concrete (in-situ), S32 Envisia post tensioned (Boral Limited) (Australia) | Concrete_32MPa | Concrete_32MPa | 2026-05-20 | 2031-05-19 | Australia | HUB-6392 |  | EPD HUB |  | m³ | 2400 |  |  |  | 241 | 241 | 0.151 | 0.0342 | 0 | 241.1852 | 0 | 0.10042 | 0.10042 | 6.2917e-05 | 1.425e-05 | 0 | 0.10049 | 0 | Version 2026.2
Concrete (in-situ) | Concrete, 65 MPa | >50 MPa to ≤65 MPa | Concrete (in-situ), 65MPa high work concrete 650SPR (Boral Limited) (Australia) | Concrete_65MPa | Concrete_65MPa | 2026-02-27 | 2031-02-26 | Australia | HUB-5570 |  | EPD HUB |  | m³ | 2400 |  |  |  | 321 | 321 | 0.0573 | 0.142 | 0 | 321.1993 | 0 | 0.13375 | 0.13375 | 2.3875e-05 | 5.9167e-05 | 0 | 0.13383 | 0 | Version 2026.2
Concrete (in-situ) | Shotcrete | 40 MPa shotcrete | Concrete (in-situ), S40 shotcrete (Boral Limited) (Australia) | Concrete_shotcrete | Concrete_shotcrete | 2026-05-07 | 2031-05-06 | Australia | HUB-6212 |  | EPD HUB |  | m³ | 2400 |  |  |  | 320 | 320 | 0.0724 | 0.025 | 0 | 320.0974 | 0 | 0.13333 | 0.13333 | 3.0167e-05 | 1.0417e-05 | 0 | 0.13337 | 0 | Version 2026.2
Concrete (in-situ) | Concrete, 50 MPa | >40 MPa to ≤50 MPa | Concrete (in-situ), S50 Envisia concrete (Boral Limited) (Australia) | Concrete_50MPa | Concrete_50MPa | 2026-05-25 | 2031-05-25 | Australia | HUB-6453 |  | EPD HUB |  | m³ | 2400 |  |  |  | 330 | 329 | 0.243 | 0.0448 | 0 | 329.2878 | 0 | 0.1375 | 0.13708 | 0.00010125 | 1.8667e-05 | 0 | 0.1372 | 0 | Version 2026.2
Concrete (in-situ) | Concrete, 32 MPa | >25 MPa to ≤32 MPa | Concrete (in-situ), Envirocrete® 40% 32MPa (Boral Limited) (Australia) | Concrete_32MPa | Concrete_32MPa | 2026-01-30 | 2031-01-29 | Australia | HUB-5211 |  | EPD HUB |  | m³ | 2400 |  |  |  | 214 | 214 | 0.215 | 0.0589 | 0 | 214.2739 | 0 | 0.089167 | 0.089167 | 8.9583e-05 | 2.4542e-05 | 0 | 0.089281 | 0 | Version 2026.2
Concrete (in-situ) | Concrete, 25 MPa | >20 MPa to ≤25 MPa | Concrete (in-situ), 25MPa 20mm Enviro 50% SCM 100SL conc (Boral Limited) (Australia) | Concrete_25MPa | Concrete_25MPa | 2026-02-26 | 2031-02-25 | Australia | HUB-5541 |  | EPD HUB |  | m³ | 2400 |  |  |  | 165 | 165 | 0.143 | 0.0228 | 0 | 165.1658 | 0 | 0.06875 | 0.06875 | 5.9583e-05 | 9.5e-06 | 0 | 0.068819 | 0 | Version 2026.2
Concrete (in-situ) | Concrete, ? MPa, | Not used | Concrete (in-situ), Xencrete® (Circular Economy Materials Innovation Pty Ltd) (Australia) |  |  | 2025-11-15 | 2030-11-14 | Australia | HUB-4434 |  | EPD HUB |  | tonne | 2400 |  |  |  | 276 | 274 | 1.49 | 0.398 | 0 | 275.888 | 0 | 0.276 | 0.274 | 0.00149 | 0.000398 | 0 | 0.27589 | 0 | Version 2026.2
Concrete (in-situ) | Concrete, 25 MPa | >20 MPa to ≤25 MPa | Concrete (in-situ), N25/20 Xencrete (Entire) (Australia) | Concrete_25MPa | Concrete_25MPa | 2026-03-25 | 2031-03-24 | Australia | HUB-5848 |  | EPD HUB |  | m³ | 2400 |  |  |  | 194 | 194 | 0.0815 | 0.0439 | 0 | 194.1254 | 0 | 0.080833 | 0.080833 | 3.3958e-05 | 1.8292e-05 | 0 | 0.080886 | 0 | Version 2026.2
Concrete (in-situ) | Concrete, 40 MPa | >32 MPa to ≤40 MPa | Concrete (in-situ), N40/20/100 xencrete (Entire) (Australia) | Concrete_40MPa | Concrete_40MPa | 2026-04-15 | 2031-04-14 | Australia | HUB-5992 |  | EPD HUB |  | m³ | 2400 |  |  |  | 280 | 279 | 0.105 | 0.0576 | 0 | 279.1626 | 0 | 0.11667 | 0.11625 | 4.375e-05 | 2.4e-05 | 0 | 0.11632 | 0 | Version 2026.2
Concrete (in-situ) | Concrete, 32 MPa | >32 MPa to ≤40 MPa | Concrete (in-situ), K&G32 Xencrete (Entire Concrete) (Australia) | Concrete_40MPa | Concrete_40MPa | 2026-04-09 | 2031-04-08 | Australia | HUB-5941 |  | EPD HUB |  | m³ | 2400 |  |  |  | 226 | 226 | 0.0859 | 0.0492 | 0 | 226.1351 | 0 | 0.094167 | 0.094167 | 3.5792e-05 | 2.05e-05 | 0 | 0.094223 | 0 | Version 2026.2
Concrete (in-situ) | Shotcrete | 32 MPa shotcrete | Concrete (in-situ), Shotcrete 32/7 Xencrete (Entire Concrete) (Australia) | Concrete_shotcrete | Concrete_shotcrete | 2026-04-09 | 2031-04-08 | Australia | HUB-5942 |  | EPD HUB |  | m³ | 2400 |  |  |  | 267 | 266 | 0.0978 | 0.0549 | 0 | 266.1527 | 0 | 0.11125 | 0.11083 | 4.075e-05 | 2.2875e-05 | 0 | 0.1109 | 0 | Version 2026.2
Concrete (in-situ) | Shotcrete | 40 MPa shotcrete | Concrete (in-situ), Shotcrete 40/7 Xencrete (Entire Concrete) (Australia) | Concrete_shotcrete | Concrete_shotcrete | 2026-04-15 | 2031-04-14 | Australia | HUB-5993 |  | EPD HUB |  | m³ | 2400 |  |  |  | 290 | 290 | 0.102 | 0.0585 | 0 | 290.1605 | 0 | 0.12083 | 0.12083 | 4.25e-05 | 2.4375e-05 | 0 | 0.1209 | 0 | Version 2026.2
Concrete (in-situ) | Concrete, 50 MPa | >40 MPa to ≤50 MPa | Concrete (in-situ), N50/10 xencrete (Entire Concrete) (Australia) | Concrete_50MPa | Concrete_50MPa | 2026-03-31 | 2031-03-30 | Australia | HUB-5899 |  | EPD HUB |  | m³ | 2400 |  |  |  | 336 | 336 | 0.118 | 0.0657 | 0 | 336.1837 | 0 | 0.14 | 0.14 | 4.9167e-05 | 2.7375e-05 | 0 | 0.14008 | 0 | Version 2026.2
Concrete (in-situ) | Concrete, 40 MPa | >32 MPa to ≤40 MPa | Concrete (in-situ), N40/10 xencrete (Entire Concrete) (Australia) | Concrete_40MPa | Concrete_40MPa | 2026-03-31 | 2031-03-30 | Australia | HUB-5900 |  | EPD HUB |  | m³ | 2400 |  |  |  | 287 | 287 | 0.106 | 0.0585 | 0 | 287.1645 | 0 | 0.11958 | 0.11958 | 4.4167e-05 | 2.4375e-05 | 0 | 0.11965 | 0 | Version 2026.2
Concrete (in-situ) | Concrete, 50 MPa | >40 MPa to ≤50 MPa | Concrete (in-situ), TfNSW 50/20/100 Xencrete (Entire Concrete) (Australia) | Concrete_50MPa | Concrete_50MPa | 2026-04-15 | 2031-04-14 | Australia | HUB-5996 |  | EPD HUB |  | m³ | 2400 |  |  |  | 313 | 313 | 0.112 | 0.0618 | 0 | 313.1738 | 0 | 0.13042 | 0.13042 | 4.6667e-05 | 2.575e-05 | 0 | 0.13049 | 0 | Version 2026.2
Concrete (in-situ) | Concrete, 40 MPa | >32 MPa to ≤40 MPa | Concrete (in-situ), SLP40/10/100 xencrete (Entire Concrete) (Australia) | Concrete_40MPa | Concrete_40MPa | 2026-05-20 | 2031-05-19 | Australia | HUB-6386 |  | EPD HUB |  | m³ | 2400 |  |  |  | 302 | 302 | 0.108 | 0.0605 | 0 | 302.1685 | 0 | 0.12583 | 0.12583 | 4.5e-05 | 2.5208e-05 | 0 | 0.1259 | 0 | Version 2026.2
Concrete (in-situ) | Concrete, 25 MPa | >20 MPa to ≤25 MPa | Concrete (in-situ), BP25/20 xencrete (Entire Concrete) (Australia) | Concrete_25MPa | Concrete_25MPa | 2026-05-20 | 2031-05-19 | Australia | HUB-6388 |  | EPD HUB |  | m³ | 2400 |  |  |  | 194 | 194 | 0.0814 | 0.0439 | 0 | 194.1253 | 0 | 0.080833 | 0.080833 | 3.3917e-05 | 1.8292e-05 | 0 | 0.080886 | 0 | Version 2026.2
Concrete (in-situ) | Concrete, 40 MPa | >32 MPa to ≤40 MPa | Concrete (in-situ), N40/20/Xencrete (Entire Concrete) (Australia) | Concrete_40MPa | Concrete_40MPa | 2026-04-15 | 2031-04-14 | Australia | HUB-5991 |  | EPD HUB |  | m³ | 2400 |  |  |  | 273 | 273 | 0.103 | 0.0565 | 0 | 273.1595 | 0 | 0.11375 | 0.11375 | 4.2917e-05 | 2.3542e-05 | 0 | 0.11382 | 0 | Version 2026.2
Concrete (in-situ) | Concrete, 20 MPa | >10 MPa to ≤20 MPa | Concrete (in-situ), BP20/20 Xencrete (Entire Concrete) (Australia) | Concrete_20MPa | Concrete_20MPa | 2026-05-20 | 2031-05-19 | Australia | HUB-6387 |  | EPD HUB |  | m³ | 2400 |  |  |  | 183 | 183 | 0.0773 | 0.0418 | 0 | 183.1191 | 0 | 0.07625 | 0.07625 | 3.2208e-05 | 1.7417e-05 | 0 | 0.0763 | 0 | Version 2026.2
Concrete (in-situ) | Concrete, 32 MPa | >25 MPa to ≤32 MPa | Concrete (in-situ), N32/10 Xencrete (Entire Concrete) (Australia) | Concrete_32MPa | Concrete_32MPa | 2026-03-31 | 2031-03-30 | Australia | HUB-5901 |  | EPD HUB |  | m³ | 2400 |  |  |  | 249 | 249 | 0.0947 | 0.0521 | 0 | 249.1468 | 0 | 0.10375 | 0.10375 | 3.9458e-05 | 2.1708e-05 | 0 | 0.10381 | 0 | Version 2026.2
Concrete (in-situ) | Concrete, 50 MPa | >40 MPa to ≤50 MPa | Concrete (in-situ), N50/20 xencrete (Entire Concrete) (Australia) | Concrete_50MPa | Concrete_50MPa | 2026-04-09 | 2031-04-08 | Australia | HUB-5943 |  | EPD HUB |  | m³ | 2400 |  |  |  | 310 | 309 | 0.111 | 0.0613 | 0 | 309.1723 | 0 | 0.12917 | 0.12875 | 4.625e-05 | 2.5542e-05 | 0 | 0.12882 | 0 | Version 2026.2
Concrete (in-situ) | Concrete, 25 MPa | >20 MPa to ≤25 MPa | Concrete (in-situ), SLP25/10/100 Xencrete (Entire Concrete) (Australia) | Concrete_25MPa | Concrete_25MPa | 2026-04-15 | 2031-04-14 | Australia | HUB-5995 |  | EPD HUB |  | m³ | 2400 |  |  |  | 208 | 208 | 0.0835 | 0.0458 | 0 | 208.1293 | 0 | 0.086667 | 0.086667 | 3.4792e-05 | 1.9083e-05 | 0 | 0.086721 | 0 | Version 2026.2
Concrete (in-situ) | Shotcrete | 25 MPa shotcrete | Concrete (in-situ), Shotcrete 25/7 Xencrete (Entire Concrete) (Australia) | Concrete_shotcrete | Concrete_shotcrete | 2026-04-09 | 2031-04-08 | Australia | HUB-5940 |  | EPD HUB |  | m³ | 2400 |  |  |  | 204 | 204 | 0.0773 | 0.0453 | 0 | 204.1226 | 0 | 0.085 | 0.085 | 3.2208e-05 | 1.8875e-05 | 0 | 0.085051 | 0 | Version 2026.2
Concrete (in-situ) | Concrete, 32 MPa | >25 MPa to ≤32 MPa | Concrete (in-situ), SLP32/10/100 Xencrete (Entire Concrete) (Australia) | Concrete_32MPa | Concrete_32MPa | 2026-05-20 | 2031-05-19 | Australia | HUB-6385 |  | EPD HUB |  | m³ | 2400 |  |  |  | 249 | 249 | 0.0941 | 0.052 | 0 | 249.1461 | 0 | 0.10375 | 0.10375 | 3.9208e-05 | 2.1667e-05 | 0 | 0.10381 | 0 | Version 2026.2
Concrete (in-situ) | Concrete, 32 MPa | >25 MPa to ≤32 MPa | Concrete (in-situ), BF32/10 blockfill xencrete (Entire Concrete) (Australia) | Concrete_32MPa | Concrete_32MPa | 2026-04-21 | 2031-04-20 | Australia | HUB-6091 |  | EPD HUB |  | m³ | 2400 |  |  |  | 274 | 274 | 0.101 | 0.0569 | 0 | 274.1579 | 0 | 0.11417 | 0.11417 | 4.2083e-05 | 2.3708e-05 | 0 | 0.11423 | 0 | Version 2026.2
Concrete (in-situ) | Concrete, 20 MPa | >10 MPa to ≤20 MPa | Concrete (in-situ), N20/20 Xencrete (Entire Concrete) (Australia) | Concrete_20MPa | Concrete_20MPa | 2026-03-10 | 2031-03-09 | Australia | HUB-5674 |  | EPD HUB |  | m³ | 2400 |  |  |  | 183 | 183 | 0.0761 | 0.0417 | 0 | 183.1178 | 0 | 0.07625 | 0.07625 | 3.1708e-05 | 1.7375e-05 | 0 | 0.076299 | 0 | Version 2026.2
Concrete (in-situ) | Concrete, 32 MPa | >25 MPa to ≤32 MPa | Concrete (in-situ), N32/20 Xencrete (Entire Concrete) (Australia) | Concrete_32MPa | Concrete_32MPa | 2026-04-15 | 2031-04-14 | Australia | HUB-5990 |  | EPD HUB |  | m³ | 2400 |  |  |  | 239 | 239 | 0.0928 | 0.0506 | 0 | 239.1434 | 0 | 0.099583 | 0.099583 | 3.8667e-05 | 2.1083e-05 | 0 | 0.099643 | 0 | Version 2026.2
Concrete (in-situ) | Concrete, 20 MPa | >10 MPa to ≤20 MPa | Concrete (in-situ), N20/10 Xencrete (Entire Concrete) (Australia) | Concrete_20MPa | Concrete_20MPa | 2026-03-24 | 2031-03-23 | Australia | HUB-5834 |  | EPD HUB |  | m³ | 2400 |  |  |  | 189 | 189 | 0.0777 | 0.0425 | 0 | 189.1202 | 0 | 0.07875 | 0.07875 | 3.2375e-05 | 1.7708e-05 | 0 | 0.0788 | 0 | Version 2026.2
Concrete (in-situ) | Concrete, 32 MPa | >25 MPa to ≤32 MPa | Concrete (in-situ), BP32/20 xencrete (Entire Concrete) (Australia) | Concrete_32MPa | Concrete_32MPa | 2026-05-20 | 2031-05-19 | Australia | HUB-6389 |  | EPD HUB |  | m³ | 2400 |  |  |  | 240 | 240 | 0.0937 | 0.0509 | 0 | 240.1446 | 0 | 0.1 | 0.1 | 3.9042e-05 | 2.1208e-05 | 0 | 0.10006 | 0 | Version 2026.2
Concrete (in-situ) | Concrete, 50 MPa | >40 MPa to ≤50 MPa | Concrete (in-situ), BP50/20 xencrete (Entire Concrete) (Australia) | Concrete_50MPa | Concrete_50MPa | 2026-05-20 | 2031-05-19 | Australia | HUB-6391 |  | EPD HUB |  | m³ | 2400 |  |  |  | 325 | 325 | 0.116 | 0.064 | 0 | 325.18 | 0 | 0.13542 | 0.13542 | 4.8333e-05 | 2.6667e-05 | 0 | 0.13549 | 0 | Version 2026.2
Concrete (in-situ) | Concrete, 40 MPa | >32 MPa to ≤40 MPa | Concrete (in-situ), BP40/20 Xencrete (Entire Concrete) (Australia) | Concrete_40MPa | Concrete_40MPa | 2026-05-20 | 2031-05-19 | Australia | HUB-6390 |  | EPD HUB |  | m³ | 2400 |  |  |  | 275 | 275 | 0.104 | 0.0569 | 0 | 275.1609 | 0 | 0.11458 | 0.11458 | 4.3333e-05 | 2.3708e-05 | 0 | 0.11465 | 0 | Version 2026.2
Concrete (in-situ) | Concrete, 25 MPa | >20 MPa to ≤25 MPa | Concrete (in-situ), N25/10/100 (Entire Concrete) (Australia) | Concrete_25MPa | Concrete_25MPa | 2026-03-17 | 2031-03-16 | Australia | N25/10/100 |  | EPD HUB |  | m³ | 2400 |  |  |  | 269 | 269 | 0.0819 | 0.0489 | 0 | 269.1308 | 0 | 0.11208 | 0.11208 | 3.4125e-05 | 2.0375e-05 | 0 | 0.11214 | 0 | Version 2026.2
Concrete (in-situ) | Concrete, 25 MPa | >20 MPa to ≤25 MPa | Concrete (in-situ), BF25/10 blockfill Xencrete (Entire Concrete) (Australia) | Concrete_25MPa | Concrete_25MPa | 2026-04-21 | 2031-04-20 | Australia | HUB-6090 |  | EPD HUB |  | m³ | 2400 |  |  |  | 215 | 215 | 0.0893 | 0.0485 | 0 | 215.1378 | 0 | 0.089583 | 0.089583 | 3.7208e-05 | 2.0208e-05 | 0 | 0.089641 | 0 | Version 2026.2
Concrete (in-situ) | Concrete, 20 MPa | >10 MPa to ≤20 MPa | Concrete (in-situ), SLP20/10/100 xencrete (Entire Concrete) (Australia) | Concrete_20MPa | Concrete_20MPa | 2026-04-15 | 2031-04-14 | Australia | HUB-5994 |  | EPD HUB |  | m³ | 2400 |  |  |  | 188 | 188 | 0.0773 | 0.0422 | 0 | 188.1195 | 0 | 0.078333 | 0.078333 | 3.2208e-05 | 1.7583e-05 | 0 | 0.078383 | 0 | Version 2026.2
Concrete (in-situ) | Concrete, 25 MPa | >20 MPa to ≤25 MPa | Concrete (in-situ), N25/10/100 xencrete (Entire Concrete) (Australia) | Concrete_25MPa | Concrete_25MPa | 2026-03-17 | 2031-03-16 | Australia | HUB-5749 |  | EPD HUB |  | m³ | 2400 |  |  |  | 209 | 208 | 0.0838 | 0.0458 | 0 | 208.1296 | 0 | 0.087083 | 0.086667 | 3.4917e-05 | 1.9083e-05 | 0 | 0.086721 | 0 | Version 2026.2
Concrete (in-situ) | Concrete, 25 MPa | >20 MPa to ≤25 MPa | Concrete (in-situ), K&G25 xencrete (Entire, Hunter Valley, NSW, Australia) (Australia) | Concrete_25MPa | Concrete_25MPa | 2026-03-25 | 2031-03-24 | Australia | HUB-5847 |  | EPD HUB |  | m³ | 2400 |  |  |  | 207 | 207 | 0.0791 | 0.046 | 0 | 207.1251 | 0 | 0.08625 | 0.08625 | 3.2958e-05 | 1.9167e-05 | 0 | 0.086302 | 0 | Version 2026.2
Steel | Steel, reinforcing | Not used | Steel, ENVIROMESH® micro fibres (Enviromesh) (China) |  |  | 2026-02-22 | 2031-02-21 | China | HUB-5487 |  | EPD HUB |  | tonne |  |  |  |  | 3810 | 3840 | -41.8 | 2.36 | 0 | 3842.36 | 0 | 3.81 | 3.84 | -0.0418 | 0.00236 | 0 | 3.8424 | 0 | Version 2026.2
Steel | Steel, reinforcing | Not used | Steel, ENVIROMESH MP47 macro synthetic fibres (Enviromesh) (China) |  |  | 2026-02-22 | 2031-02-21 | China | HUB-5488 |  | EPD HUB |  | tonne |  |  |  |  | 3410 | 3430 | -21 | 1.91 | 0 | 3431.91 | 0 | 3.41 | 3.43 | -0.021 | 0.00191 | 0 | 3.4319 | 0 | Version 2026.2
Steel | Steel, reinforcing | Not used | Steel, eMesh (Enviromesh) (China) |  |  | 2026-02-22 | 2031-02-21 | China | HUB-5486 |  | EPD HUB |  | tonne |  |  |  |  | 1190 | 1220 | -27.9 | 0.879 | 0 | 1220.879 | 0 | 1.19 | 1.22 | -0.0279 | 0.000879 | 0 | 1.2209 | 0 | Version 2026.2
Insulation panels |  | Not used | Kooltherm® K10 G2 soffit board (Kingspan Insulation Pty Ltd) (Australia) |  |  | 2026-06-09 | 2031-06-08 | Australia | HUB-6261 |  | EPD HUB |  | m² |  |  |  |  | 9.11 | 9.02 | -0.0705 | 7.52e-07 | 0 | 9.02 | 0 | [7 empty] | Version 2026.2
Masonry | Masonry (Concrete bricks) | Concrete block (exc. core fill or reinforcing) | Masonry block (Nu-Rock Building Products) (Australia) | Concrete_bricks | Concrete_bricks | 2024-04-26 | 2025-10-26 | Australia | HUB-1321 |  | EPD HUB |  | tonne |  |  |  |  | -23.3 | -23.3 | 0 | 0.00259 | 0 | -23.3 | 0 | -0.0233 | -0.0233 | 0 | 2.59e-06 | 0 | -0.0233 | 0 | Version 2026.2 | Expired
Concrete (in-situ) | Concrete, 40 MPa | >32 MPa to ≤40 MPa | Concrete (in-situ), AN4020100enhanced (Tandy Concrete) (Australia) | Concrete_40MPa | Concrete_40MPa | 2026-02-20 | 2031-02-19 | Australia | HUB-5479 |  | EPD HUB |  | m³ | 2400 |  |  |  | 267 | 267 | -0.0263 | 0.0285 | 0 | 267.0285 | 0 | 0.11125 | 0.11125 | -1.0958e-05 | 1.1875e-05 | 0 | 0.11126 | 0 | Version 2026.2
Concrete (in-situ) | Concrete, 25 MPa | >20 MPa to ≤25 MPa | Concrete (in-situ), AN2520100enhanced (Tandy Concrete) (Australia) | Concrete_25MPa | Concrete_25MPa | 2026-02-10 | 2031-02-09 | Australia | HUB-5314 |  | EPD HUB |  | m³ | 2400 |  |  |  | 206 | 206 | -0.0135 | 0.0222 | 0 | 206.0222 | 0 | 0.085833 | 0.085833 | -5.625e-06 | 9.25e-06 | 0 | 0.085843 | 0 | Version 2026.2
Concrete (in-situ) | Concrete, 40 MPa | >32 MPa to ≤40 MPa | Concrete (in-situ), CTILTS4020100Enhanced (Tandy Concrete) (Australia) | Concrete_40MPa | Concrete_40MPa | 2026-02-25 | 2031-02-24 | Australia | HUB-5527 |  | EPD HUB |  | m³ | 2400 |  |  |  | 284 | 284 | -0.0281 | 0.0333 | 0 | 284.0333 | 0 | 0.11833 | 0.11833 | -1.1708e-05 | 1.3875e-05 | 0 | 0.11835 | 0 | Version 2026.2
Concrete (in-situ) | Concrete, 32 MPa | >25 MPa to ≤32 MPa | Concrete (in-situ), Tandy concrete (Tandy Concrete) (Australia) | Concrete_32MPa | Concrete_32MPa | 2026-02-25 | 2031-02-24 | Australia | HUB-5525 |  | EPD HUB |  | m³ | 2400 |  |  |  | 240 | 240 | 0.000487 | 0.0286 | 0 | 240.0291 | 0 | 0.1 | 0.1 | 2.0292e-07 | 1.1917e-05 | 0 | 0.10001 | 0 | Version 2026.2
Concrete (in-situ) | Concrete, 40 MPa | >32 MPa to ≤40 MPa | Concrete (in-situ), Tandy concrete (Tandy Concrete) (Australia) | Concrete_40MPa | Concrete_40MPa | 2026-02-25 | 2031-02-24 | Australia | HUB-5526 |  | EPD HUB |  | m³ | 2400 |  |  |  | 275 | 275 | -0.0261 | 0.0323 | 0 | 275.0323 | 0 | 0.11458 | 0.11458 | -1.0875e-05 | 1.3458e-05 | 0 | 0.1146 | 0 | Version 2026.2
Concrete (in-situ) | Concrete, 32 MPa | >25 MPa to ≤32 MPa | Concrete (in-situ), AN3220100Enhanced (Tandy Concrete) (Australia) | Concrete_32MPa | Concrete_32MPa | 2026-02-15 | 2031-02-14 | Australia | HUB-5394 |  | EPD HUB |  | m³ | 2400 |  |  |  | 232 | 232 | -0.0196 | 0.025 | 0 | 232.025 | 0 | 0.096667 | 0.096667 | -8.1667e-06 | 1.0417e-05 | 0 | 0.096677 | 0 | Version 2026.2
Concrete (in-situ) | Concrete, 25 MPa | >20 MPa to ≤25 MPa | Concrete (in-situ), CN2520100Enhanced (Tandy Concrete) (Australia) | Concrete_25MPa | Concrete_25MPa | 2026-02-25 | 2031-02-24 | Australia | HUB-5524 |  | EPD HUB |  | m³ | 2400 |  |  |  | 212 | 212 | 0.000484 | 0.0255 | 0 | 212.026 | 0 | 0.088333 | 0.088333 | 2.0167e-07 | 1.0625e-05 | 0 | 0.088344 | 0 | Version 2026.2
Concrete (in-situ) | Concrete, 40 MPa | >32 MPa to ≤40 MPa | Concrete (in-situ), ATILTS4020100Enhanced (Tandy Concrete) (Australia) | Concrete_40MPa | Concrete_40MPa | 2026-02-20 | 2031-02-19 | Australia | HUB-5480 |  | EPD HUB |  | m³ | 2400 |  |  |  | 280 | 280 | -0.0246 | 0.0296 | 0 | 280.0296 | 0 | 0.11667 | 0.11667 | -1.025e-05 | 1.2333e-05 | 0 | 0.11668 | 0 | Version 2026.2
Steel | Reinforcing steel | Steel, reinforcing | Steel, reinforcing, SENSE 600® TrenchMesh (InfraBuild Australia Pty Ltd) (Australia) | Reinforcing_steel | Reinforcing_steel | 2025-12-12 | 2030-12-11 | Australia | EPD-IES-0025337:001 | Version 1 | EPD Australasia |  | tonne |  |  |  |  | 1120 | 1110 | 6.85 | 2.26 | 0 | 1119.11 | 0 | 1.12 | 1.11 | 0.00685 | 0.00226 | 0 | 1.1191 | 0 | Version 2026.2
Steel | Reinforcing steel | Steel, reinforcing | Steel, reinforcing, Grade 500 Reinforcing Mesh (InfraBuild Australia Pty Ltd) (Australia) | Reinforcing_steel | Reinforcing_steel | 2025-12-12 | 2030-12-11 | Australia | EPD-IES-0025336:001 | Version 1 | EPD Australasia |  | tonne |  |  |  |  | 1940 | 1940 | 6.3 | 1.49 | 0 | 1947.79 | 0 | 1.94 | 1.94 | 0.0063 | 0.00149 | 0 | 1.9478 | 0 | Version 2026.2
Steel | Reinforcing steel | Steel, reinforcing | Steel, reinforcing, Reinforcing Rod (InfraBuild Australia Pty Ltd) (Australia) | Reinforcing_steel | Reinforcing_steel | 2025-12-12 | 2030-12-11 | Australia | EPD-IES-0025334:001 | Version 1 | EPD Australasia |  | tonne |  |  |  |  | 1720 | 1710 | 5.39 | 1.45 | 0 | 1716.84 | 0 | 1.72 | 1.71 | 0.00539 | 0.00145 | 0 | 1.7168 | 0 | Version 2026.2
Steel | Reinforcing steel | Steel, reinforcing | Steel, reinforcing, SENSE 600® reinforcing bar (InfraBuild Australia Pty Ltd) (Australia) | Reinforcing_steel | Reinforcing_steel | 2025-12-12 | 2030-12-11 | Australia | EPD-IES-0025332:001 | Version 1 | EPD Australasia |  | tonne |  |  |  |  | 982 | 973 | 7.98 | 1.83 | 0 | 982.81 | 0 | 0.982 | 0.973 | 0.00798 | 0.00183 | 0 | 0.98281 | 0 | Version 2026.2
Steel | Reinforcing steel | Steel, reinforcing | Steel, reinforcing, 500E reinforcing bar (InfraBuild Australia Pty Ltd) (Australia) | Reinforcing_steel | Reinforcing_steel | 2025-12-12 | 2030-12-11 | Australia | EPD-IES-0025331:001 | Version 1 | EPD Australasia |  | tonne |  |  |  |  | 1040 | 1040 | 6.28 | 2.09 | 0 | 1048.37 | 0 | 1.04 | 1.04 | 0.00628 | 0.00209 | 0 | 1.0484 | 0 | Version 2026.2
Steel | Reinforcing steel | Steel, reinforcing | Steel, reinforcing, Reinforcing Bar (500N) (InfraBuild Australia Pty Ltd) (Australia) | Reinforcing_steel | Reinforcing_steel | 2025-12-12 | 2030-12-11 | Australia | EPD-IES-0025330:001 | Version 1 | EPD Australasia |  | tonne |  |  |  |  | 1220 | 1210 | 7.41 | 1.6 | 0 | 1219.01 | 0 | 1.22 | 1.21 | 0.00741 | 0.0016 | 0 | 1.219 | 0 | Version 2026.2
Formulas:
Expired? = IF(ISNUMBER(Table3[[#This Row],[Data valid (end)]]),IF(Table3[[#This Row],[Data valid (end)]]<TODAY(),"Expired",""),IF(DATEVALUE(Table3[[#This Row],[Data valid (end)]])<TODAY(),"Expired",""))

## EF Table_detail (hidden)
Life cycle module cradle-to-gate (A1-A3)
[8 empty] | Upfront carbon emissions | [9 empty] | Upfront carbon storage |  |  |  | Further information
[8 empty] | Quantity basis (kg CO₂e/declared unit) |  |  |  |  | Mass basis (kg CO₂e/kg) |  |  |  |  | Quantity basis (kg CO₂e/declared unit) |  | Mass basis (kg CO₂e/kg)
Emission Factor material type | Emission Factor material category | Relevant tab in Technical Workbook | Tab description | Tab link | Declared unit | Data qualitative rating | Uncertainty adjustment (%) | Max in category EF | Min in category EF | Average EF | Average (uncertainty adjusted) | Default (uncertainty adjusted) | Max in category EF | Min in category EF | Average EF | Average (uncertainty adjusted) | Default (uncertainty adjusted) | Max in category EF | Average EF | Max in category EF | Average EF | Conversion (Based on average EF) | Conversion unit | Notes | Weighted average used (Yes/No)
EF material type | EF material category | EXCLUDE | Description | EXCLUDE | Declared unit | Data qualitative rating | Uncertainty adjustment (%) | Upfront carbon emission - Max (kgCO2e/declared unit) | Upfront carbon emission - Min (kgCO2e/declared unit) | Upfront carbon emission - Average (kg CO2e/declared unit) | Upfront carbon emission - Average (uncertainty adjusted) (kgCO2e/declared unit) | Upfront carbon emission - Default (uncertainty adjusted) (kgCO2e/declared unit) | Upfront carbon emission - Max (kgCO2e/kg) | Upfront carbon emission - Min (kgCO2e/kg) | Upfront carbon emission - Average (kg CO2e/kg) | Upfront carbon emission - Average (uncertainty adjusted) (kgCO2e/kg) | Upfront carbon emission - Default (uncertainty adjusted) (kgCO2e/kg) | Upfront carbon storage - Max (kgCO2e/declared unit) | Upfront carbon storage- Average (kg CO2e/declared unit) | Upfront carbon storage - Max (kgCO2e/kg) | Upfront carbon storage - Average (kg CO2e/kg) | Conversion | Conversion unit | EXCLUDE | Weighted averaged used?
Concrete in-situ | ≤10 MPa | Concrete_10MPa | Any concrete mix with a strength rating of 10 MPa or lower. | Concrete_10MPa | m³ | Tier 3 | 110% | 248.187 | 100.0485 | 154.0416 | 169.4457 | 273.0057 | 0.10341 | 0.041687 | 0.064042 | 0.070446 | 0.11375 | 0 | 0 | 0 | 0 | 2405.3299 | kg/m³ |  | No
Concrete in-situ | >10 MPa to ≤20 MPa | Concrete_20MPa | Any concrete mix with a strength rating of 20 MPa or lower, and greater than 10MPa. | Concrete_20MPa | m³ | Tier 1 | 102% | 364.126 | 85.675 | 191.9701 | 195.8095 | 371.4085 | 0.15172 | 0.035698 | 0.080418 | 0.082026 | 0.15475 | 0 | 0 | 0 | 0 | 2387.1531 | kg/m³ |  | No
Concrete in-situ | >20 MPa to ≤25 MPa | Concrete_25MPa | Any concrete mix with a strength rating of 25 MPa or lower, and greater than 20 MPa. | Concrete_25MPa | m³ | Tier 1 | 102% | 417.4192 | 97.827 | 211.0137 | 215.2339 | 425.7676 | 0.17392 | 0.040761 | 0.088255 | 0.09002 | 0.1774 | 0 | 0 | 0 | 0 | 2390.9676 | kg/m³ |  | No
Concrete in-situ | >25 MPa to ≤32 MPa | Concrete_32MPa | Any concrete mix with a strength rating of 32 MPa or lower, and greater than 25 MPa. | Concrete_32MPa | m³ | Tier 1 | 102% | 459.166 | 104.7994 | 239.8368 | 244.6336 | 468.3493 | 0.19132 | 0.043666 | 0.1002 | 0.10221 | 0.19515 | 0 | 0 | 0 | 0 | 2393.5505 | kg/m³ |  | No
Concrete in-situ | >32 MPa to ≤40 MPa | Concrete_40MPa | Any concrete mix with a strength rating of 40 MPa or lower, and greater than 32 MPa. | Concrete_40MPa | m³ | Tier 1 | 102% | 545.203 | 133.5767 | 280.8384 | 286.4552 | 556.1071 | 0.22717 | 0.055657 | 0.11734 | 0.11968 | 0.23171 | 0 | 0 | 0 | 0 | 2393.466 | kg/m³ |  | No
Concrete in-situ | >40 MPa to ≤50 MPa | Concrete_50MPa | Any concrete mix with a strength rating of 50 MPa or lower, and greater than 40 MPa. | Concrete_50MPa | m³ | Tier 1 | 102% | 609.233 | 163.564 | 325.5043 | 332.0144 | 621.4177 | 0.25385 | 0.068609 | 0.13582 | 0.13854 | 0.25892 | 0 | 0 | 0 | 0 | 2396.5372 | kg/m³ |  | No
Concrete in-situ | >50 MPa to ≤65 MPa | Concrete_65MPa | Any concrete mix with a strength rating of 65 MPa or lower, and greater than 50 MPa. | Concrete_65MPa | m³ | Tier 1 | 102% | 609.233 | 216.628 | 351.2182 | 358.2426 | 621.4177 | 0.25385 | 0.090262 | 0.14686 | 0.1498 | 0.25892 | 0 | 0 | 0 | 0 | 2391.4655 | kg/m³ | Maximum of data source falls below the maximum for 50 MPa. Likely due to a limited source of market coverage at this strength rating. The max from 50 MPa has been used. | No
Concrete in-situ | >65 MPa to ≤80 MPa | Concrete_80MPa | Any concrete mix with a strength rating of 80 MPa or lower, and greater than 65 MPa. | Concrete_80MPa | m³ | Tier 2 | 105% | 657 | 267.2007 | 398.7963 | 418.7362 | 689.85 | 0.27375 | 0.1159 | 0.16624 | 0.17455 | 0.28744 | 0 | 0 | 0 | 0 | 2398.9701 | kg/m³ |  | No
Concrete in-situ | >80 MPa + | Concrete_80upMPa | Any concrete mix with a strength rating above 80 MPa. | Concrete_80upMPa | m³ | Tier 3 | 110% | 710 | 365.819 | 490.1615 | 539.1776 | 781 | 0.29583 | 0.15242 | 0.20444 | 0.22488 | 0.32542 | 0 | 0 | 0 | 0 | 2397.6253 | kg/m³ |  | No
Concrete shotcrete | Shotcrete | Concrete_shotcrete | A specialised concrete mix sprayed through a hose onto a surface. | Concrete_shotcrete | m³ | Tier 3 | 110% | 439 | 204.1226 | 329.1022 | 362.0124 | 482.9 | 0.18292 | 0.085051 | 0.13924 | 0.15317 | 0.20121 | 0 | 0 | 0 | 0 | 2363.5239 | kg/m³ |  | No
Concrete in-situ | Kerb | Concrete_32MPa | Any concrete mix with a strength rating of 32 MPa or lower, and greater than 25 MPa. | Concrete_32MPa | m³ | Tier 1 | 102% | 459.166 | 104.7994 | 239.8368 | 244.6336 | 468.3493 | 0.19132 | 0.043666 | 0.1002 | 0.10221 | 0.19515 | 0 | 0 | 0 | 0 | 2393.5505 | kg/m³ |  | No
Concrete precast panel | Precast concrete panel (inc. reinforcing) | Concrete_precast_panel | Any precast concrete panel including reinforcing steel (e.g. wall, deck, or balcony panel). | Concrete_precast_panel | tonne | Untiered | 100% | 439.0356 | 94.8622 | 215.9475 | 215.9475 | 439.0356 | 0.43904 | 0.094862 | 0.21595 | 0.21595 | 0.43904 | 0 | 0 | 0 | 0 | 1000 | kg/tonne | Includes steel reinforcing. | No
Concrete precast panel | Hollow core - precast concrete (inc. reinforcing) | Concrete_hollowcore | Precast hollowcore concrete slabs including reinforcing steel. | Concrete_hollowcore | m³ | Tier 4 | 120% | 357 | 317 | 338.5 | 406.2 | 428.4 | 0.24203 | 0.21492 | 0.22949 | 0.27539 | 0.29044 | 0 | 0 | 0 | 0 | 1475 | kg/m³ | Declared unit is per cubic meters of slab including hollows/voids | No
Concrete block | Concrete block (exc. core fill or reinforcing) | Concrete_bricks | Concrete brick, block and roof tiles i.e. cinder block or concrete finishing brick/tile used in masonry. Not including any core fill material or reinforcing. | Concrete_bricks | tonne | Tier 3 | 110% | 283.93 | -23.3 | 156.833 | 172.5163 | 312.323 | 0.28393 | -0.0233 | 0.15683 | 0.17252 | 0.31232 | 113.57 | 5.1964 | 0.11357 | 0.0051964 | 1000 | kg/tonne | Not including any core fill material or reinforcing. | No
Concrete block | Solid AAC (no fill or reinforcing) | AAC_block | Autoclaved Aerated Concrete (AAC) blocks without reinforcing or fill. | AAC_block | m³ | Tier 4 | 120% | 232 | 150.247 | 190.0617 | 228.0741 | 278.4 | 0.60333 | 0.4 | 0.46076 | 0.55291 | 0.724 | 0 | 0 | 0 | 0 | 412.4991 | kg/m³ |  | No
Reinforcing steel | Bar & mesh reinforcing steel | Reinforcing_steel | Steel used to reinforce concrete structures as named in the material category. | Reinforcing_steel | tonne | Tier 2 | 105% | 3480.389 | 309 | 1483.3898 | 1557.5593 | 3654.4085 | 3.4804 | 0.309 | 1.4834 | 1.5576 | 3.6544 | 0 | 0 | 0 | 0 | 1000 | kg/tonne | Broad definition of reinforcing steel that includes a mixture of reinforcing bars, mesh, fibre, cages and strand products | Yes
Reinforcing steel | Fibre & strand reinforcing steel | Reinforcing_steel | Steel used to reinforce concrete structures as named in the material category. | Reinforcing_steel | tonne | Tier 2 | 105% | 3480.389 | 309 | 1483.3898 | 1557.5593 | 3654.4085 | 3.4804 | 0.309 | 1.4834 | 1.5576 | 3.6544 | 0 | 0 | 0 | 0 | 1000 | kg/tonne | Broad definition of reinforcing steel that includes a mixture of reinforcing bars, mesh, fibre, cages and strand products | Yes
Structural steel | Structural sections steel (welded beam, columns, angles, plates, piles etc) (hot rolled) | Structural_steel_hot | Steel used for structural purposes (unpainted, not galvanised) that has undergone hot-rolled steel production route. Including beams, columns, angles, flange channels, hollow sections. | Structural_steel_hot | tonne | Tier 2 | 105% | 3670.508 | 558 | 2408.9962 | 2529.446 | 3854.0334 | 3.6705 | 0.558 | 2.409 | 2.5294 | 3.854 | 0 | 0 | 0 | 0 | 1000 | kg/tonne |  | Yes
Structural steel | Structural formwork and decking steel (cold rolled - light weight) | Structural_steel_cold | Steel used for structural purposes that has undergone cold-rolled steel production route. | Structural_steel_cold | tonne | Tier 2 | 105% | 3860 | 2725.7525 | 3012.9821 | 3163.6312 | 4053 | 3.86 | 2.7258 | 3.013 | 3.1636 | 4.053 | 0 | 0 | 0 | 0 | 1000 | kg/tonne |  | No
Structural steel | Structural framing steel (cold rolled - lightweight) | Structural_steel_cold | Steel used for structural purposes that has undergone cold-rolled steel production route. | Structural_steel_cold | tonne | Tier 2 | 105% | 3860 | 2725.7525 | 3012.9821 | 3163.6312 | 4053 | 3.86 | 2.7258 | 3.013 | 3.1636 | 4.053 | 0 | 0 | 0 | 0 | 1000 | kg/tonne |  | No
Structural steel | Galvanised structural sections steel (welded beam, columns, angles, plates, piles etc.) (hot rolled) | Structural_steel_hot_gal | Steel (galvanised) used for structural purposes that has undergone hot-rolled steel production route. Including beams, columns, angles, flange channels, hollow sections. | Structural_steel_hot_gal | tonne | Tier 1 | 102% | 4059.0974 | 580.7914 | 2536.2101 | 2586.9343 | 4140.2794 | 4.0591 | 0.58079 | 2.5362 | 2.5869 | 4.1403 | 0 | 0 | 0 | 0 | 1000 | kg/tonne |  | No
Structural steel | Painted structural sections steel (welded beam, columns, angles, plates, piles etc.) (hot rolled) | Structural_steel_hot_painted | Steel (painted) used for structural purposes that has undergone hot-rolled steel production route. Including beams, columns, angles, flange channels, hollow sections. | Structural_steel_hot_painted | tonne | Tier 2 | 105% | 4092.9673 | 580.397 | 2546.0289 | 2673.3304 | 4297.6157 | 4.093 | 0.5804 | 2.546 | 2.6733 | 4.2976 | 0 | 0 | 0 | 0 | 1000 | kg/tonne | Three layers of paint (primer epoxy and hardtop) | No
Stainless steel | Stainless steel (general) | Stainless_steel | All stainless steel. | Stainless_steel | tonne | Tier 4 | 120% | 4990 | 2800 | 3509.0008 | 4210.801 | 5988 | 4.99 | 2.8 | 3.509 | 4.2108 | 5.988 | 0 | 0 | 0 | 0 | 1000 | kg/tonne |  | No
Timber | Softwood | Timber_softwood | Softwood timber. Most common species radiata pine. Includes treated, untreated, surfaced, and sawn products. | Timber_softwood | m³ | Tier 2 | 105% | 332.1057 | 32.573 | 186.3089 | 195.6244 | 348.711 | 0.69048 | 0.072384 | 0.35336 | 0.37103 | 0.725 | 888.9467 | 863.4727 | 1.6133 | 1.6219 | 527.2483 | kg/m³ |  | Yes
Timber | Hardwood | Timber_hardwood | Hardwood timber. Includes treated, untreated, dressed, and sawn products. | Timber_hardwood | m³ | Tier 2 | 105% | 562.5038 | 104.26 | 346.8826 | 364.2268 | 590.629 | 0.76531 | 0.12561 | 0.46607 | 0.48937 | 0.80358 | 1212.75 | 1165.5515 | 1.65 | 1.5428 | 744.2694 | kg/m³ |  | No
Timber | Timber poles and piles | Timber_hardwood | Hardwood timber. Includes treated, untreated, dressed, and sawn products. | Timber_hardwood | m³ | Tier 2 | 105% | 562.5038 | 104.26 | 346.8826 | 364.2268 | 590.629 | 0.76531 | 0.12561 | 0.46607 | 0.48937 | 0.80358 | 1212.75 | 1165.5515 | 1.65 | 1.5428 | 744.2694 | kg/m³ |  | No
Timber (engineered) | Plywood | Eng_Timber_Plywood | Plywood timber for bracing, structural (walling, flooring), formwork purposes. | Eng_Timber_Plywood | m³ | Tier 2 | 105% | 922.3745 | 234.7244 | 498.1084 | 523.0138 | 968.4932 | 1.6897 | 0.39583 | 0.97781 | 1.0267 | 1.7742 | 920.7216 | 840.862 | 1.6867 | 1.6412 | 509.4108 | kg/m³ |  | Yes
Timber (engineered) | Particleboard | Eng_Timber_Particleboard | Particleboard including walling and flooring applications | Eng_Timber_Particleboard | m³ | Tier 2 | 105% | 838.4053 | 322.232 | 650.4555 | 682.9783 | 880.3255 | 1.1713 | 0.48823 | 0.91539 | 0.96116 | 1.2299 | 1181.0526 | 1138.6264 | 1.65 | 1.6196 | 710.5793 | kg/m³ |  | Yes
Timber (engineered) | GLT & CLT (softwood) | Eng_Timber_GLT_CLT_Soft | Softwood glue laminated timber (GLT) or cross laminated timber (CLT) including treated and untreated. | Eng_Timber_GLT_CLT_Soft | m³ | Tier 2 | 105% | 538.5 | 53.8 | 242.3295 | 254.446 | 565.425 | 1.1967 | 0.11447 | 0.46743 | 0.4908 | 1.2565 | 709.5 | 822.6762 | 1.5767 | 1.6126 | 518.4292 | kg/m³ |  | Yes
Timber (engineered) | GLT & CLT (hardwood) | Eng_Timber_GLT_CLT_Hard | Hardwood glue laminated timber (GLT) or cross laminated timber (CLT) including treated and untreated. | Eng_Timber_GLT_CLT_Hard | m³ | Tier 3 | 110% | 764.7607 | 626.6867 | 690.278 | 759.3058 | 841.2367 | 1.1347 | 0.9298 | 1.0242 | 1.1266 | 1.2481 | 1087.3867 | 1087.3867 | 1.6133 | 1.6133 | 674 | kg/m³ |  | Yes
Timber (engineered) | LVL | Eng_Timber_LVL | Laminated veneer timber (LVL) including treated and untreated. | Eng_Timber_LVL | m³ | Tier 3 | 110% | 435.156 | 94.4 | 308.2458 | 339.0704 | 478.6716 | 0.91288 | 0.15501 | 0.59398 | 0.65338 | 1.0042 | 1023 | 857.1499 | 1.6034 | 1.6041 | 518.9483 | kg/m³ |  | No
Timber (engineered) | OSB | Eng_Timber_OSB | Oriented strand board (OSB). | Eng_Timber_OSB | m³ | Tier 4 | 120% | 384.3733 | 101.179 | 193.8267 | 232.592 | 461.248 | 0.63956 | 0.16464 | 0.31792 | 0.38151 | 0.76747 | 1041.3333 | 1017.2067 | 1.7327 | 1.6635 | 609.6684 | kg/m³ |  | No
Timber (engineered) | MDF | Eng_Timber_MDF | Medium density fibreboard (MDF) for decorative purposes (i.e. finished wall panel including coating). | Eng_Timber_MDF | m³ | Tier 2 | 105% | 1254.1817 | 525.9292 | 814.8309 | 855.5725 | 1316.8908 | 1.7419 | 0.71361 | 1.1293 | 1.1858 | 1.829 | 1227.6 | 1232.1415 | 1.705 | 1.7022 | 721.5251 | kg/m³ |  | Yes
Brick | Clay brick | Clay_bricks | Masonry bricks made from clay, including fired, perforated, engineering, and facing bricks. | Clay_bricks | tonne | Tier 4 | 120% | 387 | 38.42 | 183.9857 | 220.7828 | 464.4 | 0.387 | 0.03842 | 0.18399 | 0.22078 | 0.4644 | 25.8 | 0.40348 | 0.0258 | 0.00040348 | 1000 | kg/tonne |  | No
Brick | Concrete brick | Concrete_bricks | Concrete brick, block and roof tiles i.e. cinder block or concrete finishing brick/tile used in masonry. Not including any core fill material or reinforcing. | Concrete_bricks | tonne | Tier 3 | 110% | 283.93 | -23.3 | 156.833 | 172.5163 | 312.323 | 0.28393 | -0.0233 | 0.15683 | 0.17252 | 0.31232 | 113.57 | 5.1964 | 0.11357 | 0.0051964 | 1000 | kg/tonne | Not including any core fill material or reinforcing. | No
Brick | Stone brick | Pavers_Stone | Stone tiles (wall and floor) and pavers including porcelain tiles, represented by granite and limestone quarry operations and surface preparation with stabilisation as needed. | Pavers_Stone | tonne | Tier 4 | 120% | 451.8519 | 67.1044 | 238.9831 | 286.7797 | 542.2222 | 0.45185 | 0.067104 | 0.23898 | 0.28678 | 0.54222 | 0 | 0 | 0 | 0 | 1000 | kg/tonne |  | No
Aggregate | Quarried fill and base material | Fill_base_quarry | Various aggregates used as fill including quarry products, road base and ballast of differing size distributions. | Fill_base_quarry | tonne | Tier 3 | 110% | 9.24 | 3.26 | 6.6602 | 7.3263 | 10.164 | 0.00924 | 0.00326 | 0.0066602 | 0.0073263 | 0.010164 | 0 | 0 | 0 | 0 | 1000 | kg/tonne |  | No
Aggregate | Recycled fill material | Recovered_aggregate | Aggregates generated from a recycled or recovered resource (e.g. from crushed recycled concrete). | Recovered_aggregate | tonne | Tier 4 | 120% | 9.5507 | 0.49231 | 3.2296 | 3.8755 | 11.4608 | 0.0095507 | 0.00049231 | 0.0032296 | 0.0038755 | 0.011461 | 0 | 0 | 0 | 0 | 1000 | kg/tonne |  | No
Aggregate | Stabilised sand | stabilised_sand | Sand used as fill or for stabilsation purposes, including various rates of stabliser inclusion from 7% to 25%. | stabilised_sand | m³ | Tier 2 | 105% | 344 | 67.8 | 184.6307 | 193.8622 | 361.2 | 0.19657 | 0.038743 | 0.10479 | 0.11003 | 0.2064 | 0 | 0 | 0 | 0 | 1761.874 | kg/m³ |  | No
Asphalt | Asphalt | Asphalt | Any asphalt mix | Asphalt | tonne | Tier 2 | 105% | 134.0003 | 5.8327 | 71.056 | 74.6088 | 140.7003 | 0.134 | 0.0058327 | 0.071056 | 0.074609 | 0.1407 | 0 | 0 | 0 | 0 | 1000 | kg/tonne |  | No
Roof tiles | Clay and terracotta roof tiles | Roof_Tiles_Clay | Clay and terracotta roof tiles. | Roof_Tiles_Clay | tonne | Tier 4 | 120% | 568.144 | 47.8321 | 310.2498 | 372.2997 | 681.7727 | 0.56814 | 0.047832 | 0.31025 | 0.3723 | 0.68177 | 0 | 0 | 0 | 0 | 1000 | kg/tonne |  | No
Roof tiles | Concrete roof tiles | Concrete_bricks | Concrete brick, block and roof tiles i.e. cinder block or concrete finishing brick/tile used in masonry. Not including any core fill material or reinforcing. | Concrete_bricks | tonne | Tier 3 | 110% | 283.93 | -23.3 | 156.833 | 172.5163 | 312.323 | 0.28393 | -0.0233 | 0.15683 | 0.17252 | 0.31232 | 113.57 | 5.1964 | 0.11357 | 0.0051964 | 1000 | kg/tonne | Not including any core fill material or reinforcing. | No
Steel cladding/roofing | Steel sheeting - metallic coat | steel_cladding_metallic | Steel cladding with a metallic coating including all base metal thicknesses (BMT) from 0.3 mm to 2.9mm. Based on m2 of flat material, with no allowance for overlap. | steel_cladding_metallic | m² | Tier 1 | 102% | 62.708 | 8.4 | 19.3602 | 19.7474 | 63.9621 | 5.0147 | 2.7205 | 3.1184 | 3.1808 | 5.115 | 0 | 0 | 0 | 0 | 6.2084 | kg/m² | Important to consider in the context of base metal thickness (BMT) and size of sheet, not cladding area (shape of sheet i.e. corrugation and overlapping means area of sheet is more than area to be clad). Recommended to use kg CO2e/kg EF when BMT and mass is known. These emission factors are based on m2 of flat material, with no allowance for overlap. Therefore, you may need to do a quantity conversion to include an allowance for corrugation and overlap between sheets. To find the corrugation height profile and required overlap, check the product information, or check with the product supplier. If no information can be found, use a default of 15% for corrugation and 10% for overlap. | No
Steel cladding/roofing | Steel sheeting - painted | steel_cladding_painted | Steel cladding that has been painted, including all base metal thicknesses (BMT) from 0.42 mm to 1.0 mm. Based on m2 of flat material, with no allowance for overlap. | steel_cladding_painted | m² | Tier 1 | 102% | 24.9 | 9.49 | 14.842 | 15.1388 | 25.398 | 5.3782 | 2.9838 | 3.4701 | 3.5395 | 5.4857 | 0 | 0 | 0 | 0 | 4.2771 | kg/m² | Important to consider in the context of base metal thickness (BMT) and size of sheet, not cladding area (shape of sheet i.e. corrugation and overlapping means area of sheet is more than area to be clad). Recommended to use kg CO2e/kg EF when BMT and mass is known. These emission factors are based on m2 of flat material, with no allowance for overlap. Therefore, you may need to do a quantity conversion to include an allowance for corrugation and overlap between sheets. To find the corrugation height profile and required overlap, check the product information, or check with the product supplier. If no information can be found, use a default of 15% for corrugation and 10% for overlap. | No
Aluminium cladding/roofing | Aluminium sheeting | Aluminium_cladding | Aluminium sheeting including range of thicknesses (BMT). Based on m2 of flat material, with no allowance for overlap. | Aluminium_cladding | kg | Tier 4 | 120% | 17.3577 | 5.4803 | 11.8126 | 14.1751 | 20.8293 | 17.3577 | 5.4803 | 11.8126 | 14.1751 | 20.8293 | 0 | 0 | 0 | 0 | 1 | kg/kg | Important to consider in the context of base metal thickness (BMT) and size of sheet, not cladding area (shape of sheet i.e. corrugation and overlapping means area of sheet is more than area to be clad). Recommended to use kg CO2e/kg EF when BMT and mass is known. These emission factors are based on m2 of flat material, with no allowance for overlap. Therefore, you may need to do a quantity conversion to include an allowance for corrugation and overlap between sheets. To find the corrugation height profile and required overlap, check the product information, or check with the product supplier. If no information can be found, use a default of 15% for corrugation and 10% for overlap. | No
Cement cladding/roofing | GRC | GRC | Glass reinforced concrete (GRC) or glass fibre reinforced concrete including all uses (i.e. as cladding or roofing). | GRC | tonne | Tier 4 | 120% | 723.9 | 407.6923 | 544.4702 | 653.3642 | 868.68 | 0.7239 | 0.40769 | 0.54447 | 0.65336 | 0.86868 | 0 | 0 | 0 | 0 | 1000 | kg/tonne |  | No
Cement cladding/roofing | Fibre cement board | Fibre_Cement | Board made from fibre cement including compressed sheet, flooring, cladding, lining and roofing boards. Thickness from 4 mm to 22 mm. | Fibre_Cement | m² | Tier 2 | 105% | 45.9 | 4.5 | 12.5528 | 13.1804 | 48.195 | 1.3238 | 0.30723 | 0.88235 | 0.92646 | 1.39 | 0.045 | 0.025096 | 0.0083333 | 0.0021621 | 14.2266 | kg/m² | Important to consider in the context of board thickness and size of sheet not cladding area (shape of sheet overlapping (i.e. when cladding) means area of sheet is more than area to be clad). Recommended to use kg CO2e/kg EF when thickness and mass is known. | No
Cement cladding/roofing | Plasterboard | Plasterboard | Board made from plaster typically coated in paper. Thickness from 4 mm to 22 mm. | Plasterboard | m² | Tier 4 | 120% | 6.8327 | 1.49 | 3.399 | 4.0788 | 8.1993 | 0.40618 | 0.1752 | 0.30697 | 0.36837 | 0.48742 | 1.067 | 0.38256 | 0.20396 | 0.038947 | 11.0727 | kg/m² | Important to consider board thickness. Recommended to use kg CO2e/kg EF when thickness and mass is known. | No
Plastic cladding/roofing | Plastic sheeting | Plastic_sheeting | Plastic sheeting - various types of plastic inputs including polycarbonate. | Plastic_sheeting | m³ | Tier 4 | 120% | 11528.78 | 485.18 | 7565.44 | 9078.528 | 13834.536 | 9.6073 | 0.44107 | 6.3534 | 7.624 | 11.5288 | 0 | 0 | 0 | 0 | 1190.7786 | kg/m³ |  | No
Timber cladding | Timber weatherboards | Timber_Weatherboard | Based on softwood timber used for weatherboards. Includes finger jointed, thermally modified timber, treated, untreated, surfaced, and sawn products. | Timber_Weatherboard | m³ | Tier 2 | 105% | 332.1057 | 32.573 | 196.52 | 206.346 | 348.711 | 0.69048 | 0.072384 | 0.3755 | 0.39428 | 0.725 | 888.9467 | 857.6502 | 1.6133 | 1.6253 | 523.3515 | kg/m³ |  | Yes
Timber cladding | Plywood | Eng_Timber_Plywood | Plywood timber for bracing, structural (walling, flooring), formwork purposes. | Eng_Timber_Plywood | m³ | Tier 2 | 105% | 922.3745 | 234.7244 | 498.1084 | 523.0138 | 968.4932 | 1.6897 | 0.39583 | 0.97781 | 1.0267 | 1.7742 | 920.7216 | 840.862 | 1.6867 | 1.6412 | 509.4108 | kg/m³ |  | Yes
Timber cladding | Particleboard | Eng_Timber_Particleboard | Particleboard including walling and flooring applications | Eng_Timber_Particleboard | m³ | Tier 2 | 105% | 838.4053 | 322.232 | 650.4555 | 682.9783 | 880.3255 | 1.1713 | 0.48823 | 0.91539 | 0.96116 | 1.2299 | 1181.0526 | 1138.6264 | 1.65 | 1.6196 | 710.5793 | kg/m³ |  | Yes
Structural insulated panel | Panel - SIP ≤100mm | Panel_SIP_less_equal_100 | Structural Insulated Panels (SIP) of thickness less than or equal to 100 mm, including wall and roof panels. | Panel_SIP_less_equal_100 | m² | Tier 2 | 105% | 64.0285 | 7.1512 | 42.2722 | 44.3858 | 67.2299 | 4.9166 | 1.0976 | 3.642 | 3.8241 | 5.1624 | 0 | 0 | 0 | 0 | 11.6069 | kg/m² | Important to consider board thickness. Recommended to use kg CO2e/kg EF when thickness and mass is known. | No
Structural insulated panel | Panel - SIP >100mm | Panel_SIP_more100 | Structural Insulated Panels (SIP) of thickness greater than 100 mm and no thicker than 250 mm including wall and roof panels. | Panel_SIP_more100 | m² | Tier 2 | 105% | 84.7534 | 36.5 | 55.6472 | 58.4295 | 88.9911 | 4.8709 | 1.5479 | 3.7632 | 3.9514 | 5.1144 | 0 | 0 | 0 | 0 | 14.7871 | kg/m² |  | No
Glazing | Glass (treated or untreated) | Glass | Glass used in windows, doors, curtain wall purposes. Including single, double and triple glazing units. | Glass | kg | Tier 4 | 120% | 1.9808 | 1.1 | 1.6599 | 1.9918 | 2.3769 | 1.9808 | 1.1 | 1.6599 | 1.9918 | 2.3769 | 0 | 0 | 0 | 0 | 1 | kg/kg |  | No
Extruded aluminium | Aluminium extruded uncoated | Aluminium_extruded | Extruded aluminium uncoated. | Aluminium_extruded | tonne | Tier 2 | 105% | 28800 | 3494.15 | 17399.6777 | 18269.6615 | 30240 | 28.8 | 3.4942 | 17.3997 | 18.2697 | 30.24 | 0 | 0 | 0 | 0 | 1000 | kg/tonne | Used in wide array of applications including in curtain walls, wall and ceiling systems, facades etc. | Yes
Extruded aluminium | Aluminium extruded powder coated | Aluminium_extru_powdercoat | Extruded aluminium (powder coated). | Aluminium_extru_powdercoat | tonne | Tier 2 | 105% | 30460 | 5154.15 | 18229.6777 | 19141.1615 | 31983 | 30.46 | 5.1542 | 18.2297 | 19.1412 | 31.983 | 0 | 0 | 0 | 0 | 1000 | kg/tonne | Using EFs determined in aluminium_extruded than multiplying by a factor for powder coating as determined using additional referenced data. Note this material sub-category is to act as a proxy for polyviylidene fluoride coating (PVDF coating). | Yes
Extruded aluminium | Aluminium extruded anodised | Aluminium_extru_anodised | Extruded aluminium (anodised). | Aluminium_extru_anodised | tonne | Tier 2 | 105% | 32600 | 7294.15 | 19299.6777 | 20264.6615 | 34230 | 32.6 | 7.2942 | 19.2997 | 20.2647 | 34.23 | 0 | 0 | 0 | 0 | 1000 | kg/tonne | Using EFs determined in aluminium_extruded than multiplying by a factor for anodising as determined using additional referenced data | Yes
External shading | Aluminium louvre | Aluminium_extru_powdercoat | Extruded aluminium (powder coated). | Aluminium_extru_powdercoat | tonne | Tier 2 | 105% | 30460 | 5154.15 | 18229.6777 | 19141.1615 | 31983 | 30.46 | 5.1542 | 18.2297 | 19.1412 | 31.983 | 0 | 0 | 0 | 0 | 1000 | kg/tonne | Using EFs determined in aluminium_extruded than multiplying by a factor for powder coating as determined using additional referenced data. Note this material sub-category is to act as a proxy for polyviylidene fluoride coating (PVDF coating). | Yes
External shading | Aluminium construction | Aluminium_extru_powdercoat | Extruded aluminium (powder coated). | Aluminium_extru_powdercoat | tonne | Tier 2 | 105% | 30460 | 5154.15 | 18229.6777 | 19141.1615 | 31983 | 30.46 | 5.1542 | 18.2297 | 19.1412 | 31.983 | 0 | 0 | 0 | 0 | 1000 | kg/tonne | Using EFs determined in aluminium_extruded than multiplying by a factor for powder coating as determined using additional referenced data. Note this material sub-category is to act as a proxy for polyviylidene fluoride coating (PVDF coating). | Yes
External shading | Steel construction | Structural_steel_cold | Steel used for structural purposes that has undergone cold-rolled steel production route. | Structural_steel_cold | tonne | Tier 2 | 105% | 3860 | 2725.7525 | 3012.9821 | 3163.6312 | 4053 | 3.86 | 2.7258 | 3.013 | 3.1636 | 4.053 | 0 | 0 | 0 | 0 | 1000 | kg/tonne |  | No
Ceilings & walls | Steel frame | Structural_steel_cold | Steel used for structural purposes that has undergone cold-rolled steel production route. | Structural_steel_cold | tonne | Tier 2 | 105% | 3860 | 2725.7525 | 3012.9821 | 3163.6312 | 4053 | 3.86 | 2.7258 | 3.013 | 3.1636 | 4.053 | 0 | 0 | 0 | 0 | 1000 | kg/tonne |  | No
Ceilings & walls | Timber frame | Timber_softwood | Softwood timber. Most common species radiata pine. Includes treated, untreated, surfaced, and sawn products. | Timber_softwood | m³ | Tier 2 | 105% | 332.1057 | 32.573 | 186.3089 | 195.6244 | 348.711 | 0.69048 | 0.072384 | 0.35336 | 0.37103 | 0.725 | 888.9467 | 863.4727 | 1.6133 | 1.6219 | 527.2483 | kg/m³ |  | Yes
Ceilings & walls | AAC panel (inc. reinforced) | AAC_panel | Autoclaved Aerated Concrete (AAC) panels including reinforcement | AAC_panel | kg | Tier 4 | 120% | 0.53456 | 0.37321 | 0.45083 | 0.54099 | 0.64148 | 0.53456 | 0.37321 | 0.45083 | 0.54099 | 0.64148 | 0 | 0 | 0 | 0 | 1 | kg/kg |  | No
Ceilings & walls | Plasterboard | Plasterboard | Board made from plaster typically coated in paper. Thickness from 4 mm to 22 mm. | Plasterboard | m² | Tier 4 | 120% | 6.8327 | 1.49 | 3.399 | 4.0788 | 8.1993 | 0.40618 | 0.1752 | 0.30697 | 0.36837 | 0.48742 | 1.067 | 0.38256 | 0.20396 | 0.038947 | 11.0727 | kg/m² | Important to consider board thickness. Recommended to use kg CO2e/kg EF when thickness and mass is known. | No
Ceilings & walls | Ceiling tile | Ceiling_tile | Used as a lay in suspended ceiling systems. Includes various ceiling tile types made from various materials including mineral wool, perlite, clay. | Ceiling_tile | m² | Tier 3 | 110% | 7.2317 | 1.3035 | 4.3635 | 4.7999 | 7.9548 | 1.3095 | 0.18155 | 0.77155 | 0.84871 | 1.4405 | 0 | 0 | 0 | 0 | 5.6555 | kg/m² |  | No
Ceilings & walls | Particleboard wall/ceiling | Eng_Timber_Decorative_Pb | Particleboard for walling or ceiling purposes (i.e. finished wall panel including coating). | Eng_Timber_Decorative_Pb | m³ | Tier 2 | 105% | 631.1509 | 177.0585 | 432.5879 | 454.2173 | 662.7085 | 0.95924 | 0.28558 | 0.66192 | 0.69501 | 1.0072 | 1113.2 | 1079.1452 | 1.6867 | 1.6671 | 653.5365 | kg/m³ | The NABERS rating tool will only include carbon storage where a material will be expected to last more than 20 years within the building and where it has been sourced from a sustainable forest. | Yes
Ceilings & walls | MDF | Eng_Timber_MDF | Medium density fibreboard (MDF) for decorative purposes (i.e. finished wall panel including coating). | Eng_Timber_MDF | m³ | Tier 2 | 105% | 1254.1817 | 525.9292 | 814.8309 | 855.5725 | 1316.8908 | 1.7419 | 0.71361 | 1.1293 | 1.1858 | 1.829 | 1227.6 | 1232.1415 | 1.705 | 1.7022 | 721.5251 | kg/m³ |  | Yes
Ceilings & walls | Fibre cement sheet | Fibre_Cement | Board made from fibre cement including compressed sheet, flooring, cladding, lining and roofing boards. Thickness from 4 mm to 22 mm. | Fibre_Cement | m² | Tier 2 | 105% | 45.9 | 4.5 | 12.5528 | 13.1804 | 48.195 | 1.3238 | 0.30723 | 0.88235 | 0.92646 | 1.39 | 0.045 | 0.025096 | 0.0083333 | 0.0021621 | 14.2266 | kg/m² | Important to consider in the context of board thickness and size of sheet not cladding area (shape of sheet overlapping (i.e. when cladding) means area of sheet is more than area to be clad). Recommended to use kg CO2e/kg EF when thickness and mass is known. | No
Ceilings & walls | Glass | Glass | Glass used in windows, doors, curtain wall purposes. Including single, double and triple glazing units. | Glass | kg | Tier 4 | 120% | 1.9808 | 1.1 | 1.6599 | 1.9918 | 2.3769 | 1.9808 | 1.1 | 1.6599 | 1.9918 | 2.3769 | 0 | 0 | 0 | 0 | 1 | kg/kg |  | No
Pavers/tiles | Concrete paver/tile | Concrete_bricks | Concrete brick, block and roof tiles i.e. cinder block or concrete finishing brick/tile used in masonry. Not including any core fill material or reinforcing. | Concrete_bricks | tonne | Tier 3 | 110% | 283.93 | -23.3 | 156.833 | 172.5163 | 312.323 | 0.28393 | -0.0233 | 0.15683 | 0.17252 | 0.31232 | 113.57 | 5.1964 | 0.11357 | 0.0051964 | 1000 | kg/tonne | Not including any core fill material or reinforcing. | No
Pavers/tiles | Ceramic paver/tile | Pavers_ceramic | Ceramic tiles (wall and floor) and pavers including porcelain tiles. | Pavers_ceramic | kg | Tier 4 | 120% | 0.81991 | 0.30825 | 0.59361 | 0.71233 | 0.98389 | 0.81991 | 0.30825 | 0.59361 | 0.71233 | 0.98389 | 0 | 0 | 0 | 0 | 1 | kg/kg |  | No
Pavers/tiles | Stone paver/tile | Pavers_Stone | Stone tiles (wall and floor) and pavers including porcelain tiles, represented by granite and limestone quarry operations and surface preparation with stabilisation as needed. | Pavers_Stone | tonne | Tier 4 | 120% | 451.8519 | 67.1044 | 238.9831 | 286.7797 | 542.2222 | 0.45185 | 0.067104 | 0.23898 | 0.28678 | 0.54222 | 0 | 0 | 0 | 0 | 1000 | kg/tonne |  | No
Floors | Access flooring | Access_floor | Access floor (raised floor) including pedestal, base, componentry. Excluding finish top layer. | Access_floor | m² | Tier 3 | 110% | 76 | 19 | 39.7335 | 43.7068 | 83.6 | 1.5304 | 0.30584 | 0.87273 | 0.96 | 1.6834 | 0 | 0 | 0 | 0 | 45.5279 | kg/m² |  | No
Floors | Carpet flooring | Carpet_flooring | Carpet for flooring including carpet tiles. | Carpet_flooring | m² | Tier 4 | 120% | 28.52 | 4.1 | 13.6657 | 16.3989 | 34.224 | 11.0973 | 1.3426 | 4.1825 | 5.0189 | 13.3167 | 1.33 | 0.051154 | 0.33085 | 0.012725 | 3.2674 | kg/m² | Numerous styles of carpet piles and thickness | No
Floors | Vinyl flooring | Vinyl_flooring | Vinyl flooring. | Vinyl_flooring | m² | Tier 3 | 110% | 34.386 | 5.6266 | 15.9147 | 17.5062 | 37.8246 | 7.8519 | 0.86798 | 3.1217 | 3.4339 | 8.637 | 0 | 0 | 0 | 0 | 5.0981 | kg/m² |  | No
Floors | Rubber flooring | Rubber_flooring | Rubber flooring. | Rubber_flooring | m² | Tier 4 | 120% | 16.219 | 0.37834 | 8.6864 | 10.4237 | 19.4628 | 8.5363 | 0.42994 | 3.9445 | 4.7334 | 10.2436 | 0 | 0 | 0 | 0 | 2.2022 | kg/m² |  | No
Floors | Timber flooring | Timber_hardwood | Hardwood timber. Includes treated, untreated, dressed, and sawn products. | Timber_hardwood | m³ | Tier 2 | 105% | 562.5038 | 104.26 | 346.8826 | 364.2268 | 590.629 | 0.76531 | 0.12561 | 0.46607 | 0.48937 | 0.80358 | 1212.75 | 1165.5515 | 1.65 | 1.5428 | 744.2694 | kg/m³ |  | No
Floors | Laminate flooring | Laminate_flooring | Laminate flooring. | Laminate_flooring | m² | Tier 4 | 120% | 4.7433 | 2.6693 | 3.7063 | 4.4476 | 5.692 | 0.67858 | 0.38353 | 0.53105 | 0.63727 | 0.8143 | 0 | 0 | 0 | 0 | 6.9792 | kg/m² |  | No
Floors | Hybrid flooring | Hybrid_flooring | Hybrid flooring. | Hybrid_flooring | m² | Tier 4 | 120% | 13.032 | 13.032 | 13.032 | 15.6384 | 15.6384 | 1.5153 | 1.5153 | 1.5153 | 1.8184 | 1.8184 | 0 | 0 | 0 | 0 | 8.6 | kg/m² |  | No
Floors | Linoleum flooring | Linoleum_flooring | Linoleum flooring - made from various materials. | Linoleum_flooring | m² | Tier 3 | 110% | 3.63 | 3.5955 | 3.6122 | 3.9734 | 3.993 | 1.5633 | 1.2282 | 1.3421 | 1.4763 | 1.7196 | 0 | 0 | 0 | 0 | 2.6915 | kg/m² | The NABERS rating tool will only include carbon storage where a material will be expected to last more than 20 years within the building and where it has been sourced from a sustainable forest. | No
Floors | Epoxy flooring | Epoxy_flooring | Epoxy flooring - for use on concrete flooring or similar. | Epoxy_flooring | kg | Tier 4 | 120% | 3.2024 | 2.4476 | 2.8039 | 3.3646 | 3.8429 | 3.2024 | 2.4476 | 2.8039 | 3.3646 | 3.8429 | 0 | 0 | 0 | 0 | 1 | kg/kg |  | No
Roller doors | Roller doors | Roller_Door | Roller door (i.e. sectional door or garage door) including all elements steel, electrical drives etc. | Roller_Door | m² | Tier 4 | 120% | 110 | 96.7 | 103.35 | 124.02 | 132 | 4.7222 | 3.2566 | 3.9894 | 4.7873 | 5.6667 | 0 | 0 | 0 | 0 | 25.9062 | kg/m² |  | No
Windows & doors | Window - aluminium frame - generic | Window_doors_generic | Represents a generic window or door as named in the material category. Includes key component materials. Assume double glazing for all except the revolving door. Square meter rate. | Window_doors_generic | m² | Untiered | 100% | 266.9827 | 50.3311 | 159.1937 | 159.1937 | 266.9827 | 11.6079 | 2.1883 | 6.9215 | 6.9215 | 11.6079 | 0 | 0 | 0 | 0 | 23 | kg/m² |  | No
Windows & doors | Window - timber frame - generic | Window_doors_generic | Represents a generic window or door as named in the material category. Includes key component materials. Assume double glazing for all except the revolving door. Square meter rate. | Window_doors_generic | m² | Untiered | 100% | 89.8202 | 38.4203 | 61.0267 | 61.0267 | 89.8202 | 2.4512 | 1.0485 | 1.6654 | 1.6654 | 2.4512 | 15.9797 | 14.9417 | 0.43609 | 0.40776 | 36.6433 | kg/m² |  | No
Windows & doors | Door - timber with glazing - generic | Window_doors_generic | Represents a generic window or door as named in the material category. Includes key component materials. Assume double glazing for all except the revolving door. Square meter rate. | Window_doors_generic | m² | Untiered | 100% | 82.3793 | 36.8375 | 57.2654 | 57.2654 | 82.3793 | 1.9432 | 0.86896 | 1.3508 | 1.3508 | 1.9432 | 27.9091 | 26.0962 | 0.65835 | 0.61559 | 42.3926 | kg/m² |  | No
Windows & doors | Door - steel with glazing - generic | Window_doors_generic | Represents a generic window or door as named in the material category. Includes key component materials. Assume double glazing for all except the revolving door. Square meter rate. | Window_doors_generic | m² | Untiered | 100% | 189.832 | 115.8408 | 138.1428 | 138.1428 | 189.832 | 3.669 | 2.2389 | 2.6699 | 2.6699 | 3.669 | 0 | 0 | 0 | 0 | 51.74 | kg/m² |  | No
Windows & doors | Door - fully glazed - minor aluminium frame - generic | Window_doors_generic | Represents a generic window or door as named in the material category. Includes key component materials. Assume double glazing for all except the revolving door. Square meter rate. | Window_doors_generic | m² | Untiered | 100% | 332.579 | 77.5537 | 205.2791 | 205.2791 | 332.579 | 7.5586 | 1.7626 | 4.6654 | 4.6654 | 7.5586 | 0 | 0 | 0 | 0 | 44 | kg/m² |  | No
Windows & doors | Door - aluminium with glazing - generic | Window_doors_generic | Represents a generic window or door as named in the material category. Includes key component materials. Assume double glazing for all except the revolving door. Square meter rate. | Window_doors_generic | m² | Untiered | 100% | 413.9799 | 68.2199 | 244.4211 | 244.4211 | 413.9799 | 14.2261 | 2.3443 | 8.3993 | 8.3993 | 14.2261 | 0 | 0 | 0 | 0 | 29.1 | kg/m² |  | No
Windows & doors | Door - timber solid - generic | Window_doors_generic | Represents a generic window or door as named in the material category. Includes key component materials. Assume double glazing for all except the revolving door. Square meter rate. | Window_doors_generic | m² | Untiered | 100% | 117.4678 | 62.6097 | 83.0964 | 83.0964 | 117.4678 | 1.8946 | 1.0098 | 1.3403 | 1.3403 | 1.8946 | 66.6996 | 62.367 | 1.0758 | 1.0059 | 62 | kg/m² |  | No
Windows & doors | Door - steel solid - generic | Window_doors_generic | Represents a generic window or door as named in the material category. Includes key component materials. Assume double glazing for all except the revolving door. Square meter rate. | Window_doors_generic | m² | Untiered | 100% | 398.7705 | 271.4317 | 298.9891 | 298.9891 | 398.7705 | 4.0691 | 2.7697 | 3.0509 | 3.0509 | 4.0691 | 0 | 0 | 0 | 0 | 98 | kg/m² |  | No
Windows & doors | Revolving door - glass, aluminium, steel - generic | Window_doors_generic | Represents a generic window or door as named in the material category. Includes key component materials. Assume double glazing for all except the revolving door. Square meter rate. | Window_doors_generic | m² | Untiered | 100% | 1669.8664 | 360.9541 | 1013.9738 | 1013.9738 | 1669.8664 | 10.1817 | 2.2008 | 6.1825 | 6.1825 | 10.1817 | 25.4997 | 23.8433 | 0.15548 | 0.14538 | 164.0069 | kg/m² |  | No
Ceilings & walls | Wall system steel frame - 1 side plasterboard (92mm stud) | Ceiling_Wall_generic | Represents a generic wall or ceiling system as named in the material category. Includes framing and sheeting. | Ceiling_Wall_generic | m² | Untiered | 100% | 15.1632 | 8.3054 | 10.5857 | 10.5857 | 15.1632 | 1.035 | 0.56692 | 0.72257 | 0.72257 | 1.035 | 2.5291 | 0.48295 | 0.17263 | 0.032966 | 14.65 | kg/m² |  | No
Ceilings & walls | Wall system steel frame - 2 sides plasterboard (92mm stud) | Ceiling_Wall_generic | Represents a generic wall or ceiling system as named in the material category. Includes framing and sheeting. | Ceiling_Wall_generic | m² | Untiered | 100% | 21.2072 | 10.4779 | 14.3921 | 14.3921 | 21.2072 | 0.784 | 0.38735 | 0.53206 | 0.53206 | 0.784 | 5.0582 | 0.9659 | 0.18699 | 0.035708 | 27.05 | kg/m² |  | No
Ceilings & walls | Wall system steel frame - 2 sides plasterboard (150 mm stud) | Ceiling_Wall_generic | Represents a generic wall or ceiling system as named in the material category. Includes framing and sheeting. | Ceiling_Wall_generic | m² | Untiered | 100% | 26.9625 | 14.3485 | 18.6705 | 18.6705 | 26.9625 | 0.94705 | 0.50399 | 0.6558 | 0.6558 | 0.94705 | 5.0582 | 0.9659 | 0.17767 | 0.033927 | 28.47 | kg/m² |  | No
Ceilings & walls | Wall system steel frame - 1 side plasterboard (150 mm stud) | Ceiling_Wall_generic | Represents a generic wall or ceiling system as named in the material category. Includes framing and sheeting. | Ceiling_Wall_generic | m² | Untiered | 100% | 20.9185 | 12.176 | 14.8641 | 14.8641 | 20.9185 | 1.3017 | 0.75768 | 0.92496 | 0.92496 | 1.3017 | 2.5291 | 0.48295 | 0.15738 | 0.030053 | 16.07 | kg/m² |  | No
Ceilings & walls | Wall system timber frame - 2 sides plasterboard | Ceiling_Wall_generic | Represents a generic wall or ceiling system as named in the material category. Includes framing and sheeting. | Ceiling_Wall_generic | m² | Untiered | 100% | 15.829 | 4.7185 | 9.4362 | 9.4362 | 15.829 | 0.52834 | 0.15749 | 0.31496 | 0.31496 | 0.52834 | 13.383 | 9.3347 | 0.44669 | 0.31157 | 29.96 | kg/m² |  | No
Ceilings & walls | Wall system timber frame - 1 side plasterboard | Ceiling_Wall_generic | Represents a generic wall or ceiling system as named in the material category. Includes framing and sheeting. | Ceiling_Wall_generic | m² | Untiered | 100% | 9.785 | 2.546 | 5.6298 | 5.6298 | 9.785 | 0.55723 | 0.14499 | 0.3206 | 0.3206 | 0.55723 | 10.8539 | 8.8518 | 0.6181 | 0.50409 | 17.56 | kg/m² |  | No
Ceilings & walls | AAC and steel based system - generic | Ceiling_Wall_generic | Represents a generic wall or ceiling system as named in the material category. Includes framing and sheeting. | Ceiling_Wall_generic | m² | Untiered | 100% | 63.3688 | 39.1625 | 45.5621 | 45.5621 | 63.3688 | 0.96599 | 0.59699 | 0.69454 | 0.69454 | 0.96599 | 0 | 0 | 0 | 0 | 65.6 | kg/m² |  | No
Ceilings & walls | Ceiling system steel frame suspended (plasterboard) | Ceiling_Wall_generic | Represents a generic wall or ceiling system as named in the material category. Includes framing and sheeting. | Ceiling_Wall_generic | m² | Untiered | 100% | 10.9076 | 5.4434 | 7.422 | 7.422 | 10.9076 | 0.80203 | 0.40025 | 0.54574 | 0.54574 | 0.80203 | 2.5291 | 0.48295 | 0.18596 | 0.035511 | 13.6 | kg/m² |  | No
Ceilings & walls | Ceiling system steel frame suspended (fibre cement) | Ceiling_Wall_generic | Represents a generic wall or ceiling system as named in the material category. Includes framing and sheeting. | Ceiling_Wall_generic | m² | Untiered | 100% | 19.8753 | 6.589 | 13.1449 | 13.1449 | 19.8753 | 1.6563 | 0.54908 | 1.0954 | 1.0954 | 1.6563 | 0.09 | 0.023351 | 0.0075 | 0.0019459 | 12 | kg/m² |  | No
Ceilings & walls | Ceiling system steel frame suspended (mineral tile) | Ceiling_Wall_generic | Represents a generic wall or ceiling system as named in the material category. Includes framing and sheeting. | Ceiling_Wall_generic | m² | Untiered | 100% | 12.2101 | 4.1968 | 7.5505 | 7.5505 | 12.2101 | 1.9381 | 0.66616 | 1.1985 | 1.1985 | 1.9381 | 0 | 0 | 0 | 0 | 6.3 | kg/m² |  | No
Ceilings & walls | Ceiling system aluminum frame suspended (powder coated aluminium) | Ceiling_Wall_generic | Represents a generic wall or ceiling system as named in the material category. Includes framing and sheeting. | Ceiling_Wall_generic | m² | Untiered | 100% | 259.0623 | 41.7486 | 147.6604 | 147.6604 | 259.0623 | 31.983 | 5.1542 | 18.2297 | 18.2297 | 31.983 | 0 | 0 | 0 | 0 | 8.1 | kg/m² |  | No
Curtain wall | Aluminium unitised type 1: 100% DGU 8T-16-44.2 | Curtain_wall | Represents a generic curtain wall as named in the material category. Includes glass, framing, spandrel/cladding material in one square meter rate. | Curtain_wall | m² | Untiered | 100% | 434.6814 | 109.9755 | 263.5729 | 263.5729 | 434.6814 | 8.5558 | 2.1646 | 5.1879 | 5.1879 | 8.5558 | 0 | 0 | 0 | 0 | 50.8057 | kg/m² | Represents a system assembled off-site | No
Curtain wall | Aluminium unitised type 2: aluminium cladding, 50% DGU 8T-16-44.2 | Curtain_wall | Represents a generic curtain wall as named in the material category. Includes glass, framing, spandrel/cladding material in one square meter rate. | Curtain_wall | m² | Untiered | 100% | 655.8187 | 128.9907 | 382.4053 | 382.4053 | 655.8187 | 16.9383 | 3.3315 | 9.8767 | 9.8767 | 16.9383 | 0 | 0 | 0 | 0 | 38.7181 | kg/m² | Represents a system assembled off-site | No
Curtain wall | Aluminium unitised type 3: aluminium cladding with vertical fins, 50% DGU 8T-16-44.2 | Curtain_wall | Represents a generic curtain wall as named in the material category. Includes glass, framing, spandrel/cladding material in one square meter rate. | Curtain_wall | m² | Untiered | 100% | 877.2421 | 167.4012 | 509.0335 | 509.0335 | 877.2421 | 19.1346 | 3.6514 | 11.1031 | 11.1031 | 19.1346 | 0 | 0 | 0 | 0 | 45.846 | kg/m² | Represents a system assembled off-site | No
Curtain wall | Aluminium unitised type 4: aluminium cladding, 50% TGU 8T-16-6-16-44.2 | Curtain_wall | Represents a generic curtain wall as named in the material category. Includes glass, framing, spandrel/cladding material in one square meter rate. | Curtain_wall | m² | Untiered | 100% | 663.6512 | 137.9119 | 389.8193 | 389.8193 | 663.6512 | 14.3065 | 2.973 | 8.4035 | 8.4035 | 14.3065 | 0 | 0 | 0 | 0 | 46.388 | kg/m² | Represents a system assembled off-site | No
Curtain wall | Aluminium unitised type 5: insulated shadow box, 50% DGU 8T-16-44.2 | Curtain_wall | Represents a generic curtain wall as named in the material category. Includes glass, framing, spandrel/cladding material in one square meter rate. | Curtain_wall | m² | Untiered | 100% | 571.8115 | 132.5816 | 341.7859 | 341.7859 | 571.8115 | 10.4878 | 2.4317 | 6.2688 | 6.2688 | 10.4878 | 0 | 0 | 0 | 0 | 54.5215 | kg/m² | Represents a system assembled off-site | No
Curtain wall | Aluminium unitised type 6: GRC cladding, 50% DGU 8T-16-44.2 | Curtain_wall | Represents a generic curtain wall as named in the material category. Includes glass, framing, spandrel/cladding material in one square meter rate. | Curtain_wall | m² | Untiered | 100% | 766.4082 | 157.7382 | 448.2104 | 448.2104 | 766.4082 | 11.2382 | 2.313 | 6.5723 | 6.5723 | 11.2382 | 0 | 0 | 0 | 0 | 68.1969 | kg/m² | Represents a system assembled off-site | No
Curtain wall | Aluminium unitised type 7: opaque panel, 100% aluminium cladding | Curtain_wall | Represents a generic curtain wall as named in the material category. Includes glass, framing, spandrel/cladding material in one square meter rate. | Curtain_wall | m² | Untiered | 100% | 1189.1017 | 198.9225 | 679.5303 | 679.5303 | 1189.1017 | 33.5676 | 5.6155 | 19.1827 | 19.1827 | 33.5676 | 0 | 0 | 0 | 0 | 35.424 | kg/m² | Represents a system assembled off-site | No
Curtain wall | Double skin type 1: deep cavity aluminium façade, 100% single + DGU 66.2 + 8T-16-44.2 | Curtain_wall | Represents a generic curtain wall as named in the material category. Includes glass, framing, spandrel/cladding material in one square meter rate. | Curtain_wall | m² | Untiered | 100% | 1304.4579 | 362.5389 | 801.9404 | 801.9404 | 1304.4579 | 9.6983 | 2.6954 | 5.9622 | 5.9622 | 9.6983 | 0 | 0 | 0 | 0 | 134.5038 | kg/m² | Represents a system assembled off-site | No
Curtain wall | Double skin type 2: narrow cavity aluminium façade, 100% single + DGU 66.2 + 8T-16-44.2 | Curtain_wall | Represents a generic curtain wall as named in the material category. Includes glass, framing, spandrel/cladding material in one square meter rate. | Curtain_wall | m² | Untiered | 100% | 673.6945 | 178.9776 | 411.7673 | 411.7673 | 673.6945 | 7.7411 | 2.0565 | 4.7314 | 4.7314 | 7.7411 | 0 | 0 | 0 | 0 | 87.0283 | kg/m² | Represents a system assembled off-site | No
Lifts | Category 5, 6 for high rise buildings (>10 floors) | Lift_Cat5_6 | Lift (elevator) classified as category 5 and 6 from ISO 25745. Typically used in high use environments, shopping centres, high-rise commercial.residential (10+ floors). Includes all elements of a lift installation i.e. lift cars, fittings, finishes, drive elements, electronics, guide rails, counterweights, ropes etc. | Lift_Cat5_6 | Unit | Tier 4 | 120% | 259409.0928 | 99868.2363 | 166503.3513 | 199804.0216 | 311290.9114 | 5.597 | 2.2004 | 3.5099 | 4.2119 | 6.7164 | 0 | 0 | 0 | 0 | 47438.5253 | kg/Unit |  | No
Lifts | Category 3, 4 for medium rise buildings (4-10 floors) | Lift_Cat3_4 | Lift (elevator) classified as category 3 and 4 from ISO 25745. Typically used in medium rise (4-10 floor). Includes all elements of a lift installation i.e. lift cars, fittings, finishes, drive elements, electronics, guide rails, counterweights, ropes etc. | Lift_Cat3_4 | Unit | Tier 4 | 120% | 117248.001 | 4487.592 | 41503.4332 | 49804.1199 | 140697.6012 | 5.0227 | 1.9235 | 2.9745 | 3.5694 | 6.0273 | 0 | 0 | 0 | 0 | 13953.0324 | kg/Unit |  | No
Lifts | Category 1, 2 for low rise buildings (<4 floors) | Lift_Cat1_2 | Lift (elevator) classified as category 1 and 2 from ISO 25745. Typically used in low rise (less 4 floors) building. Includes all elements of a lift installation i.e. lift cars, fittings, finishes, drive elements, electronics, guide rails, counterweights, ropes etc. | Lift_Cat1_2 | Unit | Tier 4 | 120% | 28801.149 | 4496.65 | 14157.7403 | 16989.2883 | 34561.3788 | 3.8947 | 1.9274 | 2.9872 | 3.5846 | 4.6736 | 0 | 0 | 0 | 0 | 4739.4767 | kg/Unit |  | No
Escalator | Escalator | Escalator | Escalator/travelator. Including all componentry (i.e. truss, stairs, rails and balustrade, drive train etc.) | Escalator | Unit | Tier 4 | 120% | 118165.77 | 20319.1 | 50510.063 | 60612.0756 | 141798.924 | 6.2893 | 3.3216 | 5.2706 | 6.3247 | 7.5472 | 0 | 0 | 0 | 0 | 9583.3361 |  |  | No
Mechanical, electrical, and plumbing (MEP) | Low or mid rise office, hotel or retail building (≤10 floors) | Building_services | Determination of a generic buildings services rate as named in the material category. Includes mechanical, electrical and heating, ventilation and air conditioning. | Building_services | m² | Untiered | 100% | 66.9525 | 41.263 | 55.3381 | 55.3381 | 66.9525 | 3.1104 | 2.7709 | 2.9481 | 2.9481 | 3.1104 | 0 | 0 | 0 | 0 | 18.7711 | kg/m² | Building services includes electrical, mechanical and plumbing services in a building. It excludes transportation services i.e. lifts and escalators. It does not include use phase of these services i.e. electricity consumption of lighting of the building or leakage of refrigerants. Categories were defined during industry consultation. EFs are based on detailed study conducted by Carbon Leadership Forum (CLF). The study is limited to expert agreed commercial residential buildings in America's north west. In the CLF report, data were taken from a sample of 16 buildings. Please see the table starting in cell N15. Buildings were regrouped into the NABERS building types. This range of data makes it possible to calculate a min/max/average. | No
Mechanical, electrical, and plumbing (MEP) | Residential building | Building_services | Determination of a generic buildings services rate as named in the material category. Includes mechanical, electrical and heating, ventilation and air conditioning. | Building_services | m² | Untiered | 100% | 57.3862 | 41.1942 | 46.7585 | 46.7585 | 57.3862 | 2.6881 | 2.2625 | 2.2625 | 2.2625 | 2.6881 | 0 | 0 | 0 | 0 | 20.6671 | kg/m² | Building services includes electrical, mechanical and plumbing services in a building. It excludes transportation services i.e. lifts and escalators. It does not include use phase of these services i.e. electricity consumption of lighting of the building or leakage of refrigerants. Categories were defined during industry consultation. EFs are based on detailed study conducted by Carbon Leadership Forum (CLF). The study is limited to expert agreed commercial residential buildings in America's north west. In the CLF report, data were taken from a sample of 16 buildings. Please see the table starting in cell N15. Buildings were regrouped into the NABERS building types. This range of data makes it possible to calculate a min/max/average. | No
Mechanical, electrical, and plumbing (MEP) | Warehouse or industrial building | Building_services | Determination of a generic buildings services rate as named in the material category. Includes mechanical, electrical and heating, ventilation and air conditioning. | Building_services | m² | Untiered | 100% | 13.4121 | 11.7868 | 12.5995 | 12.5995 | 13.4121 | 2.7738 | 1.5905 | 2.1822 | 2.1822 | 2.7738 | 0 | 0 | 0 | 0 | 5.7738 | kg/m² | Building services includes electrical, mechanical and plumbing services in a building. It excludes transportation services i.e. lifts and escalators. It does not include use phase of these services i.e. electricity consumption of lighting of the building or leakage of refrigerants. Categories were defined during industry consultation. EFs are based on detailed study conducted by Carbon Leadership Forum (CLF). The study is limited to expert agreed commercial residential buildings in America's north west. In the CLF report, data were taken from a sample of 16 buildings. Please see the table starting in cell N15. Buildings were regrouped into the NABERS building types. This range of data makes it possible to calculate a min/max/average. | No
Mechanical, electrical, and plumbing (MEP) | High rise office, hotel or retail building (>10 floors) | Building_services | Determination of a generic buildings services rate as named in the material category. Includes mechanical, electrical and heating, ventilation and air conditioning. | Building_services | m² | Untiered | 100% | 74.8437 | 48.9046 | 62.5563 | 62.5563 | 74.8437 | 3.8786 | 2.8792 | 3.2361 | 3.2361 | 3.8786 | 0 | 0 | 0 | 0 | 19.3309 | kg/m² | Building services includes electrical, mechanical and plumbing services in a building. It excludes transportation services i.e. lifts and escalators. It does not include use phase of these services i.e. electricity consumption of lighting of the building or leakage of refrigerants. Categories were defined during industry consultation. EFs are based on detailed study conducted by Carbon Leadership Forum (CLF). The study is limited to expert agreed commercial residential buildings in America's north west. In the CLF report, data were taken from a sample of 16 buildings. Please see the table starting in cell N15. Buildings were regrouped into the NABERS building types. This range of data makes it possible to calculate a min/max/average. | No
Mechanical, electrical, and plumbing (MEP) | Hospital or high services intensity building | Building_services | Determination of a generic buildings services rate as named in the material category. Includes mechanical, electrical and heating, ventilation and air conditioning. | Building_services | m² | Untiered | 100% | 74.8437 | 55.0555 | 66.0397 | 66.0397 | 74.8437 | 3.9477 | 2.912 | 3.2937 | 3.2937 | 3.9477 | 0 | 0 | 0 | 0 | 20.0504 | kg/m² | Building services includes electrical, mechanical and plumbing services in a building. It excludes transportation services i.e. lifts and escalators. It does not include use phase of these services i.e. electricity consumption of lighting of the building or leakage of refrigerants. Categories were defined during industry consultation. EFs are based on detailed study conducted by Carbon Leadership Forum (CLF). The study is limited to expert agreed commercial residential buildings in America's north west. In the CLF report, data were taken from a sample of 16 buildings. Please see the table starting in cell N15. Buildings were regrouped into the NABERS building types. This range of data makes it possible to calculate a min/max/average. | No
Other | Other | Other | Other/miscellaneous material | Other | kg | Untiered | 100% | 4.8344 | 1.231 | 2.9999 | 2.9999 | 4.8344 | 4.8344 | 1.231 | 2.9999 | 2.9999 | 4.8344 |  | 0 |  | 0 | 1 | kg/kg
Row |  |  | 3 |  | 17 | 9 |  | 18 | 19 | 20 |  |  | 18 | 19 | 20 |  |  | 18 | 20 | 18 | 20 |  |  | 11 | 20
Column |  |  | 2 |  | 4 | 2 |  | 4 | 4 | 4 |  |  | 5 | 5 | 5 |  |  | 6 | 6 | 7 | 7 |  |  | 2 | 3

## Emission Factors database
National material emission factors database
[7 empty] | Upfront carbon emissions | [7 empty] | Upfront carbon storage
[7 empty] | Quantity basis (kgCO2e/declared unit) |  |  |  | Mass basis (kgCO2e/kg) |  |  |  | Quantity basis (kgCO2e/declared unit) | Mass basis (kgCO2e/kg)
Emission Factor material type | Emission Factor material category | Relevant tab in Technical Workbook | Tab description | Declared unit | Data qualitative rating | Uncertainty adjustment (%) | Default (uncertainty adjusted) | Max in category EF | Min in category EF | Average EF | Default (uncertainty adjusted) | Max in category EF | Min in category EF | Average EF | Average EF | Average EF | Conversion (Based on average EF) | Conversion unit | Notes | Weighted average used (Yes/No)
EF material type | EF material category | EXCLUDE | Description | Declared unit | Data qualitative rating | Uncertainty adjustment (%) | Upfront carbon emission - Default (uncertainty adjusted) (kgCO2e/declared unit) | Upfront carbon emission - Max (kgCO2e/declared unit) | Upfront carbon emission - Min (kgCO2e/declared unit) | Upfront carbon emission - Average (kg CO2e/declared unit) | Upfront carbon emission - Default (uncertainty adjusted) (kgCO2e/kg) | Upfront carbon emission - Max (kgCO2e/kg) | Upfront carbon emission - Min (kgCO2e/kg) | Upfront carbon emission - Average (kg CO2e/kg) | Upfront carbon storage- Average (kg CO2e/declared unit) | Upfront carbon storage - Average (kg CO2e/kg) | Conversion | Conversion unit | EXCLUDE | Weighted averaged used?
Concrete in-situ | ≤10 MPa | Concrete_10MPa | Any concrete mix with a strength rating of 10 MPa or lower. | m³ | Tier 3 | 110% | 273 | 248 | 100 | 154 | 0.114 | 0.103 | 0.0417 | 0.0640 | 0 | 0 | 2,410 | kg/m³ |  | No
Concrete in-situ | >10 MPa to ≤20 MPa | Concrete_20MPa | Any concrete mix with a strength rating of 20 MPa or lower, and greater than 10MPa. | m³ | Tier 1 | 102% | 371 | 364 | 85.7 | 192 | 0.155 | 0.152 | 0.0357 | 0.0804 | 0 | 0 | 2,390 | kg/m³ |  | No
Concrete in-situ | >20 MPa to ≤25 MPa | Concrete_25MPa | Any concrete mix with a strength rating of 25 MPa or lower, and greater than 20 MPa. | m³ | Tier 1 | 102% | 426 | 417 | 97.8 | 211 | 0.177 | 0.174 | 0.0408 | 0.0883 | 0 | 0 | 2,390 | kg/m³ |  | No
Concrete in-situ | >25 MPa to ≤32 MPa | Concrete_32MPa | Any concrete mix with a strength rating of 32 MPa or lower, and greater than 25 MPa. | m³ | Tier 1 | 102% | 468 | 459 | 105 | 240 | 0.195 | 0.191 | 0.0437 | 0.100 | 0 | 0 | 2,390 | kg/m³ |  | No
Concrete in-situ | >32 MPa to ≤40 MPa | Concrete_40MPa | Any concrete mix with a strength rating of 40 MPa or lower, and greater than 32 MPa. | m³ | Tier 1 | 102% | 556 | 545 | 134 | 281 | 0.232 | 0.227 | 0.0557 | 0.117 | 0 | 0 | 2,390 | kg/m³ |  | No
Concrete in-situ | >40 MPa to ≤50 MPa | Concrete_50MPa | Any concrete mix with a strength rating of 50 MPa or lower, and greater than 40 MPa. | m³ | Tier 1 | 102% | 621 | 609 | 164 | 326 | 0.259 | 0.254 | 0.0686 | 0.136 | 0 | 0 | 2,400 | kg/m³ |  | No
Concrete in-situ | >50 MPa to ≤65 MPa | Concrete_65MPa | Any concrete mix with a strength rating of 65 MPa or lower, and greater than 50 MPa. | m³ | Tier 1 | 102% | 621 | 609 | 217 | 351 | 0.259 | 0.254 | 0.0903 | 0.147 | 0 | 0 | 2,390 | kg/m³ | Maximum of data source falls below the maximum for 50 MPa. Likely due to a limited source of market coverage at this strength rating. The max from 50 MPa has been used. | No
Concrete in-situ | >65 MPa to ≤80 MPa | Concrete_80MPa | Any concrete mix with a strength rating of 80 MPa or lower, and greater than 65 MPa. | m³ | Tier 2 | 105% | 690 | 657 | 267 | 399 | 0.287 | 0.274 | 0.116 | 0.166 | 0 | 0 | 2,400 | kg/m³ |  | No
Concrete in-situ | >80 MPa + | Concrete_80upMPa | Any concrete mix with a strength rating above 80 MPa. | m³ | Tier 3 | 110% | 781 | 710 | 366 | 490 | 0.325 | 0.296 | 0.152 | 0.204 | 0 | 0 | 2,400 | kg/m³ |  | No
Concrete shotcrete | Shotcrete | Concrete_shotcrete | A specialised concrete mix sprayed through a hose onto a surface. | m³ | Tier 3 | 110% | 483 | 439 | 204 | 329 | 0.201 | 0.183 | 0.0851 | 0.139 | 0 | 0 | 2,360 | kg/m³ |  | No
Concrete in-situ | Kerb | Concrete_32MPa | Any concrete mix with a strength rating of 32 MPa or lower, and greater than 25 MPa. | m³ | Tier 1 | 102% | 468 | 459 | 105 | 240 | 0.195 | 0.191 | 0.0437 | 0.100 | 0 | 0 | 2,390 | kg/m³ |  | No
Concrete precast panel | Precast concrete panel (inc. reinforcing) | Concrete_precast_panel | Any precast concrete panel including reinforcing steel (e.g. wall, deck, or balcony panel). | tonne | Untiered | 100% | 439 | 439 | 94.9 | 216 | 0.439 | 0.439 | 0.0949 | 0.216 | 0 | 0 | 1,000 | kg/tonne | Includes steel reinforcing. | No
Concrete precast panel | Hollow core - precast concrete (inc. reinforcing) | Concrete_hollowcore | Precast hollowcore concrete slabs including reinforcing steel. | m³ | Tier 4 | 120% | 428 | 357 | 317 | 339 | 0.290 | 0.242 | 0.215 | 0.229 | 0 | 0 | 1,480 | kg/m³ | Declared unit is per cubic meters of slab including hollows/voids | No
Concrete block | Concrete block (exc. core fill or reinforcing) | Concrete_bricks | Concrete brick, block and roof tiles i.e. cinder block or concrete finishing brick/tile used in masonry. Not including any core fill material or reinforcing. | tonne | Tier 3 | 110% | 312 | 284 | -23.3 | 157 | 0.312 | 0.284 | -0.0233 | 0.157 | 5.20 | 0.00520 | 1,000 | kg/tonne | Not including any core fill material or reinforcing. | No
Concrete block | Solid AAC (no fill or reinforcing) | AAC_block | Autoclaved Aerated Concrete (AAC) blocks without reinforcing or fill. | m³ | Tier 4 | 120% | 278 | 232 | 150 | 190 | 0.724 | 0.603 | 0.400 | 0.461 | 0 | 0 | 412 | kg/m³ |  | No
Reinforcing steel | Bar & mesh reinforcing steel | Reinforcing_steel | Steel used to reinforce concrete structures as named in the material category. | tonne | Tier 2 | 105% | 3,650 | 3,480 | 309 | 1,480 | 3.65 | 3.48 | 0.309 | 1.48 | 0 | 0 | 1,000 | kg/tonne | Broad definition of reinforcing steel that includes a mixture of reinforcing bars, mesh, fibre, cages and strand products | Yes
Reinforcing steel | Fibre & strand reinforcing steel | Reinforcing_steel | Steel used to reinforce concrete structures as named in the material category. | tonne | Tier 2 | 105% | 3,650 | 3,480 | 309 | 1,480 | 3.65 | 3.48 | 0.309 | 1.48 | 0 | 0 | 1,000 | kg/tonne | Broad definition of reinforcing steel that includes a mixture of reinforcing bars, mesh, fibre, cages and strand products | Yes
Structural steel | Structural sections steel (welded beam, columns, angles, plates, piles etc) (hot rolled) | Structural_steel_hot | Steel used for structural purposes (unpainted, not galvanised) that has undergone hot-rolled steel production route. Including beams, columns, angles, flange channels, hollow sections. | tonne | Tier 2 | 105% | 3,850 | 3,670 | 558 | 2,410 | 3.85 | 3.67 | 0.558 | 2.41 | 0 | 0 | 1,000 | kg/tonne |  | Yes
Structural steel | Structural formwork and decking steel (cold rolled - light weight) | Structural_steel_cold | Steel used for structural purposes that has undergone cold-rolled steel production route. | tonne | Tier 2 | 105% | 4,050 | 3,860 | 2,730 | 3,010 | 4.05 | 3.86 | 2.73 | 3.01 | 0 | 0 | 1,000 | kg/tonne |  | No
Structural steel | Structural framing steel (cold rolled - lightweight) | Structural_steel_cold | Steel used for structural purposes that has undergone cold-rolled steel production route. | tonne | Tier 2 | 105% | 4,050 | 3,860 | 2,730 | 3,010 | 4.05 | 3.86 | 2.73 | 3.01 | 0 | 0 | 1,000 | kg/tonne |  | No
Structural steel | Galvanised structural sections steel (welded beam, columns, angles, plates, piles etc.) (hot rolled) | Structural_steel_hot_gal | Steel (galvanised) used for structural purposes that has undergone hot-rolled steel production route. Including beams, columns, angles, flange channels, hollow sections. | tonne | Tier 1 | 102% | 4,140 | 4,060 | 581 | 2,540 | 4.14 | 4.06 | 0.581 | 2.54 | 0 | 0 | 1,000 | kg/tonne |  | No
Structural steel | Painted structural sections steel (welded beam, columns, angles, plates, piles etc.) (hot rolled) | Structural_steel_hot_painted | Steel (painted) used for structural purposes that has undergone hot-rolled steel production route. Including beams, columns, angles, flange channels, hollow sections. | tonne | Tier 2 | 105% | 4,300 | 4,090 | 580 | 2,550 | 4.30 | 4.09 | 0.580 | 2.55 | 0 | 0 | 1,000 | kg/tonne | Three layers of paint (primer epoxy and hardtop) | No
Stainless steel | Stainless steel (general) | Stainless_steel | All stainless steel. | tonne | Tier 4 | 120% | 5,990 | 4,990 | 2,800 | 3,510 | 5.99 | 4.99 | 2.80 | 3.51 | 0 | 0 | 1,000 | kg/tonne |  | No
Timber | Softwood | Timber_softwood | Softwood timber. Most common species radiata pine. Includes treated, untreated, surfaced, and sawn products. | m³ | Tier 2 | 105% | 349 | 332 | 32.6 | 186 | 0.725 | 0.690 | 0.0724 | 0.353 | 863 | 1.62 | 527 | kg/m³ |  | Yes
Timber | Hardwood | Timber_hardwood | Hardwood timber. Includes treated, untreated, dressed, and sawn products. | m³ | Tier 2 | 105% | 591 | 563 | 104 | 347 | 0.804 | 0.765 | 0.126 | 0.466 | 1,170 | 1.54 | 744 | kg/m³ |  | No
Timber | Timber poles and piles | Timber_hardwood | Hardwood timber. Includes treated, untreated, dressed, and sawn products. | m³ | Tier 2 | 105% | 591 | 563 | 104 | 347 | 0.804 | 0.765 | 0.126 | 0.466 | 1,170 | 1.54 | 744 | kg/m³ |  | No
Timber (engineered) | Plywood | Eng_Timber_Plywood | Plywood timber for bracing, structural (walling, flooring), formwork purposes. | m³ | Tier 2 | 105% | 968 | 922 | 235 | 498 | 1.77 | 1.69 | 0.396 | 0.978 | 841 | 1.64 | 509 | kg/m³ |  | Yes
Timber (engineered) | Particleboard | Eng_Timber_Particleboard | Particleboard including walling and flooring applications | m³ | Tier 2 | 105% | 880 | 838 | 322 | 650 | 1.23 | 1.17 | 0.488 | 0.915 | 1,140 | 1.62 | 711 | kg/m³ |  | Yes
Timber (engineered) | GLT & CLT (softwood) | Eng_Timber_GLT_CLT_Soft | Softwood glue laminated timber (GLT) or cross laminated timber (CLT) including treated and untreated. | m³ | Tier 2 | 105% | 565 | 539 | 53.8 | 242 | 1.26 | 1.20 | 0.114 | 0.467 | 823 | 1.61 | 518 | kg/m³ |  | Yes
Timber (engineered) | GLT & CLT (hardwood) | Eng_Timber_GLT_CLT_Hard | Hardwood glue laminated timber (GLT) or cross laminated timber (CLT) including treated and untreated. | m³ | Tier 3 | 110% | 841 | 765 | 627 | 690 | 1.25 | 1.13 | 0.930 | 1.02 | 1,090 | 1.61 | 674 | kg/m³ |  | Yes
Timber (engineered) | LVL | Eng_Timber_LVL | Laminated veneer timber (LVL) including treated and untreated. | m³ | Tier 3 | 110% | 479 | 435 | 94.4 | 308 | 1.00 | 0.913 | 0.155 | 0.594 | 857 | 1.60 | 519 | kg/m³ |  | No
Timber (engineered) | OSB | Eng_Timber_OSB | Oriented strand board (OSB). | m³ | Tier 4 | 120% | 461 | 384 | 101 | 194 | 0.767 | 0.640 | 0.165 | 0.318 | 1,020 | 1.66 | 610 | kg/m³ |  | No
Timber (engineered) | MDF | Eng_Timber_MDF | Medium density fibreboard (MDF) for decorative purposes (i.e. finished wall panel including coating). | m³ | Tier 2 | 105% | 1,320 | 1,250 | 526 | 815 | 1.83 | 1.74 | 0.714 | 1.13 | 1,230 | 1.70 | 722 | kg/m³ |  | Yes
Brick | Clay brick | Clay_bricks | Masonry bricks made from clay, including fired, perforated, engineering, and facing bricks. | tonne | Tier 4 | 120% | 464 | 387 | 38.4 | 184 | 0.464 | 0.387 | 0.0384 | 0.184 | 0.403 | 4.03E-04 | 1,000 | kg/tonne |  | No
Brick | Concrete brick | Concrete_bricks | Concrete brick, block and roof tiles i.e. cinder block or concrete finishing brick/tile used in masonry. Not including any core fill material or reinforcing. | tonne | Tier 3 | 110% | 312 | 284 | -23.3 | 157 | 0.312 | 0.284 | -0.0233 | 0.157 | 5.20 | 0.00520 | 1,000 | kg/tonne | Not including any core fill material or reinforcing. | No
Brick | Stone brick | Pavers_Stone | Stone tiles (wall and floor) and pavers including porcelain tiles, represented by granite and limestone quarry operations and surface preparation with stabilisation as needed. | tonne | Tier 4 | 120% | 542 | 452 | 67.1 | 239 | 0.542 | 0.452 | 0.0671 | 0.239 | 0 | 0 | 1,000 | kg/tonne |  | No
Aggregate | Quarried fill and base material | Fill_base_quarry | Various aggregates used as fill including quarry products, road base and ballast of differing size distributions. | tonne | Tier 3 | 110% | 10.2 | 9.24 | 3.26 | 6.66 | 0.0102 | 0.00924 | 0.00326 | 0.00666 | 0 | 0 | 1,000 | kg/tonne |  | No
Aggregate | Recycled fill material | Recovered_aggregate | Aggregates generated from a recycled or recovered resource (e.g. from crushed recycled concrete). | tonne | Tier 4 | 120% | 11.5 | 9.55 | 0.492 | 3.23 | 0.0115 | 0.00955 | 4.92E-04 | 0.00323 | 0 | 0 | 1,000 | kg/tonne |  | No
Aggregate | Stabilised sand | stabilised_sand | Sand used as fill or for stabilsation purposes, including various rates of stabliser inclusion from 7% to 25%. | m³ | Tier 2 | 105% | 361 | 344 | 67.8 | 185 | 0.206 | 0.197 | 0.0387 | 0.105 | 0 | 0 | 1,760 | kg/m³ |  | No
Asphalt | Asphalt | Asphalt | Any asphalt mix | tonne | Tier 2 | 105% | 141 | 134 | 5.83 | 71.1 | 0.141 | 0.134 | 0.00583 | 0.0711 | 0 | 0 | 1,000 | kg/tonne |  | No
Roof tiles | Clay and terracotta roof tiles | Roof_Tiles_Clay | Clay and terracotta roof tiles. | tonne | Tier 4 | 120% | 682 | 568 | 47.8 | 310 | 0.682 | 0.568 | 0.0478 | 0.310 | 0 | 0 | 1,000 | kg/tonne |  | No
Roof tiles | Concrete roof tiles | Concrete_bricks | Concrete brick, block and roof tiles i.e. cinder block or concrete finishing brick/tile used in masonry. Not including any core fill material or reinforcing. | tonne | Tier 3 | 110% | 312 | 284 | -23.3 | 157 | 0.312 | 0.284 | -0.0233 | 0.157 | 5.20 | 0.00520 | 1,000 | kg/tonne | Not including any core fill material or reinforcing. | No
Steel cladding/roofing | Steel sheeting - metallic coat | steel_cladding_metallic | Steel cladding with a metallic coating including all base metal thicknesses (BMT) from 0.3 mm to 2.9mm. Based on m2 of flat material, with no allowance for overlap. | m² | Tier 1 | 102% | 64.0 | 62.7 | 8.40 | 19.4 | 5.12 | 5.01 | 2.72 | 3.12 | 0 | 0 | 6.21 | kg/m² | Important to consider in the context of base metal thickness (BMT) and size of sheet, not cladding area (shape of sheet i.e. corrugation and overlapping means area of sheet is more than area to be clad). Recommended to use kg CO2e/kg EF when BMT and mass is known. These emission factors are based on m2 of flat material, with no allowance for overlap. Therefore, you may need to do a quantity conversion to include an allowance for corrugation and overlap between sheets. To find the corrugation height profile and required overlap, check the product information, or check with the product supplier. If no information can be found, use a default of 15% for corrugation and 10% for overlap. | No
Steel cladding/roofing | Steel sheeting - painted | steel_cladding_painted | Steel cladding that has been painted, including all base metal thicknesses (BMT) from 0.42 mm to 1.0 mm. Based on m2 of flat material, with no allowance for overlap. | m² | Tier 1 | 102% | 25.4 | 24.9 | 9.49 | 14.8 | 5.49 | 5.38 | 2.98 | 3.47 | 0 | 0 | 4.28 | kg/m² | Important to consider in the context of base metal thickness (BMT) and size of sheet, not cladding area (shape of sheet i.e. corrugation and overlapping means area of sheet is more than area to be clad). Recommended to use kg CO2e/kg EF when BMT and mass is known. These emission factors are based on m2 of flat material, with no allowance for overlap. Therefore, you may need to do a quantity conversion to include an allowance for corrugation and overlap between sheets. To find the corrugation height profile and required overlap, check the product information, or check with the product supplier. If no information can be found, use a default of 15% for corrugation and 10% for overlap. | No
Aluminium cladding/roofing | Aluminium sheeting | Aluminium_cladding | Aluminium sheeting including range of thicknesses (BMT). Based on m2 of flat material, with no allowance for overlap. | kg | Tier 4 | 120% | 20.8 | 17.4 | 5.48 | 11.8 | 20.8 | 17.4 | 5.48 | 11.8 | 0 | 0 | 1.00 | kg/kg | Important to consider in the context of base metal thickness (BMT) and size of sheet, not cladding area (shape of sheet i.e. corrugation and overlapping means area of sheet is more than area to be clad). Recommended to use kg CO2e/kg EF when BMT and mass is known. These emission factors are based on m2 of flat material, with no allowance for overlap. Therefore, you may need to do a quantity conversion to include an allowance for corrugation and overlap between sheets. To find the corrugation height profile and required overlap, check the product information, or check with the product supplier. If no information can be found, use a default of 15% for corrugation and 10% for overlap. | No
Cement cladding/roofing | GRC | GRC | Glass reinforced concrete (GRC) or glass fibre reinforced concrete including all uses (i.e. as cladding or roofing). | tonne | Tier 4 | 120% | 869 | 724 | 408 | 544 | 0.869 | 0.724 | 0.408 | 0.544 | 0 | 0 | 1,000 | kg/tonne |  | No
Cement cladding/roofing | Fibre cement board | Fibre_Cement | Board made from fibre cement including compressed sheet, flooring, cladding, lining and roofing boards. Thickness from 4 mm to 22 mm. | m² | Tier 2 | 105% | 48.2 | 45.9 | 4.50 | 12.6 | 1.39 | 1.32 | 0.307 | 0.882 | 0.0251 | 0.00216 | 14.2 | kg/m² | Important to consider in the context of board thickness and size of sheet not cladding area (shape of sheet overlapping (i.e. when cladding) means area of sheet is more than area to be clad). Recommended to use kg CO2e/kg EF when thickness and mass is known. | No
Cement cladding/roofing | Plasterboard | Plasterboard | Board made from plaster typically coated in paper. Thickness from 4 mm to 22 mm. | m² | Tier 4 | 120% | 8.20 | 6.83 | 1.49 | 3.40 | 0.487 | 0.406 | 0.175 | 0.307 | 0.383 | 0.0389 | 11.1 | kg/m² | Important to consider board thickness. Recommended to use kg CO2e/kg EF when thickness and mass is known. | No
Plastic cladding/roofing | Plastic sheeting | Plastic_sheeting | Plastic sheeting - various types of plastic inputs including polycarbonate. | m³ | Tier 4 | 120% | 13,800 | 11,500 | 485 | 7,570 | 11.5 | 9.61 | 0.441 | 6.35 | 0 | 0 | 1,190 | kg/m³ |  | No
Timber cladding | Timber weatherboards | Timber_Weatherboard | Based on softwood timber used for weatherboards. Includes finger jointed, thermally modified timber, treated, untreated, surfaced, and sawn products. | m³ | Tier 2 | 105% | 349 | 332 | 32.6 | 197 | 0.725 | 0.690 | 0.0724 | 0.376 | 858 | 1.63 | 523 | kg/m³ |  | Yes
Timber cladding | Plywood | Eng_Timber_Plywood | Plywood timber for bracing, structural (walling, flooring), formwork purposes. | m³ | Tier 2 | 105% | 968 | 922 | 235 | 498 | 1.77 | 1.69 | 0.396 | 0.978 | 841 | 1.64 | 509 | kg/m³ |  | Yes
Timber cladding | Particleboard | Eng_Timber_Particleboard | Particleboard including walling and flooring applications | m³ | Tier 2 | 105% | 880 | 838 | 322 | 650 | 1.23 | 1.17 | 0.488 | 0.915 | 1,140 | 1.62 | 711 | kg/m³ |  | Yes
Structural insulated panel | Panel - SIP ≤100mm | Panel_SIP_less_equal_100 | Structural Insulated Panels (SIP) of thickness less than or equal to 100 mm, including wall and roof panels. | m² | Tier 2 | 105% | 67.2 | 64.0 | 7.15 | 42.3 | 5.16 | 4.92 | 1.10 | 3.64 | 0 | 0 | 11.6 | kg/m² | Important to consider board thickness. Recommended to use kg CO2e/kg EF when thickness and mass is known. | No
Structural insulated panel | Panel - SIP >100mm | Panel_SIP_more100 | Structural Insulated Panels (SIP) of thickness greater than 100 mm and no thicker than 250 mm including wall and roof panels. | m² | Tier 2 | 105% | 89.0 | 84.8 | 36.5 | 55.6 | 5.11 | 4.87 | 1.55 | 3.76 | 0 | 0 | 14.8 | kg/m² |  | No
Glazing | Glass (treated or untreated) | Glass | Glass used in windows, doors, curtain wall purposes. Including single, double and triple glazing units. | kg | Tier 4 | 120% | 2.38 | 1.98 | 1.10 | 1.66 | 2.38 | 1.98 | 1.10 | 1.66 | 0 | 0 | 1.00 | kg/kg |  | No
Extruded aluminium | Aluminium extruded uncoated | Aluminium_extruded | Extruded aluminium uncoated. | tonne | Tier 2 | 105% | 30,200 | 28,800 | 3,490 | 17,400 | 30.2 | 28.8 | 3.49 | 17.4 | 0 | 0 | 1,000 | kg/tonne | Used in wide array of applications including in curtain walls, wall and ceiling systems, facades etc. | Yes
Extruded aluminium | Aluminium extruded powder coated | Aluminium_extru_powdercoat | Extruded aluminium (powder coated). | tonne | Tier 2 | 105% | 32,000 | 30,500 | 5,150 | 18,200 | 32.0 | 30.5 | 5.15 | 18.2 | 0 | 0 | 1,000 | kg/tonne | Using EFs determined in aluminium_extruded than multiplying by a factor for powder coating as determined using additional referenced data. Note this material sub-category is to act as a proxy for polyviylidene fluoride coating (PVDF coating). | Yes
Extruded aluminium | Aluminium extruded anodised | Aluminium_extru_anodised | Extruded aluminium (anodised). | tonne | Tier 2 | 105% | 34,200 | 32,600 | 7,290 | 19,300 | 34.2 | 32.6 | 7.29 | 19.3 | 0 | 0 | 1,000 | kg/tonne | Using EFs determined in aluminium_extruded than multiplying by a factor for anodising as determined using additional referenced data | Yes
External shading | Aluminium louvre | Aluminium_extru_powdercoat | Extruded aluminium (powder coated). | tonne | Tier 2 | 105% | 32,000 | 30,500 | 5,150 | 18,200 | 32.0 | 30.5 | 5.15 | 18.2 | 0 | 0 | 1,000 | kg/tonne | Using EFs determined in aluminium_extruded than multiplying by a factor for powder coating as determined using additional referenced data. Note this material sub-category is to act as a proxy for polyviylidene fluoride coating (PVDF coating). | Yes
External shading | Aluminium construction | Aluminium_extru_powdercoat | Extruded aluminium (powder coated). | tonne | Tier 2 | 105% | 32,000 | 30,500 | 5,150 | 18,200 | 32.0 | 30.5 | 5.15 | 18.2 | 0 | 0 | 1,000 | kg/tonne | Using EFs determined in aluminium_extruded than multiplying by a factor for powder coating as determined using additional referenced data. Note this material sub-category is to act as a proxy for polyviylidene fluoride coating (PVDF coating). | Yes
External shading | Steel construction | Structural_steel_cold | Steel used for structural purposes that has undergone cold-rolled steel production route. | tonne | Tier 2 | 105% | 4,050 | 3,860 | 2,730 | 3,010 | 4.05 | 3.86 | 2.73 | 3.01 | 0 | 0 | 1,000 | kg/tonne |  | No
Ceilings & walls | Steel frame | Structural_steel_cold | Steel used for structural purposes that has undergone cold-rolled steel production route. | tonne | Tier 2 | 105% | 4,050 | 3,860 | 2,730 | 3,010 | 4.05 | 3.86 | 2.73 | 3.01 | 0 | 0 | 1,000 | kg/tonne |  | No
Ceilings & walls | Timber frame | Timber_softwood | Softwood timber. Most common species radiata pine. Includes treated, untreated, surfaced, and sawn products. | m³ | Tier 2 | 105% | 349 | 332 | 32.6 | 186 | 0.725 | 0.690 | 0.0724 | 0.353 | 863 | 1.62 | 527 | kg/m³ |  | Yes
Ceilings & walls | AAC panel (inc. reinforced) | AAC_panel | Autoclaved Aerated Concrete (AAC) panels including reinforcement | kg | Tier 4 | 120% | 0.641 | 0.535 | 0.373 | 0.451 | 0.641 | 0.535 | 0.373 | 0.451 | 0 | 0 | 1.00 | kg/kg |  | No
Ceilings & walls | Plasterboard | Plasterboard | Board made from plaster typically coated in paper. Thickness from 4 mm to 22 mm. | m² | Tier 4 | 120% | 8.20 | 6.83 | 1.49 | 3.40 | 0.487 | 0.406 | 0.175 | 0.307 | 0.383 | 0.0389 | 11.1 | kg/m² | Important to consider board thickness. Recommended to use kg CO2e/kg EF when thickness and mass is known. | No
Ceilings & walls | Ceiling tile | Ceiling_tile | Used as a lay in suspended ceiling systems. Includes various ceiling tile types made from various materials including mineral wool, perlite, clay. | m² | Tier 3 | 110% | 7.95 | 7.23 | 1.30 | 4.36 | 1.44 | 1.31 | 0.182 | 0.772 | 0 | 0 | 5.66 | kg/m² |  | No
Ceilings & walls | Particleboard wall/ceiling | Eng_Timber_Decorative_Pb | Particleboard for walling or ceiling purposes (i.e. finished wall panel including coating). | m³ | Tier 2 | 105% | 663 | 631 | 177 | 433 | 1.01 | 0.959 | 0.286 | 0.662 | 1,080 | 1.67 | 654 | kg/m³ | The NABERS rating tool will only include carbon storage where a material will be expected to last more than 20 years within the building and where it has been sourced from a sustainable forest. | Yes
Ceilings & walls | MDF | Eng_Timber_MDF | Medium density fibreboard (MDF) for decorative purposes (i.e. finished wall panel including coating). | m³ | Tier 2 | 105% | 1,320 | 1,250 | 526 | 815 | 1.83 | 1.74 | 0.714 | 1.13 | 1,230 | 1.70 | 722 | kg/m³ |  | Yes
Ceilings & walls | Fibre cement sheet | Fibre_Cement | Board made from fibre cement including compressed sheet, flooring, cladding, lining and roofing boards. Thickness from 4 mm to 22 mm. | m² | Tier 2 | 105% | 48.2 | 45.9 | 4.50 | 12.6 | 1.39 | 1.32 | 0.307 | 0.882 | 0.0251 | 0.00216 | 14.2 | kg/m² | Important to consider in the context of board thickness and size of sheet not cladding area (shape of sheet overlapping (i.e. when cladding) means area of sheet is more than area to be clad). Recommended to use kg CO2e/kg EF when thickness and mass is known. | No
Ceilings & walls | Glass | Glass | Glass used in windows, doors, curtain wall purposes. Including single, double and triple glazing units. | kg | Tier 4 | 120% | 2.38 | 1.98 | 1.10 | 1.66 | 2.38 | 1.98 | 1.10 | 1.66 | 0 | 0 | 1.00 | kg/kg |  | No
Pavers/tiles | Concrete paver/tile | Concrete_bricks | Concrete brick, block and roof tiles i.e. cinder block or concrete finishing brick/tile used in masonry. Not including any core fill material or reinforcing. | tonne | Tier 3 | 110% | 312 | 284 | -23.3 | 157 | 0.312 | 0.284 | -0.0233 | 0.157 | 5.20 | 0.00520 | 1,000 | kg/tonne | Not including any core fill material or reinforcing. | No
Pavers/tiles | Ceramic paver/tile | Pavers_ceramic | Ceramic tiles (wall and floor) and pavers including porcelain tiles. | kg | Tier 4 | 120% | 0.984 | 0.820 | 0.308 | 0.594 | 0.984 | 0.820 | 0.308 | 0.594 | 0 | 0 | 1.00 | kg/kg |  | No
Pavers/tiles | Stone paver/tile | Pavers_Stone | Stone tiles (wall and floor) and pavers including porcelain tiles, represented by granite and limestone quarry operations and surface preparation with stabilisation as needed. | tonne | Tier 4 | 120% | 542 | 452 | 67.1 | 239 | 0.542 | 0.452 | 0.0671 | 0.239 | 0 | 0 | 1,000 | kg/tonne |  | No
Floors | Access flooring | Access_floor | Access floor (raised floor) including pedestal, base, componentry. Excluding finish top layer. | m² | Tier 3 | 110% | 83.6 | 76.0 | 19.0 | 39.7 | 1.68 | 1.53 | 0.306 | 0.873 | 0 | 0 | 45.5 | kg/m² |  | No
Floors | Carpet flooring | Carpet_flooring | Carpet for flooring including carpet tiles. | m² | Tier 4 | 120% | 34.2 | 28.5 | 4.10 | 13.7 | 13.3 | 11.1 | 1.34 | 4.18 | 0.0512 | 0.0127 | 3.27 | kg/m² | Numerous styles of carpet piles and thickness | No
Floors | Vinyl flooring | Vinyl_flooring | Vinyl flooring. | m² | Tier 3 | 110% | 37.8 | 34.4 | 5.63 | 15.9 | 8.64 | 7.85 | 0.868 | 3.12 | 0 | 0 | 5.10 | kg/m² |  | No
Floors | Rubber flooring | Rubber_flooring | Rubber flooring. | m² | Tier 4 | 120% | 19.5 | 16.2 | 0.378 | 8.69 | 10.2 | 8.54 | 0.430 | 3.94 | 0 | 0 | 2.20 | kg/m² |  | No
Floors | Timber flooring | Timber_hardwood | Hardwood timber. Includes treated, untreated, dressed, and sawn products. | m³ | Tier 2 | 105% | 591 | 563 | 104 | 347 | 0.804 | 0.765 | 0.126 | 0.466 | 1,170 | 1.54 | 744 | kg/m³ |  | No
Floors | Laminate flooring | Laminate_flooring | Laminate flooring. | m² | Tier 4 | 120% | 5.69 | 4.74 | 2.67 | 3.71 | 0.814 | 0.679 | 0.384 | 0.531 | 0 | 0 | 6.98 | kg/m² |  | No
Floors | Hybrid flooring | Hybrid_flooring | Hybrid flooring. | m² | Tier 4 | 120% | 15.6 | 13.0 | 13.0 | 13.0 | 1.82 | 1.52 | 1.52 | 1.52 | 0 | 0 | 8.60 | kg/m² |  | No
Floors | Linoleum flooring | Linoleum_flooring | Linoleum flooring - made from various materials. | m² | Tier 3 | 110% | 3.99 | 3.63 | 3.60 | 3.61 | 1.72 | 1.56 | 1.23 | 1.34 | 0 | 0 | 2.69 | kg/m² | The NABERS rating tool will only include carbon storage where a material will be expected to last more than 20 years within the building and where it has been sourced from a sustainable forest. | No
Floors | Epoxy flooring | Epoxy_flooring | Epoxy flooring - for use on concrete flooring or similar. | kg | Tier 4 | 120% | 3.84 | 3.20 | 2.45 | 2.80 | 3.84 | 3.20 | 2.45 | 2.80 | 0 | 0 | 1.00 | kg/kg |  | No
Roller doors | Roller doors | Roller_Door | Roller door (i.e. sectional door or garage door) including all elements steel, electrical drives etc. | m² | Tier 4 | 120% | 132 | 110 | 96.7 | 103 | 5.67 | 4.72 | 3.26 | 3.99 | 0 | 0 | 25.9 | kg/m² |  | No
Windows & doors | Window - aluminium frame - generic | Window_doors_generic | Represents a generic window or door as named in the material category. Includes key component materials. Assume double glazing for all except the revolving door. Square meter rate. | m² | Untiered | 100% | 267 | 267 | 50.3 | 159 | 11.6 | 11.6 | 2.19 | 6.92 | 0 | 0 | 23.0 | kg/m² |  | No
Windows & doors | Window - timber frame - generic | Window_doors_generic | Represents a generic window or door as named in the material category. Includes key component materials. Assume double glazing for all except the revolving door. Square meter rate. | m² | Untiered | 100% | 89.8 | 89.8 | 38.4 | 61.0 | 2.45 | 2.45 | 1.05 | 1.67 | 14.9 | 0.408 | 36.6 | kg/m² |  | No
Windows & doors | Door - timber with glazing - generic | Window_doors_generic | Represents a generic window or door as named in the material category. Includes key component materials. Assume double glazing for all except the revolving door. Square meter rate. | m² | Untiered | 100% | 82.4 | 82.4 | 36.8 | 57.3 | 1.94 | 1.94 | 0.869 | 1.35 | 26.1 | 0.616 | 42.4 | kg/m² |  | No
Windows & doors | Door - steel with glazing - generic | Window_doors_generic | Represents a generic window or door as named in the material category. Includes key component materials. Assume double glazing for all except the revolving door. Square meter rate. | m² | Untiered | 100% | 190 | 190 | 116 | 138 | 3.67 | 3.67 | 2.24 | 2.67 | 0 | 0 | 51.7 | kg/m² |  | No
Windows & doors | Door - fully glazed - minor aluminium frame - generic | Window_doors_generic | Represents a generic window or door as named in the material category. Includes key component materials. Assume double glazing for all except the revolving door. Square meter rate. | m² | Untiered | 100% | 333 | 333 | 77.6 | 205 | 7.56 | 7.56 | 1.76 | 4.67 | 0 | 0 | 44.0 | kg/m² |  | No
Windows & doors | Door - aluminium with glazing - generic | Window_doors_generic | Represents a generic window or door as named in the material category. Includes key component materials. Assume double glazing for all except the revolving door. Square meter rate. | m² | Untiered | 100% | 414 | 414 | 68.2 | 244 | 14.2 | 14.2 | 2.34 | 8.40 | 0 | 0 | 29.1 | kg/m² |  | No
Windows & doors | Door - timber solid - generic | Window_doors_generic | Represents a generic window or door as named in the material category. Includes key component materials. Assume double glazing for all except the revolving door. Square meter rate. | m² | Untiered | 100% | 117 | 117 | 62.6 | 83.1 | 1.89 | 1.89 | 1.01 | 1.34 | 62.4 | 1.01 | 62.0 | kg/m² |  | No
Windows & doors | Door - steel solid - generic | Window_doors_generic | Represents a generic window or door as named in the material category. Includes key component materials. Assume double glazing for all except the revolving door. Square meter rate. | m² | Untiered | 100% | 399 | 399 | 271 | 299 | 4.07 | 4.07 | 2.77 | 3.05 | 0 | 0 | 98.0 | kg/m² |  | No
Windows & doors | Revolving door - glass, aluminium, steel - generic | Window_doors_generic | Represents a generic window or door as named in the material category. Includes key component materials. Assume double glazing for all except the revolving door. Square meter rate. | m² | Untiered | 100% | 1,670 | 1,670 | 361 | 1,010 | 10.2 | 10.2 | 2.20 | 6.18 | 23.8 | 0.145 | 164 | kg/m² |  | No
Ceilings & walls | Wall system steel frame - 1 side plasterboard (92mm stud) | Ceiling_Wall_generic | Represents a generic wall or ceiling system as named in the material category. Includes framing and sheeting. | m² | Untiered | 100% | 15.2 | 15.2 | 8.31 | 10.6 | 1.04 | 1.04 | 0.567 | 0.723 | 0.483 | 0.0330 | 14.7 | kg/m² |  | No
Ceilings & walls | Wall system steel frame - 2 sides plasterboard (92mm stud) | Ceiling_Wall_generic | Represents a generic wall or ceiling system as named in the material category. Includes framing and sheeting. | m² | Untiered | 100% | 21.2 | 21.2 | 10.5 | 14.4 | 0.784 | 0.784 | 0.387 | 0.532 | 0.966 | 0.0357 | 27.1 | kg/m² |  | No
Ceilings & walls | Wall system steel frame - 2 sides plasterboard (150 mm stud) | Ceiling_Wall_generic | Represents a generic wall or ceiling system as named in the material category. Includes framing and sheeting. | m² | Untiered | 100% | 27.0 | 27.0 | 14.3 | 18.7 | 0.947 | 0.947 | 0.504 | 0.656 | 0.966 | 0.0339 | 28.5 | kg/m² |  | No
Ceilings & walls | Wall system steel frame - 1 side plasterboard (150 mm stud) | Ceiling_Wall_generic | Represents a generic wall or ceiling system as named in the material category. Includes framing and sheeting. | m² | Untiered | 100% | 20.9 | 20.9 | 12.2 | 14.9 | 1.30 | 1.30 | 0.758 | 0.925 | 0.483 | 0.0301 | 16.1 | kg/m² |  | No
Ceilings & walls | Wall system timber frame - 2 sides plasterboard | Ceiling_Wall_generic | Represents a generic wall or ceiling system as named in the material category. Includes framing and sheeting. | m² | Untiered | 100% | 15.8 | 15.8 | 4.72 | 9.44 | 0.528 | 0.528 | 0.157 | 0.315 | 9.33 | 0.312 | 30.0 | kg/m² |  | No
Ceilings & walls | Wall system timber frame - 1 side plasterboard | Ceiling_Wall_generic | Represents a generic wall or ceiling system as named in the material category. Includes framing and sheeting. | m² | Untiered | 100% | 9.78 | 9.78 | 2.55 | 5.63 | 0.557 | 0.557 | 0.145 | 0.321 | 8.85 | 0.504 | 17.6 | kg/m² |  | No
Ceilings & walls | AAC and steel based system - generic | Ceiling_Wall_generic | Represents a generic wall or ceiling system as named in the material category. Includes framing and sheeting. | m² | Untiered | 100% | 63.4 | 63.4 | 39.2 | 45.6 | 0.966 | 0.966 | 0.597 | 0.695 | 0 | 0 | 65.6 | kg/m² |  | No
Ceilings & walls | Ceiling system steel frame suspended (plasterboard) | Ceiling_Wall_generic | Represents a generic wall or ceiling system as named in the material category. Includes framing and sheeting. | m² | Untiered | 100% | 10.9 | 10.9 | 5.44 | 7.42 | 0.802 | 0.802 | 0.400 | 0.546 | 0.483 | 0.0355 | 13.6 | kg/m² |  | No
Ceilings & walls | Ceiling system steel frame suspended (fibre cement) | Ceiling_Wall_generic | Represents a generic wall or ceiling system as named in the material category. Includes framing and sheeting. | m² | Untiered | 100% | 19.9 | 19.9 | 6.59 | 13.1 | 1.66 | 1.66 | 0.549 | 1.10 | 0.0234 | 0.00195 | 12.0 | kg/m² |  | No
Ceilings & walls | Ceiling system steel frame suspended (mineral tile) | Ceiling_Wall_generic | Represents a generic wall or ceiling system as named in the material category. Includes framing and sheeting. | m² | Untiered | 100% | 12.2 | 12.2 | 4.20 | 7.55 | 1.94 | 1.94 | 0.666 | 1.20 | 0 | 0 | 6.30 | kg/m² |  | No
Ceilings & walls | Ceiling system aluminum frame suspended (powder coated aluminium) | Ceiling_Wall_generic | Represents a generic wall or ceiling system as named in the material category. Includes framing and sheeting. | m² | Untiered | 100% | 259 | 259 | 41.7 | 148 | 32.0 | 32.0 | 5.15 | 18.2 | 0 | 0 | 8.10 | kg/m² |  | No
Curtain wall | Aluminium unitised type 1: 100% DGU 8T-16-44.2 | Curtain_wall | Represents a generic curtain wall as named in the material category. Includes glass, framing, spandrel/cladding material in one square meter rate. | m² | Untiered | 100% | 435 | 435 | 110 | 264 | 8.56 | 8.56 | 2.16 | 5.19 | 0 | 0 | 50.8 | kg/m² | Represents a system assembled off-site | No
Curtain wall | Aluminium unitised type 2: aluminium cladding, 50% DGU 8T-16-44.2 | Curtain_wall | Represents a generic curtain wall as named in the material category. Includes glass, framing, spandrel/cladding material in one square meter rate. | m² | Untiered | 100% | 656 | 656 | 129 | 382 | 16.9 | 16.9 | 3.33 | 9.88 | 0 | 0 | 38.7 | kg/m² | Represents a system assembled off-site | No
Curtain wall | Aluminium unitised type 3: aluminium cladding with vertical fins, 50% DGU 8T-16-44.2 | Curtain_wall | Represents a generic curtain wall as named in the material category. Includes glass, framing, spandrel/cladding material in one square meter rate. | m² | Untiered | 100% | 877 | 877 | 167 | 509 | 19.1 | 19.1 | 3.65 | 11.1 | 0 | 0 | 45.8 | kg/m² | Represents a system assembled off-site | No
Curtain wall | Aluminium unitised type 4: aluminium cladding, 50% TGU 8T-16-6-16-44.2 | Curtain_wall | Represents a generic curtain wall as named in the material category. Includes glass, framing, spandrel/cladding material in one square meter rate. | m² | Untiered | 100% | 664 | 664 | 138 | 390 | 14.3 | 14.3 | 2.97 | 8.40 | 0 | 0 | 46.4 | kg/m² | Represents a system assembled off-site | No
Curtain wall | Aluminium unitised type 5: insulated shadow box, 50% DGU 8T-16-44.2 | Curtain_wall | Represents a generic curtain wall as named in the material category. Includes glass, framing, spandrel/cladding material in one square meter rate. | m² | Untiered | 100% | 572 | 572 | 133 | 342 | 10.5 | 10.5 | 2.43 | 6.27 | 0 | 0 | 54.5 | kg/m² | Represents a system assembled off-site | No
Curtain wall | Aluminium unitised type 6: GRC cladding, 50% DGU 8T-16-44.2 | Curtain_wall | Represents a generic curtain wall as named in the material category. Includes glass, framing, spandrel/cladding material in one square meter rate. | m² | Untiered | 100% | 766 | 766 | 158 | 448 | 11.2 | 11.2 | 2.31 | 6.57 | 0 | 0 | 68.2 | kg/m² | Represents a system assembled off-site | No
Curtain wall | Aluminium unitised type 7: opaque panel, 100% aluminium cladding | Curtain_wall | Represents a generic curtain wall as named in the material category. Includes glass, framing, spandrel/cladding material in one square meter rate. | m² | Untiered | 100% | 1,190 | 1,190 | 199 | 680 | 33.6 | 33.6 | 5.62 | 19.2 | 0 | 0 | 35.4 | kg/m² | Represents a system assembled off-site | No
Curtain wall | Double skin type 1: deep cavity aluminium façade, 100% single + DGU 66.2 + 8T-16-44.2 | Curtain_wall | Represents a generic curtain wall as named in the material category. Includes glass, framing, spandrel/cladding material in one square meter rate. | m² | Untiered | 100% | 1,300 | 1,300 | 363 | 802 | 9.70 | 9.70 | 2.70 | 5.96 | 0 | 0 | 135 | kg/m² | Represents a system assembled off-site | No
Curtain wall | Double skin type 2: narrow cavity aluminium façade, 100% single + DGU 66.2 + 8T-16-44.2 | Curtain_wall | Represents a generic curtain wall as named in the material category. Includes glass, framing, spandrel/cladding material in one square meter rate. | m² | Untiered | 100% | 674 | 674 | 179 | 412 | 7.74 | 7.74 | 2.06 | 4.73 | 0 | 0 | 87.0 | kg/m² | Represents a system assembled off-site | No
Lifts | Category 5, 6 for high rise buildings (>10 floors) | Lift_Cat5_6 | Lift (elevator) classified as category 5 and 6 from ISO 25745. Typically used in high use environments, shopping centres, high-rise commercial.residential (10+ floors). Includes all elements of a lift installation i.e. lift cars, fittings, finishes, drive elements, electronics, guide rails, counterweights, ropes etc. | Unit | Tier 4 | 120% | 3.11E+05 | 2.59E+05 | 99,900 | 1.67E+05 | 6.72 | 5.60 | 2.20 | 3.51 | 0 | 0 | 47,400 | kg/Unit |  | No
Lifts | Category 3, 4 for medium rise buildings (4-10 floors) | Lift_Cat3_4 | Lift (elevator) classified as category 3 and 4 from ISO 25745. Typically used in medium rise (4-10 floor). Includes all elements of a lift installation i.e. lift cars, fittings, finishes, drive elements, electronics, guide rails, counterweights, ropes etc. | Unit | Tier 4 | 120% | 1.41E+05 | 1.17E+05 | 4,490 | 41,500 | 6.03 | 5.02 | 1.92 | 2.97 | 0 | 0 | 14,000 | kg/Unit |  | No
Lifts | Category 1, 2 for low rise buildings (<4 floors) | Lift_Cat1_2 | Lift (elevator) classified as category 1 and 2 from ISO 25745. Typically used in low rise (less 4 floors) building. Includes all elements of a lift installation i.e. lift cars, fittings, finishes, drive elements, electronics, guide rails, counterweights, ropes etc. | Unit | Tier 4 | 120% | 34,600 | 28,800 | 4,500 | 14,200 | 4.67 | 3.89 | 1.93 | 2.99 | 0 | 0 | 4,740 | kg/Unit |  | No
Escalator | Escalator | Escalator | Escalator/travelator. Including all componentry (i.e. truss, stairs, rails and balustrade, drive train etc.) | Unit | Tier 4 | 120% | 1.42E+05 | 1.18E+05 | 20,300 | 50,500 | 7.55 | 6.29 | 3.32 | 5.27 | 0 | 0 | 9,580 | 0 |  | No
Mechanical, electrical, and plumbing (MEP) | Low or mid rise office, hotel or retail building (≤10 floors) | Building_services | Determination of a generic buildings services rate as named in the material category. Includes mechanical, electrical and heating, ventilation and air conditioning. | m² | Untiered | 100% | 67.0 | 67.0 | 41.3 | 55.3 | 3.11 | 3.11 | 2.77 | 2.95 | 0 | 0 | 18.8 | kg/m² | Building services includes electrical, mechanical and plumbing services in a building. It excludes transportation services i.e. lifts and escalators. It does not include use phase of these services i.e. electricity consumption of lighting of the building or leakage of refrigerants. Categories were defined during industry consultation. EFs are based on detailed study conducted by Carbon Leadership Forum (CLF). The study is limited to expert agreed commercial residential buildings in America's north west. In the CLF report, data were taken from a sample of 16 buildings. Please see the table starting in cell N15. Buildings were regrouped into the NABERS building types. This range of data makes it possible to calculate a min/max/average. | No
Mechanical, electrical, and plumbing (MEP) | Residential building | Building_services | Determination of a generic buildings services rate as named in the material category. Includes mechanical, electrical and heating, ventilation and air conditioning. | m² | Untiered | 100% | 57.4 | 57.4 | 41.2 | 46.8 | 2.69 | 2.69 | 2.26 | 2.26 | 0 | 0 | 20.7 | kg/m² | Building services includes electrical, mechanical and plumbing services in a building. It excludes transportation services i.e. lifts and escalators. It does not include use phase of these services i.e. electricity consumption of lighting of the building or leakage of refrigerants. Categories were defined during industry consultation. EFs are based on detailed study conducted by Carbon Leadership Forum (CLF). The study is limited to expert agreed commercial residential buildings in America's north west. In the CLF report, data were taken from a sample of 16 buildings. Please see the table starting in cell N15. Buildings were regrouped into the NABERS building types. This range of data makes it possible to calculate a min/max/average. | No
Mechanical, electrical, and plumbing (MEP) | Warehouse or industrial building | Building_services | Determination of a generic buildings services rate as named in the material category. Includes mechanical, electrical and heating, ventilation and air conditioning. | m² | Untiered | 100% | 13.4 | 13.4 | 11.8 | 12.6 | 2.77 | 2.77 | 1.59 | 2.18 | 0 | 0 | 5.77 | kg/m² | Building services includes electrical, mechanical and plumbing services in a building. It excludes transportation services i.e. lifts and escalators. It does not include use phase of these services i.e. electricity consumption of lighting of the building or leakage of refrigerants. Categories were defined during industry consultation. EFs are based on detailed study conducted by Carbon Leadership Forum (CLF). The study is limited to expert agreed commercial residential buildings in America's north west. In the CLF report, data were taken from a sample of 16 buildings. Please see the table starting in cell N15. Buildings were regrouped into the NABERS building types. This range of data makes it possible to calculate a min/max/average. | No
Mechanical, electrical, and plumbing (MEP) | High rise office, hotel or retail building (>10 floors) | Building_services | Determination of a generic buildings services rate as named in the material category. Includes mechanical, electrical and heating, ventilation and air conditioning. | m² | Untiered | 100% | 74.8 | 74.8 | 48.9 | 62.6 | 3.88 | 3.88 | 2.88 | 3.24 | 0 | 0 | 19.3 | kg/m² | Building services includes electrical, mechanical and plumbing services in a building. It excludes transportation services i.e. lifts and escalators. It does not include use phase of these services i.e. electricity consumption of lighting of the building or leakage of refrigerants. Categories were defined during industry consultation. EFs are based on detailed study conducted by Carbon Leadership Forum (CLF). The study is limited to expert agreed commercial residential buildings in America's north west. In the CLF report, data were taken from a sample of 16 buildings. Please see the table starting in cell N15. Buildings were regrouped into the NABERS building types. This range of data makes it possible to calculate a min/max/average. | No
Mechanical, electrical, and plumbing (MEP) | Hospital or high services intensity building | Building_services | Determination of a generic buildings services rate as named in the material category. Includes mechanical, electrical and heating, ventilation and air conditioning. | m² | Untiered | 100% | 74.8 | 74.8 | 55.1 | 66.0 | 3.95 | 3.95 | 2.91 | 3.29 | 0 | 0 | 20.1 | kg/m² | Building services includes electrical, mechanical and plumbing services in a building. It excludes transportation services i.e. lifts and escalators. It does not include use phase of these services i.e. electricity consumption of lighting of the building or leakage of refrigerants. Categories were defined during industry consultation. EFs are based on detailed study conducted by Carbon Leadership Forum (CLF). The study is limited to expert agreed commercial residential buildings in America's north west. In the CLF report, data were taken from a sample of 16 buildings. Please see the table starting in cell N15. Buildings were regrouped into the NABERS building types. This range of data makes it possible to calculate a min/max/average. | No
Other | Other | Other | Other/miscellaneous material | kg | Untiered | 100% | 4.83 | 4.83 | 1.23 | 3.00 | 4.83 | 4.83 | 1.23 | 3.00 | 0 | 0 | 1.00 | kg/kg | This emission factor is used in a NABERS Embodied Carbon rating when there is a product type that has no default emission factor, and no information available to more accurately estimate emissions. | No
Row |  |  | 3 | 17 | 9 |  |  | 18 | 19 | 20 |  | 18 | 19 | 20 | 20 | 20 |  |  | 11 | 20
Column |  |  | 2 | 4 | 2 |  |  | 4 | 4 | 4 |  | 5 | 5 | 5 | 6 | 7 |  |  | 2 | 3
1 | 1 | 0 | 1 | 1 | 1 | 1 | 1 | 1 | 1 | 1 | 1 | 1 | 1 | 1 | 1 | 1 | 1 | 1 | 0 | 1

## Database CSV
EF material type | EF material category | Description | Declared unit | Data qualitative rating | Uncertainty adjustment (%) | Upfront carbon emission - Default (uncertainty adjusted) (kgCO2e/declared unit) | Upfront carbon emission - Max (kgCO2e/declared unit) | Upfront carbon emission - Min (kgCO2e/declared unit) | Upfront carbon emission - Average (kg CO2e/declared unit) | Upfront carbon emission - Default (uncertainty adjusted) (kgCO2e/kg) | Upfront carbon emission - Max (kgCO2e/kg) | Upfront carbon emission - Min (kgCO2e/kg) | Upfront carbon emission - Average (kg CO2e/kg) | Upfront carbon storage- Average (kg CO2e/declared unit) | Upfront carbon storage - Average (kg CO2e/kg) | Conversion | Conversion unit | Weighted averaged used?
Concrete in-situ | ≤10 MPa | Any concrete mix with a strength rating of 10 MPa or lower. | m³ | Tier 3 | 1.1 | 273 | 248 | 100 | 154 | 0.114 | 0.103 | 0.0417 | 0.0640 | 0 | 0 | 2,410 | kg/m³ | No
Concrete in-situ | >10 MPa to ≤20 MPa | Any concrete mix with a strength rating of 20 MPa or lower, and greater than 10MPa. | m³ | Tier 1 | 1.02 | 371 | 364 | 85.7 | 192 | 0.155 | 0.152 | 0.0357 | 0.0804 | 0 | 0 | 2,390 | kg/m³ | No
Concrete in-situ | >20 MPa to ≤25 MPa | Any concrete mix with a strength rating of 25 MPa or lower, and greater than 20 MPa. | m³ | Tier 1 | 1.02 | 426 | 417 | 97.8 | 211 | 0.177 | 0.174 | 0.0408 | 0.0883 | 0 | 0 | 2,390 | kg/m³ | No
Concrete in-situ | >25 MPa to ≤32 MPa | Any concrete mix with a strength rating of 32 MPa or lower, and greater than 25 MPa. | m³ | Tier 1 | 1.02 | 468 | 459 | 105 | 240 | 0.195 | 0.191 | 0.0437 | 0.100 | 0 | 0 | 2,390 | kg/m³ | No
Concrete in-situ | >32 MPa to ≤40 MPa | Any concrete mix with a strength rating of 40 MPa or lower, and greater than 32 MPa. | m³ | Tier 1 | 1.02 | 556 | 545 | 134 | 281 | 0.232 | 0.227 | 0.0557 | 0.117 | 0 | 0 | 2,390 | kg/m³ | No
Concrete in-situ | >40 MPa to ≤50 MPa | Any concrete mix with a strength rating of 50 MPa or lower, and greater than 40 MPa. | m³ | Tier 1 | 1.02 | 621 | 609 | 164 | 326 | 0.259 | 0.254 | 0.0686 | 0.136 | 0 | 0 | 2,400 | kg/m³ | No
Concrete in-situ | >50 MPa to ≤65 MPa | Any concrete mix with a strength rating of 65 MPa or lower, and greater than 50 MPa. | m³ | Tier 1 | 1.02 | 621 | 609 | 217 | 351 | 0.259 | 0.254 | 0.0903 | 0.147 | 0 | 0 | 2,390 | kg/m³ | No
Concrete in-situ | >65 MPa to ≤80 MPa | Any concrete mix with a strength rating of 80 MPa or lower, and greater than 65 MPa. | m³ | Tier 2 | 1.05 | 690 | 657 | 267 | 399 | 0.287 | 0.274 | 0.116 | 0.166 | 0 | 0 | 2,400 | kg/m³ | No
Concrete in-situ | >80 MPa + | Any concrete mix with a strength rating above 80 MPa. | m³ | Tier 3 | 1.1 | 781 | 710 | 366 | 490 | 0.325 | 0.296 | 0.152 | 0.204 | 0 | 0 | 2,400 | kg/m³ | No
Concrete shotcrete | Shotcrete | A specialised concrete mix sprayed through a hose onto a surface. | m³ | Tier 3 | 1.1 | 483 | 439 | 204 | 329 | 0.201 | 0.183 | 0.0851 | 0.139 | 0 | 0 | 2,360 | kg/m³ | No
Concrete in-situ | Kerb | Any concrete mix with a strength rating of 32 MPa or lower, and greater than 25 MPa. | m³ | Tier 1 | 1.02 | 468 | 459 | 105 | 240 | 0.195 | 0.191 | 0.0437 | 0.100 | 0 | 0 | 2,390 | kg/m³ | No
Concrete precast panel | Precast concrete panel (inc. reinforcing) | Any precast concrete panel including reinforcing steel (e.g. wall, deck, or balcony panel). | tonne | Untiered | 1 | 439 | 439 | 94.9 | 216 | 0.439 | 0.439 | 0.0949 | 0.216 | 0 | 0 | 1,000 | kg/tonne | No
Concrete precast panel | Hollow core - precast concrete (inc. reinforcing) | Precast hollowcore concrete slabs including reinforcing steel. | m³ | Tier 4 | 1.2 | 428 | 357 | 317 | 339 | 0.290 | 0.242 | 0.215 | 0.229 | 0 | 0 | 1,480 | kg/m³ | No
Concrete block | Concrete block (exc. core fill or reinforcing) | Concrete brick, block and roof tiles i.e. cinder block or concrete finishing brick/tile used in masonry. Not including any core fill material or reinforcing. | tonne | Tier 3 | 1.1 | 312 | 284 | -23.3 | 157 | 0.312 | 0.284 | -0.0233 | 0.157 | 5.20 | 0.00520 | 1,000 | kg/tonne | No
Concrete block | Solid AAC (no fill or reinforcing) | Autoclaved Aerated Concrete (AAC) blocks without reinforcing or fill. | m³ | Tier 4 | 1.2 | 278 | 232 | 150 | 190 | 0.724 | 0.603 | 0.400 | 0.461 | 0 | 0 | 412 | kg/m³ | No
Reinforcing steel | Bar & mesh reinforcing steel | Steel used to reinforce concrete structures as named in the material category. | tonne | Tier 2 | 1.05 | 3,650 | 3,480 | 309 | 1,480 | 3.65 | 3.48 | 0.309 | 1.48 | 0 | 0 | 1,000 | kg/tonne | Yes
Reinforcing steel | Fibre & strand reinforcing steel | Steel used to reinforce concrete structures as named in the material category. | tonne | Tier 2 | 1.05 | 3,650 | 3,480 | 309 | 1,480 | 3.65 | 3.48 | 0.309 | 1.48 | 0 | 0 | 1,000 | kg/tonne | Yes
Structural steel | Structural sections steel (welded beam, columns, angles, plates, piles etc) (hot rolled) | Steel used for structural purposes (unpainted, not galvanised) that has undergone hot-rolled steel production route. Including beams, columns, angles, flange channels, hollow sections. | tonne | Tier 2 | 1.05 | 3,850 | 3,670 | 558 | 2,410 | 3.85 | 3.67 | 0.558 | 2.41 | 0 | 0 | 1,000 | kg/tonne | Yes
Structural steel | Structural formwork and decking steel (cold rolled - light weight) | Steel used for structural purposes that has undergone cold-rolled steel production route. | tonne | Tier 2 | 1.05 | 4,050 | 3,860 | 2,730 | 3,010 | 4.05 | 3.86 | 2.73 | 3.01 | 0 | 0 | 1,000 | kg/tonne | No
Structural steel | Structural framing steel (cold rolled - lightweight) | Steel used for structural purposes that has undergone cold-rolled steel production route. | tonne | Tier 2 | 1.05 | 4,050 | 3,860 | 2,730 | 3,010 | 4.05 | 3.86 | 2.73 | 3.01 | 0 | 0 | 1,000 | kg/tonne | No
Structural steel | Galvanised structural sections steel (welded beam, columns, angles, plates, piles etc.) (hot rolled) | Steel (galvanised) used for structural purposes that has undergone hot-rolled steel production route. Including beams, columns, angles, flange channels, hollow sections. | tonne | Tier 1 | 1.02 | 4,140 | 4,060 | 581 | 2,540 | 4.14 | 4.06 | 0.581 | 2.54 | 0 | 0 | 1,000 | kg/tonne | No
Structural steel | Painted structural sections steel (welded beam, columns, angles, plates, piles etc.) (hot rolled) | Steel (painted) used for structural purposes that has undergone hot-rolled steel production route. Including beams, columns, angles, flange channels, hollow sections. | tonne | Tier 2 | 1.05 | 4,300 | 4,090 | 580 | 2,550 | 4.30 | 4.09 | 0.580 | 2.55 | 0 | 0 | 1,000 | kg/tonne | No
Stainless steel | Stainless steel (general) | All stainless steel. | tonne | Tier 4 | 1.2 | 5,990 | 4,990 | 2,800 | 3,510 | 5.99 | 4.99 | 2.80 | 3.51 | 0 | 0 | 1,000 | kg/tonne | No
Timber | Softwood | Softwood timber. Most common species radiata pine. Includes treated, untreated, surfaced, and sawn products. | m³ | Tier 2 | 1.05 | 349 | 332 | 32.6 | 186 | 0.725 | 0.690 | 0.0724 | 0.353 | 863 | 1.62 | 527 | kg/m³ | Yes
Timber | Hardwood | Hardwood timber. Includes treated, untreated, dressed, and sawn products. | m³ | Tier 2 | 1.05 | 591 | 563 | 104 | 347 | 0.804 | 0.765 | 0.126 | 0.466 | 1,170 | 1.54 | 744 | kg/m³ | No
Timber | Timber poles and piles | Hardwood timber. Includes treated, untreated, dressed, and sawn products. | m³ | Tier 2 | 1.05 | 591 | 563 | 104 | 347 | 0.804 | 0.765 | 0.126 | 0.466 | 1,170 | 1.54 | 744 | kg/m³ | No
Timber (engineered) | Plywood | Plywood timber for bracing, structural (walling, flooring), formwork purposes. | m³ | Tier 2 | 1.05 | 968 | 922 | 235 | 498 | 1.77 | 1.69 | 0.396 | 0.978 | 841 | 1.64 | 509 | kg/m³ | Yes
Timber (engineered) | Particleboard | Particleboard including walling and flooring applications | m³ | Tier 2 | 1.05 | 880 | 838 | 322 | 650 | 1.23 | 1.17 | 0.488 | 0.915 | 1,140 | 1.62 | 711 | kg/m³ | Yes
Timber (engineered) | GLT & CLT (softwood) | Softwood glue laminated timber (GLT) or cross laminated timber (CLT) including treated and untreated. | m³ | Tier 2 | 1.05 | 565 | 539 | 53.8 | 242 | 1.26 | 1.20 | 0.114 | 0.467 | 823 | 1.61 | 518 | kg/m³ | Yes
Timber (engineered) | GLT & CLT (hardwood) | Hardwood glue laminated timber (GLT) or cross laminated timber (CLT) including treated and untreated. | m³ | Tier 3 | 1.1 | 841 | 765 | 627 | 690 | 1.25 | 1.13 | 0.930 | 1.02 | 1,090 | 1.61 | 674 | kg/m³ | Yes
Timber (engineered) | LVL | Laminated veneer timber (LVL) including treated and untreated. | m³ | Tier 3 | 1.1 | 479 | 435 | 94.4 | 308 | 1.00 | 0.913 | 0.155 | 0.594 | 857 | 1.60 | 519 | kg/m³ | No
Timber (engineered) | OSB | Oriented strand board (OSB). | m³ | Tier 4 | 1.2 | 461 | 384 | 101 | 194 | 0.767 | 0.640 | 0.165 | 0.318 | 1,020 | 1.66 | 610 | kg/m³ | No
Timber (engineered) | MDF | Medium density fibreboard (MDF) for decorative purposes (i.e. finished wall panel including coating). | m³ | Tier 2 | 1.05 | 1,320 | 1,250 | 526 | 815 | 1.83 | 1.74 | 0.714 | 1.13 | 1,230 | 1.70 | 722 | kg/m³ | Yes
Brick | Clay brick | Masonry bricks made from clay, including fired, perforated, engineering, and facing bricks. | tonne | Tier 4 | 1.2 | 464 | 387 | 38.4 | 184 | 0.464 | 0.387 | 0.0384 | 0.184 | 0.403 | 4.03E-04 | 1,000 | kg/tonne | No
Brick | Concrete brick | Concrete brick, block and roof tiles i.e. cinder block or concrete finishing brick/tile used in masonry. Not including any core fill material or reinforcing. | tonne | Tier 3 | 1.1 | 312 | 284 | -23.3 | 157 | 0.312 | 0.284 | -0.0233 | 0.157 | 5.20 | 0.00520 | 1,000 | kg/tonne | No
Brick | Stone brick | Stone tiles (wall and floor) and pavers including porcelain tiles, represented by granite and limestone quarry operations and surface preparation with stabilisation as needed. | tonne | Tier 4 | 1.2 | 542 | 452 | 67.1 | 239 | 0.542 | 0.452 | 0.0671 | 0.239 | 0 | 0 | 1,000 | kg/tonne | No
Aggregate | Quarried fill and base material | Various aggregates used as fill including quarry products, road base and ballast of differing size distributions. | tonne | Tier 3 | 1.1 | 10.2 | 9.24 | 3.26 | 6.66 | 0.0102 | 0.00924 | 0.00326 | 0.00666 | 0 | 0 | 1,000 | kg/tonne | No
Aggregate | Recycled fill material | Aggregates generated from a recycled or recovered resource (e.g. from crushed recycled concrete). | tonne | Tier 4 | 1.2 | 11.5 | 9.55 | 0.492 | 3.23 | 0.0115 | 0.00955 | 4.92E-04 | 0.00323 | 0 | 0 | 1,000 | kg/tonne | No
Aggregate | Stabilised sand | Sand used as fill or for stabilsation purposes, including various rates of stabliser inclusion from 7% to 25%. | m³ | Tier 2 | 1.05 | 361 | 344 | 67.8 | 185 | 0.206 | 0.197 | 0.0387 | 0.105 | 0 | 0 | 1,760 | kg/m³ | No
Asphalt | Asphalt | Any asphalt mix | tonne | Tier 2 | 1.05 | 141 | 134 | 5.83 | 71.1 | 0.141 | 0.134 | 0.00583 | 0.0711 | 0 | 0 | 1,000 | kg/tonne | No
Roof tiles | Clay and terracotta roof tiles | Clay and terracotta roof tiles. | tonne | Tier 4 | 1.2 | 682 | 568 | 47.8 | 310 | 0.682 | 0.568 | 0.0478 | 0.310 | 0 | 0 | 1,000 | kg/tonne | No
Roof tiles | Concrete roof tiles | Concrete brick, block and roof tiles i.e. cinder block or concrete finishing brick/tile used in masonry. Not including any core fill material or reinforcing. | tonne | Tier 3 | 1.1 | 312 | 284 | -23.3 | 157 | 0.312 | 0.284 | -0.0233 | 0.157 | 5.20 | 0.00520 | 1,000 | kg/tonne | No
Steel cladding/roofing | Steel sheeting - metallic coat | Steel cladding with a metallic coating including all base metal thicknesses (BMT) from 0.3 mm to 2.9mm. Based on m2 of flat material, with no allowance for overlap. | m² | Tier 1 | 1.02 | 64.0 | 62.7 | 8.40 | 19.4 | 5.12 | 5.01 | 2.72 | 3.12 | 0 | 0 | 6.21 | kg/m² | No
Steel cladding/roofing | Steel sheeting - painted | Steel cladding that has been painted, including all base metal thicknesses (BMT) from 0.42 mm to 1.0 mm. Based on m2 of flat material, with no allowance for overlap. | m² | Tier 1 | 1.02 | 25.4 | 24.9 | 9.49 | 14.8 | 5.49 | 5.38 | 2.98 | 3.47 | 0 | 0 | 4.28 | kg/m² | No
Aluminium cladding/roofing | Aluminium sheeting | Aluminium sheeting including range of thicknesses (BMT). Based on m2 of flat material, with no allowance for overlap. | kg | Tier 4 | 1.2 | 20.8 | 17.4 | 5.48 | 11.8 | 20.8 | 17.4 | 5.48 | 11.8 | 0 | 0 | 1.00 | kg/kg | No
Cement cladding/roofing | GRC | Glass reinforced concrete (GRC) or glass fibre reinforced concrete including all uses (i.e. as cladding or roofing). | tonne | Tier 4 | 1.2 | 869 | 724 | 408 | 544 | 0.869 | 0.724 | 0.408 | 0.544 | 0 | 0 | 1,000 | kg/tonne | No
Cement cladding/roofing | Fibre cement board | Board made from fibre cement including compressed sheet, flooring, cladding, lining and roofing boards. Thickness from 4 mm to 22 mm. | m² | Tier 2 | 1.05 | 48.2 | 45.9 | 4.50 | 12.6 | 1.39 | 1.32 | 0.307 | 0.882 | 0.0251 | 0.00216 | 14.2 | kg/m² | No
Cement cladding/roofing | Plasterboard | Board made from plaster typically coated in paper. Thickness from 4 mm to 22 mm. | m² | Tier 4 | 1.2 | 8.20 | 6.83 | 1.49 | 3.40 | 0.487 | 0.406 | 0.175 | 0.307 | 0.383 | 0.0389 | 11.1 | kg/m² | No
Plastic cladding/roofing | Plastic sheeting | Plastic sheeting - various types of plastic inputs including polycarbonate. | m³ | Tier 4 | 1.2 | 13,800 | 11,500 | 485 | 7,570 | 11.5 | 9.61 | 0.441 | 6.35 | 0 | 0 | 1,190 | kg/m³ | No
Timber cladding | Timber weatherboards | Based on softwood timber used for weatherboards. Includes finger jointed, thermally modified timber, treated, untreated, surfaced, and sawn products. | m³ | Tier 2 | 1.05 | 349 | 332 | 32.6 | 197 | 0.725 | 0.690 | 0.0724 | 0.376 | 858 | 1.63 | 523 | kg/m³ | Yes
Timber cladding | Plywood | Plywood timber for bracing, structural (walling, flooring), formwork purposes. | m³ | Tier 2 | 1.05 | 968 | 922 | 235 | 498 | 1.77 | 1.69 | 0.396 | 0.978 | 841 | 1.64 | 509 | kg/m³ | Yes
Timber cladding | Particleboard | Particleboard including walling and flooring applications | m³ | Tier 2 | 1.05 | 880 | 838 | 322 | 650 | 1.23 | 1.17 | 0.488 | 0.915 | 1,140 | 1.62 | 711 | kg/m³ | Yes
Structural insulated panel | Panel - SIP ≤100mm | Structural Insulated Panels (SIP) of thickness less than or equal to 100 mm, including wall and roof panels. | m² | Tier 2 | 1.05 | 67.2 | 64.0 | 7.15 | 42.3 | 5.16 | 4.92 | 1.10 | 3.64 | 0 | 0 | 11.6 | kg/m² | No
Structural insulated panel | Panel - SIP >100mm | Structural Insulated Panels (SIP) of thickness greater than 100 mm and no thicker than 250 mm including wall and roof panels. | m² | Tier 2 | 1.05 | 89.0 | 84.8 | 36.5 | 55.6 | 5.11 | 4.87 | 1.55 | 3.76 | 0 | 0 | 14.8 | kg/m² | No
Glazing | Glass (treated or untreated) | Glass used in windows, doors, curtain wall purposes. Including single, double and triple glazing units. | kg | Tier 4 | 1.2 | 2.38 | 1.98 | 1.10 | 1.66 | 2.38 | 1.98 | 1.10 | 1.66 | 0 | 0 | 1.00 | kg/kg | No
Extruded aluminium | Aluminium extruded uncoated | Extruded aluminium uncoated. | tonne | Tier 2 | 1.05 | 30,200 | 28,800 | 3,490 | 17,400 | 30.2 | 28.8 | 3.49 | 17.4 | 0 | 0 | 1,000 | kg/tonne | Yes
Extruded aluminium | Aluminium extruded powder coated | Extruded aluminium (powder coated). | tonne | Tier 2 | 1.05 | 32,000 | 30,500 | 5,150 | 18,200 | 32.0 | 30.5 | 5.15 | 18.2 | 0 | 0 | 1,000 | kg/tonne | Yes
Extruded aluminium | Aluminium extruded anodised | Extruded aluminium (anodised). | tonne | Tier 2 | 1.05 | 34,200 | 32,600 | 7,290 | 19,300 | 34.2 | 32.6 | 7.29 | 19.3 | 0 | 0 | 1,000 | kg/tonne | Yes
External shading | Aluminium louvre | Extruded aluminium (powder coated). | tonne | Tier 2 | 1.05 | 32,000 | 30,500 | 5,150 | 18,200 | 32.0 | 30.5 | 5.15 | 18.2 | 0 | 0 | 1,000 | kg/tonne | Yes
External shading | Aluminium construction | Extruded aluminium (powder coated). | tonne | Tier 2 | 1.05 | 32,000 | 30,500 | 5,150 | 18,200 | 32.0 | 30.5 | 5.15 | 18.2 | 0 | 0 | 1,000 | kg/tonne | Yes
External shading | Steel construction | Steel used for structural purposes that has undergone cold-rolled steel production route. | tonne | Tier 2 | 1.05 | 4,050 | 3,860 | 2,730 | 3,010 | 4.05 | 3.86 | 2.73 | 3.01 | 0 | 0 | 1,000 | kg/tonne | No
Ceilings & walls | Steel frame | Steel used for structural purposes that has undergone cold-rolled steel production route. | tonne | Tier 2 | 1.05 | 4,050 | 3,860 | 2,730 | 3,010 | 4.05 | 3.86 | 2.73 | 3.01 | 0 | 0 | 1,000 | kg/tonne | No
Ceilings & walls | Timber frame | Softwood timber. Most common species radiata pine. Includes treated, untreated, surfaced, and sawn products. | m³ | Tier 2 | 1.05 | 349 | 332 | 32.6 | 186 | 0.725 | 0.690 | 0.0724 | 0.353 | 863 | 1.62 | 527 | kg/m³ | Yes
Ceilings & walls | AAC panel (inc. reinforced) | Autoclaved Aerated Concrete (AAC) panels including reinforcement | kg | Tier 4 | 1.2 | 0.641 | 0.535 | 0.373 | 0.451 | 0.641 | 0.535 | 0.373 | 0.451 | 0 | 0 | 1.00 | kg/kg | No
Ceilings & walls | Plasterboard | Board made from plaster typically coated in paper. Thickness from 4 mm to 22 mm. | m² | Tier 4 | 1.2 | 8.20 | 6.83 | 1.49 | 3.40 | 0.487 | 0.406 | 0.175 | 0.307 | 0.383 | 0.0389 | 11.1 | kg/m² | No
Ceilings & walls | Ceiling tile | Used as a lay in suspended ceiling systems. Includes various ceiling tile types made from various materials including mineral wool, perlite, clay. | m² | Tier 3 | 1.1 | 7.95 | 7.23 | 1.30 | 4.36 | 1.44 | 1.31 | 0.182 | 0.772 | 0 | 0 | 5.66 | kg/m² | No
Ceilings & walls | Particleboard wall/ceiling | Particleboard for walling or ceiling purposes (i.e. finished wall panel including coating). | m³ | Tier 2 | 1.05 | 663 | 631 | 177 | 433 | 1.01 | 0.959 | 0.286 | 0.662 | 1,080 | 1.67 | 654 | kg/m³ | Yes
Ceilings & walls | MDF | Medium density fibreboard (MDF) for decorative purposes (i.e. finished wall panel including coating). | m³ | Tier 2 | 1.05 | 1,320 | 1,250 | 526 | 815 | 1.83 | 1.74 | 0.714 | 1.13 | 1,230 | 1.70 | 722 | kg/m³ | Yes
Ceilings & walls | Fibre cement sheet | Board made from fibre cement including compressed sheet, flooring, cladding, lining and roofing boards. Thickness from 4 mm to 22 mm. | m² | Tier 2 | 1.05 | 48.2 | 45.9 | 4.50 | 12.6 | 1.39 | 1.32 | 0.307 | 0.882 | 0.0251 | 0.00216 | 14.2 | kg/m² | No
Ceilings & walls | Glass | Glass used in windows, doors, curtain wall purposes. Including single, double and triple glazing units. | kg | Tier 4 | 1.2 | 2.38 | 1.98 | 1.10 | 1.66 | 2.38 | 1.98 | 1.10 | 1.66 | 0 | 0 | 1.00 | kg/kg | No
Pavers/tiles | Concrete paver/tile | Concrete brick, block and roof tiles i.e. cinder block or concrete finishing brick/tile used in masonry. Not including any core fill material or reinforcing. | tonne | Tier 3 | 1.1 | 312 | 284 | -23.3 | 157 | 0.312 | 0.284 | -0.0233 | 0.157 | 5.20 | 0.00520 | 1,000 | kg/tonne | No
Pavers/tiles | Ceramic paver/tile | Ceramic tiles (wall and floor) and pavers including porcelain tiles. | kg | Tier 4 | 1.2 | 0.984 | 0.820 | 0.308 | 0.594 | 0.984 | 0.820 | 0.308 | 0.594 | 0 | 0 | 1.00 | kg/kg | No
Pavers/tiles | Stone paver/tile | Stone tiles (wall and floor) and pavers including porcelain tiles, represented by granite and limestone quarry operations and surface preparation with stabilisation as needed. | tonne | Tier 4 | 1.2 | 542 | 452 | 67.1 | 239 | 0.542 | 0.452 | 0.0671 | 0.239 | 0 | 0 | 1,000 | kg/tonne | No
Floors | Access flooring | Access floor (raised floor) including pedestal, base, componentry. Excluding finish top layer. | m² | Tier 3 | 1.1 | 83.6 | 76.0 | 19.0 | 39.7 | 1.68 | 1.53 | 0.306 | 0.873 | 0 | 0 | 45.5 | kg/m² | No
Floors | Carpet flooring | Carpet for flooring including carpet tiles. | m² | Tier 4 | 1.2 | 34.2 | 28.5 | 4.10 | 13.7 | 13.3 | 11.1 | 1.34 | 4.18 | 0.0512 | 0.0127 | 3.27 | kg/m² | No
Floors | Vinyl flooring | Vinyl flooring. | m² | Tier 3 | 1.1 | 37.8 | 34.4 | 5.63 | 15.9 | 8.64 | 7.85 | 0.868 | 3.12 | 0 | 0 | 5.10 | kg/m² | No
Floors | Rubber flooring | Rubber flooring. | m² | Tier 4 | 1.2 | 19.5 | 16.2 | 0.378 | 8.69 | 10.2 | 8.54 | 0.430 | 3.94 | 0 | 0 | 2.20 | kg/m² | No
Floors | Timber flooring | Hardwood timber. Includes treated, untreated, dressed, and sawn products. | m³ | Tier 2 | 1.05 | 591 | 563 | 104 | 347 | 0.804 | 0.765 | 0.126 | 0.466 | 1,170 | 1.54 | 744 | kg/m³ | No
Floors | Laminate flooring | Laminate flooring. | m² | Tier 4 | 1.2 | 5.69 | 4.74 | 2.67 | 3.71 | 0.814 | 0.679 | 0.384 | 0.531 | 0 | 0 | 6.98 | kg/m² | No
Floors | Hybrid flooring | Hybrid flooring. | m² | Tier 4 | 1.2 | 15.6 | 13.0 | 13.0 | 13.0 | 1.82 | 1.52 | 1.52 | 1.52 | 0 | 0 | 8.60 | kg/m² | No
Floors | Linoleum flooring | Linoleum flooring - made from various materials. | m² | Tier 3 | 1.1 | 3.99 | 3.63 | 3.60 | 3.61 | 1.72 | 1.56 | 1.23 | 1.34 | 0 | 0 | 2.69 | kg/m² | No
Floors | Epoxy flooring | Epoxy flooring - for use on concrete flooring or similar. | kg | Tier 4 | 1.2 | 3.84 | 3.20 | 2.45 | 2.80 | 3.84 | 3.20 | 2.45 | 2.80 | 0 | 0 | 1.00 | kg/kg | No
Roller doors | Roller doors | Roller door (i.e. sectional door or garage door) including all elements steel, electrical drives etc. | m² | Tier 4 | 1.2 | 132 | 110 | 96.7 | 103 | 5.67 | 4.72 | 3.26 | 3.99 | 0 | 0 | 25.9 | kg/m² | No
Windows & doors | Window - aluminium frame - generic | Represents a generic window or door as named in the material category. Includes key component materials. Assume double glazing for all except the revolving door. Square meter rate. | m² | Untiered | 1 | 267 | 267 | 50.3 | 159 | 11.6 | 11.6 | 2.19 | 6.92 | 0 | 0 | 23.0 | kg/m² | No
Windows & doors | Window - timber frame - generic | Represents a generic window or door as named in the material category. Includes key component materials. Assume double glazing for all except the revolving door. Square meter rate. | m² | Untiered | 1 | 89.8 | 89.8 | 38.4 | 61.0 | 2.45 | 2.45 | 1.05 | 1.67 | 14.9 | 0.408 | 36.6 | kg/m² | No
Windows & doors | Door - timber with glazing - generic | Represents a generic window or door as named in the material category. Includes key component materials. Assume double glazing for all except the revolving door. Square meter rate. | m² | Untiered | 1 | 82.4 | 82.4 | 36.8 | 57.3 | 1.94 | 1.94 | 0.869 | 1.35 | 26.1 | 0.616 | 42.4 | kg/m² | No
Windows & doors | Door - steel with glazing - generic | Represents a generic window or door as named in the material category. Includes key component materials. Assume double glazing for all except the revolving door. Square meter rate. | m² | Untiered | 1 | 190 | 190 | 116 | 138 | 3.67 | 3.67 | 2.24 | 2.67 | 0 | 0 | 51.7 | kg/m² | No
Windows & doors | Door - fully glazed - minor aluminium frame - generic | Represents a generic window or door as named in the material category. Includes key component materials. Assume double glazing for all except the revolving door. Square meter rate. | m² | Untiered | 1 | 333 | 333 | 77.6 | 205 | 7.56 | 7.56 | 1.76 | 4.67 | 0 | 0 | 44.0 | kg/m² | No
Windows & doors | Door - aluminium with glazing - generic | Represents a generic window or door as named in the material category. Includes key component materials. Assume double glazing for all except the revolving door. Square meter rate. | m² | Untiered | 1 | 414 | 414 | 68.2 | 244 | 14.2 | 14.2 | 2.34 | 8.40 | 0 | 0 | 29.1 | kg/m² | No
Windows & doors | Door - timber solid - generic | Represents a generic window or door as named in the material category. Includes key component materials. Assume double glazing for all except the revolving door. Square meter rate. | m² | Untiered | 1 | 117 | 117 | 62.6 | 83.1 | 1.89 | 1.89 | 1.01 | 1.34 | 62.4 | 1.01 | 62.0 | kg/m² | No
Windows & doors | Door - steel solid - generic | Represents a generic window or door as named in the material category. Includes key component materials. Assume double glazing for all except the revolving door. Square meter rate. | m² | Untiered | 1 | 399 | 399 | 271 | 299 | 4.07 | 4.07 | 2.77 | 3.05 | 0 | 0 | 98.0 | kg/m² | No
Windows & doors | Revolving door - glass, aluminium, steel - generic | Represents a generic window or door as named in the material category. Includes key component materials. Assume double glazing for all except the revolving door. Square meter rate. | m² | Untiered | 1 | 1,670 | 1,670 | 361 | 1,010 | 10.2 | 10.2 | 2.20 | 6.18 | 23.8 | 0.145 | 164 | kg/m² | No
Ceilings & walls | Wall system steel frame - 1 side plasterboard (92mm stud) | Represents a generic wall or ceiling system as named in the material category. Includes framing and sheeting. | m² | Untiered | 1 | 15.2 | 15.2 | 8.31 | 10.6 | 1.04 | 1.04 | 0.567 | 0.723 | 0.483 | 0.0330 | 14.7 | kg/m² | No
Ceilings & walls | Wall system steel frame - 2 sides plasterboard (92mm stud) | Represents a generic wall or ceiling system as named in the material category. Includes framing and sheeting. | m² | Untiered | 1 | 21.2 | 21.2 | 10.5 | 14.4 | 0.784 | 0.784 | 0.387 | 0.532 | 0.966 | 0.0357 | 27.1 | kg/m² | No
Ceilings & walls | Wall system steel frame - 2 sides plasterboard (150 mm stud) | Represents a generic wall or ceiling system as named in the material category. Includes framing and sheeting. | m² | Untiered | 1 | 27.0 | 27.0 | 14.3 | 18.7 | 0.947 | 0.947 | 0.504 | 0.656 | 0.966 | 0.0339 | 28.5 | kg/m² | No
Ceilings & walls | Wall system steel frame - 1 side plasterboard (150 mm stud) | Represents a generic wall or ceiling system as named in the material category. Includes framing and sheeting. | m² | Untiered | 1 | 20.9 | 20.9 | 12.2 | 14.9 | 1.30 | 1.30 | 0.758 | 0.925 | 0.483 | 0.0301 | 16.1 | kg/m² | No
Ceilings & walls | Wall system timber frame - 2 sides plasterboard | Represents a generic wall or ceiling system as named in the material category. Includes framing and sheeting. | m² | Untiered | 1 | 15.8 | 15.8 | 4.72 | 9.44 | 0.528 | 0.528 | 0.157 | 0.315 | 9.33 | 0.312 | 30.0 | kg/m² | No
Ceilings & walls | Wall system timber frame - 1 side plasterboard | Represents a generic wall or ceiling system as named in the material category. Includes framing and sheeting. | m² | Untiered | 1 | 9.78 | 9.78 | 2.55 | 5.63 | 0.557 | 0.557 | 0.145 | 0.321 | 8.85 | 0.504 | 17.6 | kg/m² | No
Ceilings & walls | AAC and steel based system - generic | Represents a generic wall or ceiling system as named in the material category. Includes framing and sheeting. | m² | Untiered | 1 | 63.4 | 63.4 | 39.2 | 45.6 | 0.966 | 0.966 | 0.597 | 0.695 | 0 | 0 | 65.6 | kg/m² | No
Ceilings & walls | Ceiling system steel frame suspended (plasterboard) | Represents a generic wall or ceiling system as named in the material category. Includes framing and sheeting. | m² | Untiered | 1 | 10.9 | 10.9 | 5.44 | 7.42 | 0.802 | 0.802 | 0.400 | 0.546 | 0.483 | 0.0355 | 13.6 | kg/m² | No
Ceilings & walls | Ceiling system steel frame suspended (fibre cement) | Represents a generic wall or ceiling system as named in the material category. Includes framing and sheeting. | m² | Untiered | 1 | 19.9 | 19.9 | 6.59 | 13.1 | 1.66 | 1.66 | 0.549 | 1.10 | 0.0234 | 0.00195 | 12.0 | kg/m² | No
Ceilings & walls | Ceiling system steel frame suspended (mineral tile) | Represents a generic wall or ceiling system as named in the material category. Includes framing and sheeting. | m² | Untiered | 1 | 12.2 | 12.2 | 4.20 | 7.55 | 1.94 | 1.94 | 0.666 | 1.20 | 0 | 0 | 6.30 | kg/m² | No
Ceilings & walls | Ceiling system aluminum frame suspended (powder coated aluminium) | Represents a generic wall or ceiling system as named in the material category. Includes framing and sheeting. | m² | Untiered | 1 | 259 | 259 | 41.7 | 148 | 32.0 | 32.0 | 5.15 | 18.2 | 0 | 0 | 8.10 | kg/m² | No
Curtain wall | Aluminium unitised type 1: 100% DGU 8T-16-44.2 | Represents a generic curtain wall as named in the material category. Includes glass, framing, spandrel/cladding material in one square meter rate. | m² | Untiered | 1 | 435 | 435 | 110 | 264 | 8.56 | 8.56 | 2.16 | 5.19 | 0 | 0 | 50.8 | kg/m² | No
Curtain wall | Aluminium unitised type 2: aluminium cladding, 50% DGU 8T-16-44.2 | Represents a generic curtain wall as named in the material category. Includes glass, framing, spandrel/cladding material in one square meter rate. | m² | Untiered | 1 | 656 | 656 | 129 | 382 | 16.9 | 16.9 | 3.33 | 9.88 | 0 | 0 | 38.7 | kg/m² | No
Curtain wall | Aluminium unitised type 3: aluminium cladding with vertical fins, 50% DGU 8T-16-44.2 | Represents a generic curtain wall as named in the material category. Includes glass, framing, spandrel/cladding material in one square meter rate. | m² | Untiered | 1 | 877 | 877 | 167 | 509 | 19.1 | 19.1 | 3.65 | 11.1 | 0 | 0 | 45.8 | kg/m² | No
Curtain wall | Aluminium unitised type 4: aluminium cladding, 50% TGU 8T-16-6-16-44.2 | Represents a generic curtain wall as named in the material category. Includes glass, framing, spandrel/cladding material in one square meter rate. | m² | Untiered | 1 | 664 | 664 | 138 | 390 | 14.3 | 14.3 | 2.97 | 8.40 | 0 | 0 | 46.4 | kg/m² | No
Curtain wall | Aluminium unitised type 5: insulated shadow box, 50% DGU 8T-16-44.2 | Represents a generic curtain wall as named in the material category. Includes glass, framing, spandrel/cladding material in one square meter rate. | m² | Untiered | 1 | 572 | 572 | 133 | 342 | 10.5 | 10.5 | 2.43 | 6.27 | 0 | 0 | 54.5 | kg/m² | No
Curtain wall | Aluminium unitised type 6: GRC cladding, 50% DGU 8T-16-44.2 | Represents a generic curtain wall as named in the material category. Includes glass, framing, spandrel/cladding material in one square meter rate. | m² | Untiered | 1 | 766 | 766 | 158 | 448 | 11.2 | 11.2 | 2.31 | 6.57 | 0 | 0 | 68.2 | kg/m² | No
Curtain wall | Aluminium unitised type 7: opaque panel, 100% aluminium cladding | Represents a generic curtain wall as named in the material category. Includes glass, framing, spandrel/cladding material in one square meter rate. | m² | Untiered | 1 | 1,190 | 1,190 | 199 | 680 | 33.6 | 33.6 | 5.62 | 19.2 | 0 | 0 | 35.4 | kg/m² | No
Curtain wall | Double skin type 1: deep cavity aluminium façade, 100% single + DGU 66.2 + 8T-16-44.2 | Represents a generic curtain wall as named in the material category. Includes glass, framing, spandrel/cladding material in one square meter rate. | m² | Untiered | 1 | 1,300 | 1,300 | 363 | 802 | 9.70 | 9.70 | 2.70 | 5.96 | 0 | 0 | 135 | kg/m² | No
Curtain wall | Double skin type 2: narrow cavity aluminium façade, 100% single + DGU 66.2 + 8T-16-44.2 | Represents a generic curtain wall as named in the material category. Includes glass, framing, spandrel/cladding material in one square meter rate. | m² | Untiered | 1 | 674 | 674 | 179 | 412 | 7.74 | 7.74 | 2.06 | 4.73 | 0 | 0 | 87.0 | kg/m² | No
Lifts | Category 5, 6 for high rise buildings (>10 floors) | Lift (elevator) classified as category 5 and 6 from ISO 25745. Typically used in high use environments, shopping centres, high-rise commercial.residential (10+ floors). Includes all elements of a lift installation i.e. lift cars, fittings, finishes, drive elements, electronics, guide rails, counterweights, ropes etc. | Unit | Tier 4 | 1.2 | 3.11E+05 | 2.59E+05 | 99,900 | 1.67E+05 | 6.72 | 5.60 | 2.20 | 3.51 | 0 | 0 | 47,400 | kg/Unit | No
Lifts | Category 3, 4 for medium rise buildings (4-10 floors) | Lift (elevator) classified as category 3 and 4 from ISO 25745. Typically used in medium rise (4-10 floor). Includes all elements of a lift installation i.e. lift cars, fittings, finishes, drive elements, electronics, guide rails, counterweights, ropes etc. | Unit | Tier 4 | 1.2 | 1.41E+05 | 1.17E+05 | 4,490 | 41,500 | 6.03 | 5.02 | 1.92 | 2.97 | 0 | 0 | 14,000 | kg/Unit | No
Lifts | Category 1, 2 for low rise buildings (<4 floors) | Lift (elevator) classified as category 1 and 2 from ISO 25745. Typically used in low rise (less 4 floors) building. Includes all elements of a lift installation i.e. lift cars, fittings, finishes, drive elements, electronics, guide rails, counterweights, ropes etc. | Unit | Tier 4 | 1.2 | 34,600 | 28,800 | 4,500 | 14,200 | 4.67 | 3.89 | 1.93 | 2.99 | 0 | 0 | 4,740 | kg/Unit | No
Escalator | Escalator | Escalator/travelator. Including all componentry (i.e. truss, stairs, rails and balustrade, drive train etc.) | Unit | Tier 4 | 1.2 | 1.42E+05 | 1.18E+05 | 20,300 | 50,500 | 7.55 | 6.29 | 3.32 | 5.27 | 0 | 0 | 9,580 | 0 | No
Mechanical, electrical, and plumbing (MEP) | Low or mid rise office, hotel or retail building (≤10 floors) | Determination of a generic buildings services rate as named in the material category. Includes mechanical, electrical and heating, ventilation and air conditioning. | m² | Untiered | 1 | 67.0 | 67.0 | 41.3 | 55.3 | 3.11 | 3.11 | 2.77 | 2.95 | 0 | 0 | 18.8 | kg/m² | No
Mechanical, electrical, and plumbing (MEP) | Residential building | Determination of a generic buildings services rate as named in the material category. Includes mechanical, electrical and heating, ventilation and air conditioning. | m² | Untiered | 1 | 57.4 | 57.4 | 41.2 | 46.8 | 2.69 | 2.69 | 2.26 | 2.26 | 0 | 0 | 20.7 | kg/m² | No
Mechanical, electrical, and plumbing (MEP) | Warehouse or industrial building | Determination of a generic buildings services rate as named in the material category. Includes mechanical, electrical and heating, ventilation and air conditioning. | m² | Untiered | 1 | 13.4 | 13.4 | 11.8 | 12.6 | 2.77 | 2.77 | 1.59 | 2.18 | 0 | 0 | 5.77 | kg/m² | No
Mechanical, electrical, and plumbing (MEP) | High rise office, hotel or retail building (>10 floors) | Determination of a generic buildings services rate as named in the material category. Includes mechanical, electrical and heating, ventilation and air conditioning. | m² | Untiered | 1 | 74.8 | 74.8 | 48.9 | 62.6 | 3.88 | 3.88 | 2.88 | 3.24 | 0 | 0 | 19.3 | kg/m² | No
Mechanical, electrical, and plumbing (MEP) | Hospital or high services intensity building | Determination of a generic buildings services rate as named in the material category. Includes mechanical, electrical and heating, ventilation and air conditioning. | m² | Untiered | 1 | 74.8 | 74.8 | 55.1 | 66.0 | 3.95 | 3.95 | 2.91 | 3.29 | 0 | 0 | 20.1 | kg/m² | No
Other | Other | Other/miscellaneous material | kg | Untiered | 1 | 4.83 | 4.83 | 1.23 | 3.00 | 4.83 | 4.83 | 1.23 | 3.00 | 0 | 0 | 1.00 | kg/kg | No

## Update Comparison
Description: | This tab shows the percentage change in emission factors for each material category, between v2026.1 of the database, and this version.
|  |  | v2026.2 (per declared unit) |  |  | v2026.1 (per declared unit) |  |  |  | Percentage change (per declared unit) |  |  |  | v2026.2 (per kg) |  |  | v2026.1 (per kg) |  |  | Percentage change (per kg)
EF material type | EF material category | Declared unit | Max in category EF | Min in category EF | Average EF | Declared unit | Max in category EF | Min in category EF | Average EF | Max in category EF | Min in category EF | Average EF | Comment | Max in category EF | Min in category EF | Average EF | Max in category EF | Min in category EF | Average EF | Max in category EF | Min in category EF | Average EF
Concrete in-situ | ≤10 MPa | m³ | 248.187 | 100.0485 | 154.0416 | m³ | 248.187 | 141.5651 | 181.2692 | 0% | -29.33% | -15.02% | New minimum value confirmed against EPD | 0.10341 | 0.041687 | 0.064042 | 0.103 | 0.059 | 0.0755 | 0.3993% | -29.34% | -15.18%
Concrete in-situ | >10 MPa to ≤20 MPa | m³ | 364.126 | 85.675 | 191.9701 | m³ | 364.126 | 136.11 | 200.532 | 0% | -37.05% | -4.27% | New minimum value confirmed against EPD | 0.15172 | 0.035698 | 0.080418 | 0.152 | 0.0567 | 0.0836 | -0.1848% | -37.04% | -3.806%
Concrete in-situ | >20 MPa to ≤25 MPa | m³ | 417.4192 | 97.827 | 211.0137 | m³ | 417.4192 | 149.12 | 221.6739 | 0% | -34.4% | -4.809% | New minimum value confirmed against EPD | 0.17392 | 0.040761 | 0.088255 | 0.174 | 0.0621 | 0.0924 | -0.0433% | -34.36% | -4.486%
Concrete in-situ | >25 MPa to ≤32 MPa | m³ | 459.166 | 104.7994 | 239.8368 | m³ | 459.166 | 167.14 | 249.3077 | 0% | -37.3% | -3.799% | New minimum value confirmed against EPD | 0.19132 | 0.043666 | 0.1002 | 0.191 | 0.0696 | 0.104 | 0.1671% | -37.26% | -3.653%
Concrete in-situ | >32 MPa to ≤40 MPa | m³ | 545.203 | 133.5767 | 280.8384 | m³ | 545.203 | 198 | 305.3975 | 0% | -32.54% | -8.042% | New minimum value confirmed against EPD | 0.22717 | 0.055657 | 0.11734 | 0.227 | 0.0825 | 0.127 | 0.07397% | -32.54% | -7.61%
Concrete in-situ | >40 MPa to ≤50 MPa | m³ | 609.233 | 163.564 | 325.5043 | m³ | 609.233 | 101 | 354.0975 | 0% | 61.94% | -8.075% | There was an error in the previous database where Boral's "TfNSW B80 50MPa 20MM TREMIE B2 EXPOSURE" was incorrectly listed with a carbon footprint of 101 kg CO2e/m3 when it should have been 415 kg CO2e/m3. The next-lowest value was confirmed against its EPD. | 0.25385 | 0.068609 | 0.13582 | 0.254 | 0.0421 | 0.148 | -0.0602% | 62.97% | -8.228%
Concrete in-situ | >50 MPa to ≤65 MPa | m³ | 609.233 | 216.628 | 351.2182 | m³ | 609.233 | 274 | 401.6328 | 0% | -20.94% | -12.55% | New minimum value confirmed against EPD | 0.25385 | 0.090262 | 0.14686 | 0.254 | 0.114 | 0.167 | -0.0602% | -20.82% | -12.06%
Concrete in-situ | >65 MPa to ≤80 MPa | m³ | 657 | 267.2007 | 398.7963 | m³ | 657 | 301 | 424.6045 | 0% | -11.23% | -6.078% | New minimum value confirmed against EPD | 0.27375 | 0.1159 | 0.16624 | 0.274 | 0.125 | 0.177 | -0.09124% | -7.277% | -6.081%
Concrete in-situ | >80 MPa + | m³ | 710 | 365.819 | 490.1615 | m³ | 710 | 437.768 | 561.221 | 0% | -16.44% | -12.66% | New minimum value confirmed against EPD | 0.29583 | 0.15242 | 0.20444 | 0.296 | 0.184 | 0.234 | -0.05631% | -17.16% | -12.63%
Concrete in-situ | Kerb | m³ | 459.166 | 104.7994 | 239.8368 | m³ | 459.166 | 167.14 | 249.3077 | 0% | -37.3% | -3.799% | As above. EF based on 32 MPa concrete. | 0.19132 | 0.043666 | 0.1002 | 0.191 | 0.0696 | 0.104 | 0.1671% | -37.26% | -3.653%
Concrete precast panel | Precast concrete panel (inc. reinforcing) | tonne | 439.0356 | 94.8622 | 215.9475 | tonne | 439.0356 | 69.3492 | 232.9611 | 0% | 36.79% | -7.303% | As above. EF based on 50 MPa concrete and reinforcing mesh. | 0.43904 | 0.094862 | 0.21595 | 0.439 | 0.0693 | 0.233 | 0.008109% | 36.89% | -7.319%
Concrete precast panel | Hollow core - precast concrete (inc. reinforcing) | m³ | 357 | 317 | 338.5 | m³ | 357 | 317 | 338.5 | 0% | 0% | 0% |  | 0.24203 | 0.21492 | 0.22949 | 0.242 | 0.215 | 0.229 | 0.01401% | -0.03942% | 0.2146%
Concrete block | Concrete block (exc. core fill or reinforcing) | tonne | 283.93 | -23.3 | 156.833 | tonne | 240.39 | 111.67 | 158.6892 | 18.11% | -120.9% | -1.17% | Reflects new PCFs from Rebuilt and also EPD HUB-1321 from Nu-Rock who have an EPD that suggested a negative carbon footprint from cradle-to-gate due to a chemical reaction that absorbs CO2 from the atmosphere. See https://manage.epdhub.com/declarations/masonry-products/nu-rock-building-products/1496/masonry-block/ and https://nu-rockbuildingproducts.com.au/ | 0.28393 | -0.0233 | 0.15683 | 0.24 | 0.112 | 0.159 | 18.3% | -120.8% | -1.363%
Concrete block | Solid AAC (no fill or reinforcing) | m³ | 232 | 150.247 | 190.0617 | m³ | 232 | 150.247 | 190.0617 | 0% | 0% | 0% |  | 0.60333 | 0.4 | 0.46076 | 0.603 | 0.334 | 0.437 | 0.05528% | 19.76% | 5.436%
Reinforcing steel | Bar & mesh reinforcing steel | tonne | 3480.389 | 309 | 1483.3898 | tonne | 3480.389 | 309 | 1602.0664 | 0% | 0% | -7.408% |  | 3.4804 | 0.309 | 1.4834 | 3.48 | 0.309 | 1.6 | 0.01118% | 0% | -7.288%
Reinforcing steel | Fibre & strand reinforcing steel | tonne | 3480.389 | 309 | 1483.3898 | tonne | 3480.389 | 309 | 1602.0664 | 0% | 0% | -7.408% |  | 3.4804 | 0.309 | 1.4834 | 3.48 | 0.309 | 1.6 | 0.01118% | 0% | -7.288%
Structural steel | Structural sections steel (welded beam, columns, angles, plates, piles etc) (hot rolled) | tonne | 3670.508 | 558 | 2408.9962 | tonne | 3720 | 558 | 2271.2872 | -1.33% | 0% | 6.063% |  | 3.6705 | 0.558 | 2.409 | 3.72 | 0.558 | 2.27 | -1.33% | 0% | 6.123%
Structural steel | Structural formwork and decking steel (cold rolled - light weight) | tonne | 3860 | 2725.7525 | 3012.9821 | tonne | 3860 | 2725.7525 | 3012.9821 | 0% | 0% | 0% |  | 3.86 | 2.7258 | 3.013 | 3.86 | 2.73 | 3.01 | 0% | -0.1556% | 0.09907%
Structural steel | Structural framing steel (cold rolled - lightweight) | tonne | 3860 | 2725.7525 | 3012.9821 | tonne | 3860 | 2725.7525 | 3012.9821 | 0% | 0% | 0% |  | 3.86 | 2.7258 | 3.013 | 3.86 | 2.73 | 3.01 | 0% | -0.1556% | 0.09907%
Structural steel | Galvanised structural sections steel (welded beam, columns, angles, plates, piles etc.) (hot rolled) | tonne | 4059.0974 | 580.7914 | 2536.2101 | tonne | 4104.5669 | 580.7914 | 2399.3938 | -1.108% | 0% | 5.702% |  | 4.0591 | 0.58079 | 2.5362 | 4.1 | 0.581 | 2.4 | -0.9976% | -0.0359% | 5.675%
Structural steel | Painted structural sections steel (welded beam, columns, angles, plates, piles etc.) (hot rolled) | tonne | 4092.9673 | 580.397 | 2546.0289 | tonne | 4134.7215 | 580.397 | 2411.0081 | -1.01% | 0% | 5.6% |  | 4.093 | 0.5804 | 2.546 | 4.13 | 0.58 | 2.41 | -0.8967% | 0.06845% | 5.644%
Stainless steel | Stainless steel (general) | tonne | 4990 | 2800 | 3509.0008 | tonne | 4990 | 2800 | 3509.0008 | 0% | 0% | 0% |  | 4.99 | 2.8 | 3.509 | 4.99 | 2.8 | 3.51 | 0% | 0% | -0.02847%
Timber | Softwood | m³ | 332.1057 | 32.573 | 186.3089 | m³ | 332.1057 | 112.7267 | 188.126 | 0% | -71.1% | -0.9659% | Reduction in minimum is due to the introduction of "Surfaced, KVH structural timber - finger jointed (Stora Enso) (Czech Republic)". This was actually introduced into the "EPD List" tab in version 2025.1, but it was incorrectly grouped and so didn't affect the average. It has now been grouped on the correct tab and leads to a large reduction in the minimum available footprint. Even though sourced from the Czech Republic, this product appears to be available in Australia via Big River Group. | 0.69048 | 0.072384 | 0.35336 | 0.603 | 0.205 | 0.366 | 14.51% | -64.69% | -3.453%
Timber | Hardwood | m³ | 562.5038 | 104.26 | 346.8826 | m³ | 562.5038 | 104.26 | 346.8826 | 0% | 0% | 0% |  | 0.76531 | 0.12561 | 0.46607 | 0.765 | 0.126 | 0.466 | 0.04069% | -0.306% | 0.0153%
Timber | Timber poles and piles | m³ | 562.5038 | 104.26 | 346.8826 | m³ | 562.5038 | 104.26 | 346.8826 | 0% | 0% | 0% |  | 0.76531 | 0.12561 | 0.46607 | 0.765 | 0.126 | 0.466 | 0.04069% | -0.306% | 0.0153%
Timber (engineered) | Plywood | m³ | 922.3745 | 234.7244 | 498.1084 | m³ | 922.3745 | 234.7244 | 498.1084 | 0% | 0% | 0% |  | 1.6897 | 0.39583 | 0.97781 | 1.69 | 0.396 | 0.978 | -0.01807% | -0.04413% | -0.01914%
Timber (engineered) | Particleboard | m³ | 838.4053 | 322.232 | 650.4555 | m³ | 838.4053 | 322.232 | 650.4555 | 0% | 0% | 0% |  | 1.1713 | 0.48823 | 0.91539 | 1.17 | 0.488 | 0.915 | 0.1112% | 0.04719% | 0.04237%
Timber (engineered) | GLT & CLT (softwood) | m³ | 538.5 | 53.8 | 242.3295 | m³ | 538.5 | 53.8 | 242.3295 | 0% | 0% | 0% |  | 1.1967 | 0.11447 | 0.46743 | 1.2 | 0.114 | 0.467 | -0.2778% | 0.4106% | 0.09212%
Timber (engineered) | GLT & CLT (hardwood) | m³ | 764.7607 | 626.6867 | 690.278 | m³ | 764.7607 | 626.6867 | 690.278 | 0% | 0% | 0% |  | 1.1347 | 0.9298 | 1.0242 | 1.13 | 0.93 | 1.02 | 0.4124% | -0.02127% | 0.407%
Timber (engineered) | LVL | m³ | 435.156 | 94.4 | 308.2458 | m³ | 401.6667 | 94.4 | 297.67 | 8.338% | 0% | 3.553% |  | 0.91288 | 0.15501 | 0.59398 | 0.913 | 0.155 | 0.587 | -0.01328% | 0.005297% | 1.189%
Timber (engineered) | OSB | m³ | 384.3733 | 101.179 | 193.8267 | m³ | 384.3733 | 101.179 | 193.8267 | 0% | 0% | 0% |  | 0.63956 | 0.16464 | 0.31792 | 0.64 | 0.165 | 0.318 | -0.06933% | -0.2169% | -0.02468%
Timber (engineered) | MDF | m³ | 1254.1817 | 525.9292 | 814.8309 | m³ | 1254.1817 | 525.9292 | 814.8309 | 0% | 0% | 0% |  | 1.7419 | 0.71361 | 1.1293 | 1.74 | 0.714 | 1.13 | 0.1103% | -0.05489% | -0.0604%
Brick | Clay brick | tonne | 387 | 38.42 | 183.9857 | tonne | 387 | 47.8321 | 183.574 | 0% | -19.68% | 0.2243% | Reflects new PCFs from Rebuilt | 0.387 | 0.03842 | 0.18399 | 0.387 | 0.0478 | 0.184 | 0% | -19.62% | -0.00778%
Brick | Concrete brick | tonne | 283.93 | -23.3 | 156.833 | tonne | 240.39 | 111.67 | 158.6892 | 18.11% | -120.9% | -1.17% | Reflects new PCFs from Rebuilt and also EPD HUB-1321 from Nu-Rock who have an EPD that suggested a negative carbon footprint from cradle-to-gate due to a chemical reaction that absorbs CO2 from the atmosphere. See https://manage.epdhub.com/declarations/masonry-products/nu-rock-building-products/1496/masonry-block/ and https://nu-rockbuildingproducts.com.au/ | 0.28393 | -0.0233 | 0.15683 | 0.24 | 0.112 | 0.159 | 18.3% | -120.8% | -1.363%
Brick | Stone brick | tonne | 451.8519 | 67.1044 | 238.9831 | tonne | 451.8519 | 67.1044 | 238.9831 | 0% | 0% | 0% |  | 0.45185 | 0.067104 | 0.23898 | 0.452 | 0.0671 | 0.239 | -0.03278% | 0.006617% | -0.007074%
Aggregate | Quarried fill and base material | tonne | 9.24 | 3.26 | 6.6602 | tonne | 9.24 | 3.26 | 6.6602 | 0% | 0% | 0% |  | 0.00924 | 0.00326 | 0.0066602 | 0.00924 | 0.00326 | 0.00666 | 0% | 0% | 0.003554%
Aggregate | Recycled fill material | tonne | 9.5507 | 0.49231 | 3.2296 | tonne | 9.5507 | 0.49231 | 3.8154 | 0% | 0% | -15.36% | Change in average reflects additional EPDs being added to the pool. | 0.0095507 | 0.00049231 | 0.0032296 | 0.00955 | 0.000492 | 0.00382 | 0.007016% | 0.06333% | -15.46%
Aggregate | Stabilised sand | m³ | 344 | 67.8 | 184.6307 | m³ | 344 | 67.8 | 184.6307 | 0% | 0% | 0% |  | 0.19657 | 0.038743 | 0.10479 | 0.197 | 0.0387 | 0.105 | -0.2175% | 0.1107% | -0.1979%
Asphalt | Asphalt | tonne | 134.0003 | 5.8327 | 71.056 | tonne | 134.0003 | 5.8327 | 71.3621 | 0% | 0% | -0.429% |  | 0.134 | 0.0058327 | 0.071056 | 0.134 | 0.00583 | 0.0714 | 0.000247% | 0.04545% | -0.4819%
Roof tiles | Clay and terracotta roof tiles | tonne | 568.144 | 47.8321 | 310.2498 | tonne | 568.144 | 47.8321 | 310.2498 | 0% | 0% | 0% |  | 0.56814 | 0.047832 | 0.31025 | 0.568 | 0.0478 | 0.31 | 0.02534% | 0.06713% | 0.08058%
Roof tiles | Concrete roof tiles | tonne | 283.93 | -23.3 | 156.833 | tonne | 240.39 | 111.67 | 158.6892 | 18.11% | -120.9% | -1.17% | Reflects new PCFs from Rebuilt and also EPD HUB-1321 from Nu-Rock (above). This product is not a roof tile. However, we currently do not have a separate source category for roof tiles due to a lack of data, and because they are typically manufactured in the same way as concrete blocks. | 0.28393 | -0.0233 | 0.15683 | 0.24 | 0.112 | 0.159 | 18.3% | -120.8% | -1.363%
Steel cladding/roofing | Steel sheeting - metallic coat | m² | 62.708 | 8.4 | 19.3602 | m² | 62.708 | 8.4 | 19.0567 | 0% | 0% | 1.593% |  | 5.0147 | 2.7205 | 3.1184 | 5.01 | 2.72 | 3.15 | 0.09431% | 0.01911% | -1.003%
Steel cladding/roofing | Steel sheeting - painted | m² | 24.9 | 9.49 | 14.842 | m² | 24.9 | 9.49 | 14.842 | 0% | 0% | 0% |  | 5.3782 | 2.9838 | 3.4701 | 5.38 | 2.98 | 3.47 | -0.03401% | 0.1265% | 0.003442%
Aluminium cladding/roofing | Aluminium sheeting | kg | 17.3577 | 5.4803 | 11.8126 | kg | 17.3577 | 5.4803 | 11.8126 | 0% | 0% | 0% |  | 17.3577 | 5.4803 | 11.8126 | 17.4 | 5.48 | 11.8 | -0.243% | 0.006083% | 0.1064%
Cement cladding/roofing | GRC | tonne | 723.9 | 407.6923 | 544.4702 | tonne | 723.9 | 407.6923 | 544.4702 | 0% | 0% | 0% |  | 0.7239 | 0.40769 | 0.54447 | 0.724 | 0.408 | 0.544 | -0.01381% | -0.07541% | 0.08643%
Cement cladding/roofing | Fibre cement board | m² | 45.9 | 4.5 | 12.5528 | m² | 45.9 | 4.5 | 12.5528 | 0% | 0% | 0% |  | 1.3238 | 0.30723 | 0.88235 | 1.32 | 0.307 | 0.882 | 0.2863% | 0.07489% | 0.03926%
Cement cladding/roofing | Plasterboard | m² | 6.8327 | 1.49 | 3.399 | m² | 6.8327 | 1.49 | 3.3709 | 0% | 0% | 0.8345% |  | 0.40618 | 0.1752 | 0.30697 | 0.394 | 0.175 | 0.304 | 3.092% | 0.1143% | 0.9776%
Plastic cladding/roofing | Plastic sheeting | m³ | 11528.78 | 485.18 | 7565.44 | m³ | 11528.78 | 485.18 | 7565.44 | 0% | 0% | 0% |  | 9.6073 | 0.44107 | 6.3534 | 9.61 | 0.441 | 6.35 | -0.02792% | 0.01649% | 0.05284%
Timber cladding | Timber weatherboards | m³ | 332.1057 | 32.573 | 196.52 | m³ | 332.1057 | 31.573 | 194.8964 | 0% | 3.167% | 0.8331% |  | 0.69048 | 0.072384 | 0.3755 | 0.69 | 0.0702 | 0.381 | 0.06901% | 3.112% | -1.443%
Timber cladding | Plywood | m³ | 922.3745 | 234.7244 | 498.1084 | m³ | 922.3745 | 234.7244 | 498.1084 | 0% | 0% | 0% |  | 1.6897 | 0.39583 | 0.97781 | 1.69 | 0.396 | 0.978 | -0.01807% | -0.04413% | -0.01914%
Timber cladding | Particleboard | m³ | 838.4053 | 322.232 | 650.4555 | m³ | 838.4053 | 322.232 | 650.4555 | 0% | 0% | 0% |  | 1.1713 | 0.48823 | 0.91539 | 1.17 | 0.488 | 0.915 | 0.1112% | 0.04719% | 0.04237%
Structural insulated panel | Panel - SIP ≤100mm | m² | 64.0285 | 7.1512 | 42.2722 | m² | 64.0285 | 7.1512 | 42.2722 | 0% | 0% | 0% |  | 4.9166 | 1.0976 | 3.642 | 4.92 | 1.1 | 3.64 | -0.06969% | -0.2174% | 0.05452%
Structural insulated panel | Panel - SIP >100mm | m² | 84.7534 | 36.5 | 55.6472 | m² | 84.7534 | 36.5 | 55.6472 | 0% | 0% | 0% |  | 4.8709 | 1.5479 | 3.7632 | 4.87 | 1.55 | 3.76 | 0.01817% | -0.1335% | 0.08572%
Glazing | Glass (treated or untreated) | kg | 1.9808 | 1.1 | 1.6599 | kg | 1.9808 | 1.1 | 1.6599 | 0% | 0% | 0% |  | 1.9808 | 1.1 | 1.6599 | 1.98 | 1.1 | 1.66 | 0.03885% | 0% | -0.008578%
Extruded aluminium | Aluminium extruded uncoated | tonne | 28800 | 3494.15 | 17399.6777 | tonne | 28800 | 3494.15 | 17399.6777 | 0% | 0% | 0% |  | 28.8 | 3.4942 | 17.3997 | 28.8 | 3.49 | 17.4 | 0% | 0.1189% | -0.001853%
Extruded aluminium | Aluminium extruded powder coated | tonne | 30460 | 5154.15 | 18229.6777 | tonne | 30460 | 5154.15 | 18229.6777 | 0% | 0% | 0% |  | 30.46 | 5.1542 | 18.2297 | 30.5 | 5.15 | 18.2 | -0.1311% | 0.08058% | 0.1631%
Extruded aluminium | Aluminium extruded anodised | tonne | 32600 | 7294.15 | 19299.6777 | tonne | 32600 | 7294.15 | 19299.6777 | 0% | 0% | 0% |  | 32.6 | 7.2942 | 19.2997 | 32.6 | 7.29 | 19.3 | 0% | 0.05693% | -0.00167%
External shading | Aluminium louvre | tonne | 30460 | 5154.15 | 18229.6777 | tonne | 30460 | 5154.15 | 18229.6777 | 0% | 0% | 0% |  | 30.46 | 5.1542 | 18.2297 | 30.5 | 5.15 | 18.2 | -0.1311% | 0.08058% | 0.1631%
External shading | Aluminium construction | tonne | 30460 | 5154.15 | 18229.6777 | tonne | 30460 | 5154.15 | 18229.6777 | 0% | 0% | 0% |  | 30.46 | 5.1542 | 18.2297 | 30.5 | 5.15 | 18.2 | -0.1311% | 0.08058% | 0.1631%
External shading | Steel construction | tonne | 3860 | 2725.7525 | 3012.9821 | tonne | 3860 | 2725.7525 | 3012.9821 | 0% | 0% | 0% |  | 3.86 | 2.7258 | 3.013 | 3.86 | 2.73 | 3.01 | 0% | -0.1556% | 0.09907%
Ceilings & walls | Steel frame | tonne | 3860 | 2725.7525 | 3012.9821 | tonne | 3860 | 2725.7525 | 3012.9821 | 0% | 0% | 0% |  | 3.86 | 2.7258 | 3.013 | 3.86 | 2.73 | 3.01 | 0% | -0.1556% | 0.09907%
Ceilings & walls | Timber frame | m³ | 332.1057 | 32.573 | 186.3089 | m³ | 332.1057 | 112.7267 | 188.126 | 0% | -71.1% | -0.9659% | Reduction in minimum is due to the introduction of "Surfaced, KVH structural timber - finger jointed (Stora Enso) (Czech Republic)". This was actually introduced into the "EPD List" tab in version 2025.1, but it was incorrectly grouped and so didn't affect the average. It has now been grouped on the correct tab and leads to a large reduction in the minimum available footprint. Even though sourced from the Czech Republic, this product appears to be available in Australia via Big River Group. | 0.69048 | 0.072384 | 0.35336 | 0.603 | 0.205 | 0.366 | 14.51% | -64.69% | -3.453%
Ceilings & walls | AAC panel (inc. reinforced) | kg | 0.53456 | 0.37321 | 0.45083 | kg | 0.53456 | 0.37321 | 0.45083 | 0% | 0% | 0% |  | 0.53456 | 0.37321 | 0.45083 | 0.535 | 0.373 | 0.451 | -0.08133% | 0.05647% | -0.03854%
Ceilings & walls | Plasterboard | m² | 6.8327 | 1.49 | 3.399 | m² | 6.8327 | 1.49 | 3.3709 | 0% | 0% | 0.8345% |  | 0.40618 | 0.1752 | 0.30697 | 0.394 | 0.175 | 0.304 | 3.092% | 0.1143% | 0.9776%
Ceilings & walls | Ceiling tile | m² | 7.2317 | 1.3035 | 4.3635 | m² | 7.2317 | 1.3035 | 4.2802 | 0% | 0% | 1.947% |  | 1.3095 | 0.18155 | 0.77155 | 1.31 | 0.182 | 0.875 | -0.03507% | -0.2495% | -11.82%
Ceilings & walls | Particleboard wall/ceiling | m³ | 631.1509 | 177.0585 | 432.5879 | m³ | 631.1509 | 177.0585 | 432.5879 | 0% | 0% | 0% |  | 0.95924 | 0.28558 | 0.66192 | 0.959 | 0.286 | 0.662 | 0.02474% | -0.1474% | -0.01231%
Ceilings & walls | MDF | m³ | 1254.1817 | 525.9292 | 814.8309 | m³ | 1254.1817 | 525.9292 | 814.8309 | 0% | 0% | 0% |  | 1.7419 | 0.71361 | 1.1293 | 1.74 | 0.714 | 1.13 | 0.1103% | -0.05489% | -0.0604%
Ceilings & walls | Fibre cement sheet | m² | 45.9 | 4.5 | 12.5528 | m² | 45.9 | 4.5 | 12.5528 | 0% | 0% | 0% |  | 1.3238 | 0.30723 | 0.88235 | 1.32 | 0.307 | 0.882 | 0.2863% | 0.07489% | 0.03926%
Ceilings & walls | Glass | kg | 1.9808 | 1.1 | 1.6599 | kg | 1.9808 | 1.1 | 1.6599 | 0% | 0% | 0% |  | 1.9808 | 1.1 | 1.6599 | 1.98 | 1.1 | 1.66 | 0.03885% | 0% | -0.008578%
Pavers/tiles | Concrete paver/tile | tonne | 283.93 | -23.3 | 156.833 | tonne | 240.39 | 111.67 | 158.6892 | 18.11% | -120.9% | -1.17% | Reflects new PCFs from Rebuilt | 0.28393 | -0.0233 | 0.15683 | 0.24 | 0.112 | 0.159 | 18.3% | -120.8% | -1.363%
Pavers/tiles | Ceramic paver/tile | kg | 0.81991 | 0.30825 | 0.59361 | kg | 0.81991 | 0.30825 | 0.54785 | 0% | 0% | 8.352% |  | 0.81991 | 0.30825 | 0.59361 | 0.82 | 0.308 | 0.548 | -0.01095% | 0.08019% | 8.323%
Pavers/tiles | Stone paver/tile | tonne | 451.8519 | 67.1044 | 238.9831 | tonne | 451.8519 | 67.1044 | 238.9831 | 0% | 0% | 0% |  | 0.45185 | 0.067104 | 0.23898 | 0.452 | 0.0671 | 0.239 | -0.03278% | 0.006617% | -0.007074%
Floors | Access flooring | m² | 76 | 19 | 39.7335 | m² | 76 | 19 | 38.2431 | 0% | 0% | 3.897% |  | 1.5304 | 0.30584 | 0.87273 | 1.29 | 0.306 | 0.826 | 18.63% | -0.05279% | 5.657%
Floors | Carpet flooring | m² | 28.52 | 4.1 | 13.6657 | m² | 28.52 | 4.1 | 13.268 | 0% | 0% | 2.997% |  | 11.0973 | 1.3426 | 4.1825 | 11.1 | 1.34 | 4.13 | -0.02454% | 0.1975% | 1.27%
Floors | Vinyl flooring | m² | 34.386 | 5.6266 | 15.9147 | m² | 34.386 | 5.6266 | 15.9147 | 0% | 0% | 0% |  | 7.8519 | 0.86798 | 3.1217 | 7.85 | 0.868 | 3.12 | 0.02359% | -0.002194% | 0.05505%
Floors | Rubber flooring | m² | 16.219 | 0.37834 | 8.6864 | m² | 16.219 | 0.37834 | 8.6864 | 0% | 0% | 0% |  | 8.5363 | 0.42994 | 3.9445 | 8.54 | 0.43 | 3.94 | -0.04314% | -0.01489% | 0.1144%
Floors | Timber flooring | m³ | 562.5038 | 104.26 | 346.8826 | m³ | 562.5038 | 104.26 | 346.8826 | 0% | 0% | 0% |  | 0.76531 | 0.12561 | 0.46607 | 0.765 | 0.126 | 0.466 | 0.04069% | -0.306% | 0.0153%
Floors | Laminate flooring | m² | 4.7433 | 2.6693 | 3.7063 | m² | 4.7433 | 2.6693 | 3.7063 | 0% | 0% | 0% |  | 0.67858 | 0.38353 | 0.53105 | 0.679 | 0.384 | 0.531 | -0.06131% | -0.1235% | 0.01032%
Floors | Hybrid flooring | m² | 13.032 | 13.032 | 13.032 | m² | 13.032 | 13.032 | 13.032 | 0% | 0% | 0% |  | 1.5153 | 1.5153 | 1.5153 | 1.52 | 1.52 | 1.52 | -0.306% | -0.306% | -0.306%
Floors | Linoleum flooring | m² | 3.63 | 3.5955 | 3.6122 | m² | 3.63 | 3.5955 | 3.6122 | 0% | 0% | 0% |  | 1.5633 | 1.2282 | 1.3421 | 1.56 | 1.23 | 1.34 | 0.2093% | -0.1438% | 0.154%
Floors | Epoxy flooring | kg | 3.2024 | 2.4476 | 2.8039 | kg | 3.2024 | 2.4476 | 2.8039 | 0% | 0% | 0% |  | 3.2024 | 2.4476 | 2.8039 | 3.2 | 2.45 | 2.8 | 0.07531% | -0.1% | 0.1382%
Roller doors | Roller doors | m² | 110 | 96.7 | 103.35 | m² | 110 | 96.7 | 103.35 | 0% | 0% | 0% |  | 4.7222 | 3.2566 | 3.9894 | 4.72 | 3.26 | 3.99 | 0.04759% | -0.1058% | -0.01509%
Windows & doors | Window - aluminium frame - generic | m² | 266.9827 | 50.3311 | 159.1937 | m² | 266.9827 | 50.3311 | 159.1937 | 0% | 0% | 0% |  | 11.6079 | 2.1883 | 6.9215 | 11.6 | 2.19 | 6.92 | 0.06847% | -0.07718% | 0.02117%
Windows & doors | Window - timber frame - generic | m² | 89.8202 | 38.4203 | 61.0267 |  | 89.8202 | 38.4203 | 61.0267 | 0% | 0% | 0% |  | 2.4512 | 1.0485 | 1.6654 | 2.45 | 1.05 | 1.67 | 0.04904% | -0.1435% | -0.2739%
Windows & doors | Door - timber with glazing - generic | m² | 82.3793 | 36.8375 | 57.2654 | m² | 82.3793 | 36.8375 | 57.2654 | 0% | 0% | 0% |  | 1.9432 | 0.86896 | 1.3508 | 1.94 | 0.869 | 1.35 | 0.1675% | -0.004559% | 0.06186%
Windows & doors | Door - steel with glazing - generic | m² | 189.832 | 115.8408 | 138.1428 | m² | 189.832 | 115.8408 | 138.1428 | 0% | 0% | 0% |  | 3.669 | 2.2389 | 2.6699 | 3.67 | 2.24 | 2.67 | -0.02835% | -0.04903% | -0.002192%
Windows & doors | Door - fully glazed - minor aluminium frame - generic | m² | 332.579 | 77.5537 | 205.2791 | m² | 332.579 | 77.5537 | 205.2791 | 0% | 0% | 0% |  | 7.5586 | 1.7626 | 4.6654 | 7.56 | 1.76 | 4.67 | -0.01835% | 0.1469% | -0.09777%
Windows & doors | Door - aluminium with glazing - generic | m² | 413.9799 | 68.2199 | 244.4211 | m² | 413.9799 | 68.2199 | 244.4211 | 0% | 0% | 0% |  | 14.2261 | 2.3443 | 8.3993 | 14.2 | 2.34 | 8.4 | 0.1839% | 0.1849% | -0.00774%
Windows & doors | Door - timber solid - generic | m² | 117.4678 | 62.6097 | 83.0964 | m² | 117.4678 | 62.6097 | 83.0964 | 0% | 0% | 0% |  | 1.8946 | 1.0098 | 1.3403 | 1.89 | 1.01 | 1.34 | 0.2456% | -0.01642% | 0.01977%
Windows & doors | Door - steel solid - generic | m² | 398.7705 | 271.4317 | 298.9891 | m² | 398.7705 | 271.4317 | 298.9891 | 0% | 0% | 0% |  | 4.0691 | 2.7697 | 3.0509 | 4.07 | 2.77 | 3.05 | -0.02243% | -0.01041% | 0.02982%
Windows & doors | Revolving door - glass, aluminium, steel - generic | m² | 1669.8664 | 360.9541 | 1013.9738 | m² | 1669.8664 | 360.9541 | 1013.9738 | 0% | 0% | 0% |  | 10.1817 | 2.2008 | 6.1825 | 10.2 | 2.2 | 6.18 | -0.1795% | 0.03853% | 0.04059%
Ceilings & walls | Wall system steel frame - 1 side plasterboard (92mm stud) | m² | 15.1632 | 8.3054 | 10.5857 | m² | 14.9782 | 8.3054 | 10.5533 | 1.235% | 0% | 0.3068% |  | 1.035 | 0.56692 | 0.72257 | 1.02 | 0.567 | 0.72 | 1.474% | -0.01357% | 0.357%
Ceilings & walls | Wall system steel frame - 2 sides plasterboard (92mm stud) | m² | 21.2072 | 10.4779 | 14.3921 | m² | 20.8372 | 10.4779 | 14.3274 | 1.776% | 0% | 0.4519% |  | 0.784 | 0.38735 | 0.53206 | 0.77 | 0.387 | 0.53 | 1.818% | 0.09126% | 0.3879%
Ceilings & walls | Wall system steel frame - 2 sides plasterboard (150 mm stud) | m² | 26.9625 | 14.3485 | 18.6705 | m² | 26.5925 | 14.3485 | 18.6058 | 1.391% | 0% | 0.348% |  | 0.94705 | 0.50399 | 0.6558 | 0.934 | 0.504 | 0.654 | 1.397% | -0.002845% | 0.2748%
Ceilings & walls | Wall system steel frame - 1 side plasterboard (150 mm stud) | m² | 20.9185 | 12.176 | 14.8641 | m² | 20.7335 | 12.176 | 14.8317 | 0.8923% | 0% | 0.2183% |  | 1.3017 | 0.75768 | 0.92496 | 1.29 | 0.758 | 0.923 | 0.9079% | -0.04161% | 0.2123%
Ceilings & walls | Wall system timber frame - 2 sides plasterboard | m² | 15.829 | 4.7185 | 9.4362 | m² | 14.9836 | 5.4006 | 9.4351 | 5.642% | -12.63% | 0.01217% |  | 0.52834 | 0.15749 | 0.31496 | 0.5 | 0.18 | 0.315 | 5.668% | -12.5% | -0.01224%
Ceilings & walls | Wall system timber frame - 1 side plasterboard | m² | 9.785 | 2.546 | 5.6298 | m² | 9.1246 | 3.2281 | 5.661 | 7.238% | -21.13% | -0.5516% |  | 0.55723 | 0.14499 | 0.3206 | 0.52 | 0.184 | 0.322 | 7.16% | -21.2% | -0.4338%
Ceilings & walls | AAC and steel based system - generic | m² | 63.3688 | 39.1625 | 45.5621 | m² | 63.3688 | 39.1625 | 45.5621 | 0% | 0% | 0% |  | 0.96599 | 0.59699 | 0.69454 | 0.966 | 0.597 | 0.695 | -0.001192% | -0.001841% | -0.06569%
Ceilings & walls | Ceiling system steel frame suspended (plasterboard) | m² | 10.9076 | 5.4434 | 7.422 | m² | 10.7226 | 5.4434 | 7.3897 | 1.725% | 0% | 0.4381% |  | 0.80203 | 0.40025 | 0.54574 | 0.788 | 0.4 | 0.543 | 1.78% | 0.06219% | 0.5041%
Ceilings & walls | Ceiling system steel frame suspended (fibre cement) | m² | 19.8753 | 6.589 | 13.1449 | m² | 19.8753 | 6.589 | 13.1449 | 0% | 0% | 0% |  | 1.6563 | 0.54908 | 1.0954 | 1.66 | 0.549 | 1.1 | -0.2246% | 0.01497% | -0.4173%
Ceilings & walls | Ceiling system steel frame suspended (mineral tile) | m² | 12.2101 | 4.1968 | 7.5505 | m² | 12.2101 | 4.1968 | 8.076 | 0% | 0% | -6.507% | Slight reduction to the average of the ceiling tile component due to additional EPDs | 1.9381 | 0.66616 | 1.1985 | 1.94 | 0.666 | 1.28 | -0.09718% | 0.02353% | -6.368%
Ceilings & walls | Ceiling system aluminum frame suspended (powder coated aluminium) | m² | 259.0623 | 41.7486 | 147.6604 | m² | 259.0623 | 41.7486 | 147.6604 | 0% | 0% | 0% |  | 31.983 | 5.1542 | 18.2297 | 32 | 5.15 | 18.2 | -0.05312% | 0.08058% | 0.1631%
Curtain wall | Aluminium unitised type 1: 100% DGU 8T-16-44.2 | m² | 434.6814 | 109.9755 | 263.5729 | m² | 434.6814 | 109.9755 | 263.5729 | 0% | 0% | 0% |  | 8.5558 | 2.1646 | 5.1879 | 8.56 | 2.16 | 5.19 | -0.04948% | 0.2143% | -0.04117%
Curtain wall | Aluminium unitised type 2: aluminium cladding, 50% DGU 8T-16-44.2 | m² | 655.8187 | 128.9907 | 382.4053 | m² | 655.8187 | 128.9907 | 382.4053 | 0% | 0% | 0% |  | 16.9383 | 3.3315 | 9.8767 | 16.9 | 3.33 | 9.88 | 0.2267% | 0.0462% | -0.03375%
Curtain wall | Aluminium unitised type 3: aluminium cladding with vertical fins, 50% DGU 8T-16-44.2 | m² | 877.2421 | 167.4012 | 509.0335 | m² | 877.2421 | 167.4012 | 509.0335 | 0% | 0% | 0% |  | 19.1346 | 3.6514 | 11.1031 | 19.1 | 3.65 | 11.1 | 0.1809% | 0.03794% | 0.02816%
Curtain wall | Aluminium unitised type 4: aluminium cladding, 50% TGU 8T-16-6-16-44.2 | m² | 663.6512 | 137.9119 | 389.8193 | m² | 663.6512 | 137.9119 | 389.8193 | 0% | 0% | 0% |  | 14.3065 | 2.973 | 8.4035 | 14.3 | 2.97 | 8.4 | 0.04574% | 0.1014% | 0.04117%
Curtain wall | Aluminium unitised type 5: insulated shadow box, 50% DGU 8T-16-44.2 | m² | 571.8115 | 132.5816 | 341.7859 | m² | 571.8115 | 132.5816 | 341.7859 | 0% | 0% | 0% |  | 10.4878 | 2.4317 | 6.2688 | 10.5 | 2.43 | 6.27 | -0.1161% | 0.07116% | -0.01874%
Curtain wall | Aluminium unitised type 6: GRC cladding, 50% DGU 8T-16-44.2 | m² | 766.4082 | 157.7382 | 448.2104 | m² | 766.4082 | 157.7382 | 448.2104 | 0% | 0% | 0% |  | 11.2382 | 2.313 | 6.5723 | 11.2 | 2.31 | 6.57 | 0.3408% | 0.1292% | 0.03504%
Curtain wall | Aluminium unitised type 7: opaque panel, 100% aluminium cladding | m² | 1189.1017 | 198.9225 | 679.5303 | m² | 1189.1017 | 198.9225 | 679.5303 | 0% | 0% | 0% |  | 33.5676 | 5.6155 | 19.1827 | 33.6 | 5.62 | 19.2 | -0.09629% | -0.08069% | -0.08988%
Curtain wall | Double skin type 1: deep cavity aluminium façade, 100% single + DGU 66.2 + 8T-16-44.2 | m² | 1304.4579 | 362.5389 | 801.9404 | m² | 1304.4579 | 362.5389 | 801.9404 | 0% | 0% | 0% |  | 9.6983 | 2.6954 | 5.9622 | 9.7 | 2.7 | 5.96 | -0.01755% | -0.1711% | 0.03715%
Curtain wall | Double skin type 2: narrow cavity aluminium façade, 100% single + DGU 66.2 + 8T-16-44.2 | m² | 673.6945 | 178.9776 | 411.7673 | m² | 673.6945 | 178.9776 | 411.7673 | 0% | 0% | 0% |  | 7.7411 | 2.0565 | 4.7314 | 7.74 | 2.06 | 4.73 | 0.01416% | -0.1677% | 0.02998%
Lifts | Category 5, 6 for high rise buildings (>10 floors) | Unit | 259409.0928 | 99868.2363 | 166503.3513 | # | 259409.0928 | 99868.2363 | 166503.3513 | 0% | 0% | 0% |  | 5.597 | 2.2004 | 3.5099 | 5.597 | 2.2004 | 3.5099 | 0% | 0% | 0%
Lifts | Category 3, 4 for medium rise buildings (4-10 floors) | Unit | 117248.001 | 4487.592 | 41503.4332 | # | 117248.001 | 4487.592 | 41503.4332 | 0% | 0% | 0% |  | 5.0227 | 1.9235 | 2.9745 | 5.0227 | 1.9235 | 2.9745 | 0% | 0% | 0%
Lifts | Category 1, 2 for low rise buildings (<4 floors) | Unit | 28801.149 | 4496.65 | 14157.7403 | # | 28801.149 | 4496.65 | 14157.7403 | 0% | 0% | 0% |  | 3.8947 | 1.9274 | 2.9872 | 3.8947 | 1.9274 | 2.9872 | 0% | 0% | 0%
Escalator | Escalator | Unit | 118165.77 | 20319.1 | 50510.063 | # | 118165.77 | 20319.1 | 50510.063 | 0% | 0% | 0% |  | 6.2893 | 3.3216 | 5.2706 | 6.2893 | 3.3216 | 5.2706 | 0% | 0% | 0%
Mechanical, electrical, and plumbing (MEP) | Low or mid rise office, hotel or retail building (≤10 floors) | m² | 66.9525 | 41.263 | 55.3381 | m² | 66.9525 | 41.263 | 55.3381 | 0% | 0% | 0% |  | 3.1104 | 2.7709 | 2.9481 | 3.11 | 2.77 | 2.95 | 0.01435% | 0.03328% | -0.06608%
Mechanical, electrical, and plumbing (MEP) | Residential building | m² | 57.3862 | 41.1942 | 46.7585 | m² | 57.3862 | 41.1942 | 46.7585 | 0% | 0% | 0% |  | 2.6881 | 2.2625 | 2.2625 | 2.69 | 2.26 | 2.26 | -0.07054% | 0.1088% | 0.1088%
Mechanical, electrical, and plumbing (MEP) | Warehouse or industrial building | m² | 13.4121 | 11.7868 | 12.5995 | m² | 13.4121 | 11.7868 | 12.5995 | 0% | 0% | 0% |  | 2.7738 | 1.5905 | 2.1822 | 2.77 | 1.59 | 2.18 | 0.1383% | 0.03331% | 0.1%
Mechanical, electrical, and plumbing (MEP) | High rise office, hotel or retail building (>10 floors) | m² | 74.8437 | 48.9046 | 62.5563 | m² | 74.8437 | 48.9046 | 62.5563 | 0% | 0% | 0% |  | 3.8786 | 2.8792 | 3.2361 | 3.88 | 2.88 | 3.24 | -0.03609% | -0.02749% | -0.1211%
Mechanical, electrical, and plumbing (MEP) | Hospital or high services intensity building | m² | 74.8437 | 55.0555 | 66.0397 | m² | 74.8437 | 55.0555 | 66.0397 | 0% | 0% | 0% |  | 3.9477 | 2.912 | 3.2937 | 3.95 | 2.91 | 3.29 | -0.05776% | 0.06881% | 0.112%
Other | Other | kg | 4.8344 | 1.231 | 2.9999 | kg | 4.6947 | 1.1678 | 2.901 | 2.975% | 5.413% | 3.408% |  | 4.8344 | 1.231 | 2.9999 | 4.69 | 1.17 | 2.9 | 3.079% | 5.213% | 3.445%

## AAC_block
Solid AAC
Sub-category description: | Autoclaved Aerated Concrete (AAC) blocks without reinforcing or fill.
Qualitative assessment: | No Australian based suppliers. 2 International EPDs for 4 products. Unsure whether these EPDs represent supply into Australia Poor representation of the market.
Geographical rating | Tier 4
EF source data rating | Tier 1
Market coverage rating | Tier 4
TOTAL | Tier 4
Notes:
Data sources and statistics:
|  |  | Upfront carbon emissions |  | Upfront carbon storage
| Solid AAC | Declared unit | Upfront carbon emissions (kg CO2e/quantity) | Upfront carbon emissions (kg CO2e/kg) | Upfront carbon storage (kg CO2e/quantity) | Upfront carbon storage (kg CO2e/kg)
|  | Quantity | m³ | kg | m³ | kg
|  | Max | 232 | 0.60333 | 0 | 0
|  | Min | 150.247 | 0.4 | 0 | 0
|  | Average | 190.0617 | 0.46076 | 0 | 0
List
| AAC, Global, Autoclaved Aerated Concrete (Ytong) (Turkey) | m³ | 150.247 | 0.42928 | 0 | 0
| AAC, Autoclaved Aerated Concrete blocks, Active (Gasbeton) (Italy) | m³ | 181 | 0.60333 | 0 | 0
| AAC, Autoclaved Aerated Concrete blocks, Evolution (Gasbeton) (Italy) | m³ | 197 | 0.41042 | 0 | 0
| AAC, Autoclaved Aerated Concrete blocks, Sysmic Idro (Gasbeton) (Italy) | m³ | 232 | 0.4 | 0 | 0

## AAC_panel
AAC panel
Sub-category description: | Autoclaved Aerated Concrete (AAC) panels including reinforcement
Qualitative assessment: | 1 Australian based supplier. Poor representation of the market.
Geographical rating | Tier 1
EF source data rating | Tier 1
Market coverage rating | Tier 4
TOTAL | Tier 4
Notes:
Data sources and statistics:
|  |  | Upfront carbon emissions |  | Upfront carbon storage
| AAC panel | Declared unit | Upfront carbon emissions (kg CO2e/quantity) | Upfront carbon emissions (kg CO2e/kg) | Upfront carbon storage (kg CO2e/quantity) | Upfront carbon storage (kg CO2e/kg)
|  | Quantity | kg | kg | kg | kg
|  | Max | 0.53456 | 0.53456 | 0 | 0
|  | Min | 0.37321 | 0.37321 | 0 | 0
|  | Average | 0.45083 | 0.45083 | 0 | 0
List
| AAC reinforced, Powerfloor 75 AAC reinforced (Hebel) (Australia) | kg | 0.40152 | 0.40152 | 0 | 0
| AAC reinforced, Powerfloor 150 DP AAC reinforced (Hebel) (Australia) | kg | 0.52217 | 0.52217 | 0 | 0
| AAC reinforced, Powerfloor 250 DP Joint Edge AAC reinforced (Hebel) (Australia) | kg | 0.53456 | 0.53456 | 0 | 0
| AAC reinforced, PowerPanel STD 75 AAC reinforced (Hebel) (Australia) | kg | 0.37321 | 0.37321 | 0 | 0
| AAC reinforced, PowerPanel 100 tongue and groove AAC reinforced (Hebel) (Australia) | kg | 0.42911 | 0.42911 | 0 | 0
| AAC reinforced, PowerPanel 200 tongue and groove AAC reinforced (Hebel) (Australia) | kg | 0.44439 | 0.44439 | 0 | 0
| AAC reinforced, PowerPanel 300 tongue and groove AAC reinforced (Hebel) (Australia) | kg | 0.45082 | 0.45082 | 0 | 0

## Access_floor
Access flooring
Sub-category description: | Access floor (raised floor) including pedestal, base, componentry. Excluding finish top layer.
Qualitative assessment: | ~30 Australian EPD products from 2 suppliers with large global presence, as well as 3 international EPDs. Unknown how large or diverse products on market are. Reasonable number of products.
Geographical rating | Tier 2
EF source data rating | Tier 1
Market coverage rating | Tier 3
TOTAL | Tier 3
Notes:
Data sources and statistics:
|  |  | Upfront carbon emissions |  | Upfront carbon storage
| Access flooring | Declared unit | Upfront carbon emissions (kg CO2e/quantity) | Upfront carbon emissions (kg CO2e/kg) | Upfront carbon storage (kg CO2e/quantity) | Upfront carbon storage (kg CO2e/kg)
|  | Quantity | m² | kg | m² | kg
|  | Max | 76 | 1.5304 | 0 | 0
|  | Min | 19 | 0.30584 | 0 | 0
|  | Average | 39.7335 | 0.87273 | 0 | 0
List
| Access floor, Icon Data HPL access floor system (ASP Accees Floors) (Australia) | m² | 36.4135 | 0.94092 | 0 | 0
| Icon Air, Icon Air access floor system (ASP Accees Floors) (Australia) | m² | 33.1119 | 0.8668 | 0 | 0
| Access floor, Icon X access floor system (ASP Accees Floors) (Australia) | m² | 32.7117 | 0.86539 | 0 | 0
| Access floor, Urban X S2 access floor system - medium (ASP Accees Floors) (Australia) | m² | 19 | 0.34547 | 0 | 0
| Access floor, Urban X S2 access floor system - heavy (ASP Accees Floors) (Australia) | m² | 23 | 0.37818 | 0 | 0
| Access floor, Urban X S2 access floor system - extra heavy (ASP Accees Floors) (Australia) | m² | 25 | 0.38178 | 0 | 0
| Access floor, Urban X S4 access floor system - medium (ASP Accees Floors) (Australia) | m² | 20 | 0.36149 | 0 | 0
| Access floor, Urban X S4 access floor system - heavy (ASP Accees Floors) (Australia) | m² | 23 | 0.37614 | 0 | 0
| Access floor, Urban X S4 access floor system - extra heavy (ASP Accees Floors) (Australia) | m² | 26 | 0.39506 | 0 | 0
| Access floor, Urban X S6 access floor system - medium (ASP Accees Floors) (Australia) | m² | 20.3 | 0.36258 | 0 | 0
| Access floor, Urban X S6 access floor system - heavy (ASP Accees Floors) (Australia) | m² | 24 | 0.3883 | 0 | 0
| Access floor, Urban X S6 access floor system - extra heavy (ASP Accees Floors) (Australia) | m² | 26.5 | 0.39866 | 0 | 0
| Access floor, Urban IL S2 access floor system (ASP Accees Floors) (Australia) | m² | 20 | 0.30584 | 0 | 0
| Access floor, Urban IL S4 access floor system (ASP Accees Floors) (Australia) | m² | 21 | 0.31952 | 0 | 0
| Access floor, Urban IL S6 access floor system - extra heavy (ASP Accees Floors) (Australia) | m² | 21 | 0.31634 | 0 | 0
| Access floor, ConCore 800 (Tate Asia-Pacific Pty Ltd) (Australia) | m² | 34 | 1.1448 | 0 | 0
| Access floor, ConCore 1000 (Tate Asia-Pacific Pty Ltd) (Australia) | m² | 37 | 1.1672 | 0 | 0
| Access floor, ConCore 1250 (Tate Asia-Pacific Pty Ltd) (Australia) | m² | 39 | 1.1607 | 0 | 0
| Access floor, ConCore 1500 (Tate Asia-Pacific Pty Ltd) (Australia) | m² | 50 | 1.2107 | 0 | 0
| Access floor, ConCore 2000 (Tate Asia-Pacific Pty Ltd) (Australia) | m² | 59 | 1.2317 | 0 | 0
| Access floor, ConCore 2500 (Tate Asia-Pacific Pty Ltd) (Australia) | m² | 64 | 1.2308 | 0 | 0
| Access floor, ConCore 3000 (Tate Asia-Pacific Pty Ltd) (Australia) | m² | 71 | 1.2434 | 0 | 0
| Access floor, ConCore 1000 with HPL (Tate Asia-Pacific Pty Ltd) (Australia) | m² | 41 | 1.2202 | 0 | 0
| Access floor, ConCore 1250 with HPL (Tate Asia-Pacific Pty Ltd) (Australia) | m² | 45 | 1.2676 | 0 | 0
| Access floor, ConCore 1500 with HPL (Tate Asia-Pacific Pty Ltd) (Australia) | m² | 55 | 1.2761 | 0 | 0
| Access floor, ConCore 2000 with HPL (Tate Asia-Pacific Pty Ltd) (Australia) | m² | 64 | 1.2877 | 0 | 0
| Access floor, ConCore 2500 with HPL (Tate Asia-Pacific Pty Ltd) (Australia) | m² | 69 | 1.2849 | 0 | 0
| Access floor, ConCore 3000 with HPL (Tate Asia-Pacific Pty Ltd) (Australia) | m² | 76 | 1.2925 | 0 | 0
| Access floors, Evo Access Floor System - Middle East (ASP Access Floors) (Australia) | m² | 34.0115 | 0.93954 | 0 | 0
| Access floors, Riseflor/Tecfloor Bare Finish Steel Raised Access Floor, including pedestals. (Changzhou SunYar International Inc.) () | m² | 61 | 1.5304 | 0 | 0
| Access floors, FLEXI RAISED ACCESS FLOORS. (AET Building Products India Private Limited) (India) | m² | 53.1019 | 0.94927 | 0 | 0
| Access floor, ConCore Raised Access Floor Panel (Tate Asia-Pacific Pty td) (Australia, China) | m² | 48.3202 | 1.4872 | 0 | 0

## Aluminium_cladding
Aluminium cladding
Sub-category description: | Aluminium sheeting including range of thicknesses (BMT). Based on m2 of flat material, with no allowance for overlap.
Qualitative assessment: | Two suppliers, Australasian EPD. Four products. Unknown market
Geographical rating | Tier 3
EF source data rating | Tier 4
Market coverage rating | Tier 4
TOTAL | Tier 4
Notes: | Important to consider in the context of base metal thickness (BMT) and size of sheet, not cladding area (shape of sheet i.e. corrugation and overlapping means area of sheet is more than area to be clad). Recommended to use kg CO2e/kg EF when BMT and mass is known. These emission factors are based on m2 of flat material, with no allowance for overlap. Therefore, you may need to do a quantity conversion to include an allowance for corrugation and overlap between sheets. To find the corrugation height profile and required overlap, check the product information, or check with the product supplier. If no information can be found, use a default of 15% for corrugation and 10% for overlap.
Data sources and statistics:
|  |  | Upfront carbon emissions |  | Upfront carbon storage
| Aluminium cladding | Declared unit | Upfront carbon emissions (kg CO2e/quantity) | Upfront carbon emissions (kg CO2e/kg) | Upfront carbon storage (kg CO2e/quantity) | Upfront carbon storage (kg CO2e/kg)
|  | Quantity | kg | kg | kg | kg
|  | Max | 17.3577 | 17.3577 | 0 | 0
|  | Min | 5.4803 | 5.4803 | 0 | 0
|  | Average | 11.8126 | 11.8126 | 0 | 0
List
| Aluminium cladding, Alumigard plus 0.90mm (Colorcote) (New Zealand) | kg | 17.3577 | 17.3577 | 0 | 0
| Aluminium cladding, Alumigard 0.90mm (Colorcote) (New Zealand) | kg | 17.2764 | 17.2764 | 0 | 0
| Aluminium cladding, Aluminium cladding - anodised - Boards Ripple-200 (Nu-Wall) (Global) | kg | 7.1357 | 7.1357 | 0 | 0
| Aluminium cladding, Aluminium cladding - powder coated - Boards Ripple-200 (Nu-Wall) (Global) | kg | 5.4803 | 5.4803 | 0 | 0

## Aluminium_extru_anodised
Aluminium extruded uncoated
Sub-category description: | Extruded aluminium (anodised).
Qualitative assessment: | Australian production represented by industry study other areas well represented by EPDs. Competitive international marketplace well represented. China biggest exporter to world market. Market share of import/domestic information is unclear in terms of numbers though facades (in particularly large orders are typically from offshore suppliers - façade workshop Dec 23) strong representation from big global producers. Weighted average not possible. Comparison average value is good. Wide range of manufacturers (internationally)
Geographical rating | Tier 2 | [5 empty] | Anodised (Max) | 1.9
EF source data rating | Tier 2 | [5 empty] | Powder coated (max) | 0.83
Market coverage rating | Tier 2 | [8 empty] | GWPt
TOTAL | Tier 2 | [5 empty] | Sistem | Aluminium (uncoated) | Data (environdec.com) | 12.9
[7 empty] | Sistem | Aluminium (anodised) | Data (environdec.com) | 13.7 | 106.2% | 0.8
Notes: | Using EFs determined in aluminium_extruded than multiplying by a factor for anodising as determined using additional referenced data | [5 empty] | Sistem | Aluminium (powder coated) | Data (environdec.com) | 13.2 | 102.3% | 0.3
Data sources and statistics: | [6 empty] | Kurtoglu | Aluminium (uncoated) | EPD, Uncoated_EPD (environdec.com) | 5.17
|  |  | Upfront carbon emissions |  | Upfront carbon storage |  | Kurtoglu | Aluminium (anodised) | EPD, Anodised_EPD (environdec.com) | 6.54 | 126.5% | 1.37
| Aluminium extruded uncoated | Declared unit | Upfront carbon emissions (kg CO2e/quantity) | Upfront carbon emissions (kg CO2e/kg) | Upfront carbon storage (kg CO2e/quantity) | Upfront carbon storage (kg CO2e/kg) | Kurtoglu | Aluminium (powder coated) | POWDER COATED_EPD (environdec.com) | 6 | 116.1% | 0.83
|  | Quantity | tonne | kg | tonne | kg
|  | Max | 32600 | 32.6 | 0 | 0 | Muskita | Aluminium (uncoated) | calculated from figures | 17.67
|  | Min | 7294.15 | 7.2942 | 0 | 0 | Muskita | Aluminium (anodised) | Data (environdec.com) | 18.6 | 105.3% | 0.93 | Noting from figure 5% of aluminium production with electricity and fuels
|  | Average (Weighted) | 19299.6777 | 19.2997 | 0 | 0 | Muskita | Aluminium (powder coated) | Data (environdec.com) | 18.5 | 104.7% | 0.83 | Noting from figure 4% of aluminium production with electricity and fuels
|  | Average | 16351.6118 | 16.3516 | 0 | 0
| List | [5 empty] | Burak | Aluminium (uncoated) | Data (environdec.com) | 11.7
| Aluminium, China, Hyperion Aluminium Profiles manufactured in China (Envirobuild) (China) | tonne | 24362 | 24.362 | 0 | 0 | Burak | Aluminium (anodised) | Data (environdec.com) | 13.6 | 116.2% | 1.9
| Aluminium, China, Extruded aluminium out of China (Jiangyin Jianbang) (China) | tonne | 26561.3 | 26.5613 | 0 | 0 | Burak | Aluminium (powder coated) | Data (environdec.com) | 12.1 | 103.4% | 0.4
| Aluminium, China, Thermal break aluminium profile out of China (Jiangyin Jianbang) (China) | tonne | 26860.2 | 26.8602 | 0 | 0
| Aluminium, Global, Hydro recycled low carbon aluminium profiles (Hydro) (Europe) | tonne | 5567.54 | 5.5675 | 0 | 0 | ASAS | Aluminium (uncoated) | Data (environdec.com) | 13.9
| Aluminium, Global, Extruded aluminium profile 70% recycled aluminium out of Greece (Sanlev) (Greece) | tonne | 10936.2 | 10.9362 | 0 | 0 | ASAS | Aluminium (anodised) | Data (environdec.com) | 15.2 | 109.4% | 1.3
| Aluminium, Global, Primary aluminium out of India (Vedanta) (India) | tonne | 26507.57 | 26.5076 | 0 | 0 | ASAS | Aluminium (powder coated) | Data (environdec.com) | 14.3 | 102.9% | 0.4
| Aluminium, China, CNA-CNA-CNA (China) extruded aluminium (Industry wide) (China) | tonne | 23641.3 | 23.6413 | 0 | 0
| Aluminium, Global, OCA-OCA-GCC scenario (Oceania > Gulf cooperation council) extruded aluminium (Industry wide) (Oceania) | tonne | 14641.3 | 14.6413 | 0 | 0 | Tuna Aluminium | Aluminium (uncoated) | Data (environdec.com) | 19.1
| Aluminium, Global, AFR-EUR-EUR scenario (Africa > Europe) extruded aluminium (Industry wide) (Africa) | tonne | 10741.3 | 10.7413 | 0 | 0 | Tuna Aluminium | Aluminium (anodised) | Data (environdec.com) | 20.1 | 105.2% | 1
| Aluminium, Global, SAM-SAM-CAN scenario (South America > Canada) extruded aluminium (Industry wide) (South America) | tonne | 8741.3 | 8.7413 | 0 | 0 | Tuna Aluminium | Aluminium (powder coated) | Data (environdec.com) | 19.7 | 103.1% | 0.6
| Aluminium, Australia, Proxy for Australia using oceania value extruded aluminium (Industry wide) (Australia) | tonne | 14641.3 | 14.6413 | 0 | 0
| Aluminium, Extruded, Extruded aluminium and extruded thermal break extruded aluminium (Galuminium) (China) | tonne | 30700 | 30.7 | 0 | 0 | Spanish Aluminium Association | Aluminium (uncoated) - added max variation | calculated from figures | 7.4304
| Aluminium, Global, Hydro recycled low carbon aluminium profiles - UK (Hydro) (UK) | tonne | 5394.15 | 5.3942 | 0 | 0 | Spanish Aluminium Association | Aluminium (anodised) - added from max variation | Data (environdec.com) | 8.64 | 116.3% | 1.2096 | Noting from Figure - anodising approx. 14% of impact
| Aluminium, Extruded, Extruded aluminium (uncoated) (Sistem) (Turkey) | tonne | 14800 | 14.8 | 0 | 0 | Spanish Aluminium Association | Aluminium (powder coated) - added from max variation | Data (environdec.com) | 7.84 | 105.5% | 0.4096 | Noting from figure - coating approx. 7% of impact
| Aluminium, Extruded, Extruded aluminium (uncoated) (Kurtoglu) (Turkey) | tonne | 7070 | 7.07 | 0 | 0
| Aluminium, Extruded, Extruded aluminium (uncoated) (Muskita) (Global) | tonne | 19570 | 19.57 | 0 | 0 | Saray | Aluminium (uncoated) | Data (environdec.com) | 9.87
| Aluminium, Extruded, Extruded aluminium (uncoated) (Burak) (Turkey) | tonne | 13600 | 13.6 | 0 | 0 | Saray | Aluminium (anodised) | Data (environdec.com) | 9.91 | 100.4% | 0.04
| Aluminium, Extruded, Extruded aluminium (uncoated) (ASAS) (Turkey) | tonne | 15800 | 15.8 | 0 | 0 | Saray | Aluminium (powder coated) | Data (environdec.com) | 10 | 101.3% | 0.13
| Aluminium, Extruded, Extruded aluminium (uncoated) (Tuna Aluminium) (Global) | tonne | 21000 | 21 | 0 | 0
| Aluminium, Extruded, Extruded aluminium (uncoated) (Spanish Aluminium Association) (Spanish) | tonne | 9330 | 9.33 | 0 | 0 | AlTaiseer | Aluminium (uncoated) | Data (environdec.com) | 15.6
| Aluminium, Extruded, Extruded aluminium (uncoated) (Saray) (Turkey) | tonne | 11770 | 11.77 | 0 | 0 | AlTaiseer | Aluminium (anodised) | Data (environdec.com) | 17.4 | 111.5% | 1.8
| Aluminium, Extruded, Extruded aluminium (uncoated) (Al Taiseer) (Saudi Arabia) | tonne | 17500 | 17.5 | 0 | 0 | AlTaiseer | Aluminium (powder coated) | Data (environdec.com) | 16.3 | 104.5% | 0.7
[7 empty] | 1.51 | Mt | Australian Aluminium production in 2022/23 | Excluding scrap and ores | https://aluminium.org.au/australian-industry/australian-aluminium/#:~:text=There%20are%20currently%20four%20aluminium,which%201.42%20Mt%20was%20exported.
[7 empty] | 1.42 | Mt | Exported 2022/23 | Excluding scrap and ores | https://aluminium.org.au/australian-industry/australian-aluminium/#:~:text=There%20are%20currently%20four%20aluminium,which%201.42%20Mt%20was%20exported.
[7 empty] | 0.738 | Mt | Imported 2022/23 | Excluding scrap and ores | https://aluminium.org.au/australian-industry/australian-aluminium/#:~:text=There%20are%20currently%20four%20aluminium,which%201.42%20Mt%20was%20exported.
[7 empty] | 0.09 | Mt | Domestic use (Australian made) 2022/23 |  | https://aluminium.org.au/australian-industry/australian-trade-statistics/
[7 empty] | 0.738 | Mt | Domestic use (Global made) 2022/23 |  | https://aluminium.org.au/australian-industry/australian-trade-statistics/
[7 empty] | 10.87% |  | Domestic use (Australian made) 2022/23 |  | https://aluminium.org.au/australian-industry/australian-trade-statistics/
[7 empty] | 44.57% |  | Domestic use (Global made) 2022/23 | Using import export values and data below of China being 50% of global market | https://aluminium.org.au/australian-industry/australian-trade-statistics/
[7 empty] | 44.57% |  | Domestic use (China made) 2022/23 | Using import export values and data below of China being 50% of global market
[7 empty] | Upfront carbon emissions (kg CO2e/quantity) | Upfront carbon emissions (kg CO2e/kg)
[7 empty] | 14641.3 | 14.6413 | Australian average
[7 empty] | 13310.585 | 13.3106 | Global average (exc. China, Australia) | As below | Figure 8, LIFE CYCLE INVENTORY DATA AND ENVIRONMENTAL METRICS FOR THE PRIMARY ALUMINIUM INDUSTRY
[7 empty] | 26424.96 | 26.425 | China average | China responsible for half of aluminium production | Figure 8, LIFE CYCLE INVENTORY DATA AND ENVIRONMENTAL METRICS FOR THE PRIMARY ALUMINIUM INDUSTRY
[9 empty] | SUMIFS (quantity) | SUMIFS (kg) | COUNTIFS
[9 empty] | 14641.3 | 14.6413 | 1
[9 empty] | 212969.36 | 212.9694 | 16
[9 empty] | 132124.8 | 132.1248 | 5

## Aluminium_extru_powdercoat
Aluminium extruded uncoated
Sub-category description: | Extruded aluminium (powder coated).
Qualitative assessment: | Australian production represented by industry study other areas well represented by EPDs. Competitive international marketplace well represented. China biggest exporter to world market. Market share of import/domestic information is unclear in terms of numbers though facades (in particularly large orders are typically from offshore suppliers - façade workshop Dec 23) strong representation from big global producers. Weighted average not possible. Comparison average value is good. Wide range of manufacturers (internationally)
Geographical rating | Tier 2 | [5 empty] | Anodised (Max) | 1.9
EF source data rating | Tier 2 | [5 empty] | Powder coated (max) | 0.83
Market coverage rating | Tier 2 | [8 empty] | GWPt
TOTAL | Tier 2 | [5 empty] | Sistem | Aluminium (uncoated) | Data (environdec.com) | 12.9
[7 empty] | Sistem | Aluminium (anodised) | Data (environdec.com) | 13.7 | 106.2% | 0.8
Notes: | Using EFs determined in aluminium_extruded than multiplying by a factor for powder coating as determined using additional referenced data. Note this material sub-category is to act as a proxy for polyviylidene fluoride coating (PVDF coating). | [5 empty] | Sistem | Aluminium (powder coated) | Data (environdec.com) | 13.2 | 102.3% | 0.3
Data sources and statistics: | [6 empty] | Kurtoglu | Aluminium (uncoated) | EPD, Uncoated_EPD (environdec.com) | 5.17
|  |  | Upfront carbon emissions |  | Upfront carbon storage |  | Kurtoglu | Aluminium (anodised) | EPD, Anodised_EPD (environdec.com) | 6.54 | 126.5% | 1.37
| Aluminium extruded uncoated | Declared unit | Upfront carbon emissions (kg CO2e/quantity) | Upfront carbon emissions (kg CO2e/kg) | Upfront carbon storage (kg CO2e/quantity) | Upfront carbon storage (kg CO2e/kg) | Kurtoglu | Aluminium (powder coated) | POWDER COATED_EPD (environdec.com) | 6 | 116.1% | 0.83
|  | Quantity | tonne | kg | tonne | kg
|  | Max | 30460 | 30.46 | 0 | 0 | Muskita | Aluminium (uncoated) | calculated from figures | 17.67
|  | Min | 5154.15 | 5.1542 | 0 | 0 | Muskita | Aluminium (anodised) | Data (environdec.com) | 18.6 | 105.3% | 0.93 | Noting from figure 5% of aluminium production with electricity and fuels
|  | Average (Weighted) | 18229.6777 | 18.2297 |  |  | Muskita | Aluminium (powder coated) | Data (environdec.com) | 18.5 | 104.7% | 0.83 | Noting from figure 4% of aluminium production with electricity and fuels
|  | Average | 15281.6118 | 15.2816 | 0 | 0
| List | [5 empty] | Burak | Aluminium (uncoated) | Data (environdec.com) | 11.7
| Aluminium, China, Hyperion Aluminium Profiles manufactured in China (Envirobuild) (China) | tonne | 23292 | 23.292 | 0 | 0 | Burak | Aluminium (anodised) | Data (environdec.com) | 13.6 | 116.2% | 1.9
| Aluminium, China, Extruded aluminium out of China (Jiangyin Jianbang) (China) | tonne | 25491.3 | 25.4913 | 0 | 0 | Burak | Aluminium (powder coated) | Data (environdec.com) | 12.1 | 103.4% | 0.4
| Aluminium, China, Thermal break aluminium profile out of China (Jiangyin Jianbang) (China) | tonne | 25790.2 | 25.7902 | 0 | 0
| Aluminium, Global, Hydro recycled low carbon aluminium profiles (Hydro) (Europe) | tonne | 4497.54 | 4.4975 | 0 | 0 | ASAS | Aluminium (uncoated) | Data (environdec.com) | 13.9
| Aluminium, Global, Extruded aluminium profile 70% recycled aluminium out of Greece (Sanlev) (Greece) | tonne | 9866.2 | 9.8662 | 0 | 0 | ASAS | Aluminium (anodised) | Data (environdec.com) | 15.2 | 109.4% | 1.3
| Aluminium, Global, Primary aluminium out of India (Vedanta) (India) | tonne | 25437.57 | 25.4376 | 0 | 0 | ASAS | Aluminium (powder coated) | Data (environdec.com) | 14.3 | 102.9% | 0.4
| Aluminium, China, CNA-CNA-CNA (China) extruded aluminium (Industry wide) (China) | tonne | 22571.3 | 22.5713 | 0 | 0
| Aluminium, Global, OCA-OCA-GCC scenario (Oceania > Gulf cooperation council) extruded aluminium (Industry wide) (Oceania) | tonne | 13571.3 | 13.5713 | 0 | 0 | Tuna Aluminium | Aluminium (uncoated) | Data (environdec.com) | 19.1
| Aluminium, Global, AFR-EUR-EUR scenario (Africa > Europe) extruded aluminium (Industry wide) (Africa) | tonne | 9671.3 | 9.6713 | 0 | 0 | Tuna Aluminium | Aluminium (anodised) | Data (environdec.com) | 20.1 | 105.2% | 1
| Aluminium, Global, SAM-SAM-CAN scenario (South America > Canada) extruded aluminium (Industry wide) (South America) | tonne | 7671.3 | 7.6713 | 0 | 0 | Tuna Aluminium | Aluminium (powder coated) | Data (environdec.com) | 19.7 | 103.1% | 0.6
| Aluminium, Australia, Proxy for Australia using oceania value extruded aluminium (Industry wide) (Australia) | tonne | 13571.3 | 13.5713 | 0 | 0
| Aluminium, Extruded, Extruded aluminium and extruded thermal break extruded aluminium (Galuminium) (China) | tonne | 29630 | 29.63 | 0 | 0 | Spanish Aluminium Association | Aluminium (uncoated) - added max variation | calculated from figures | 7.4304
| Aluminium, Global, Hydro recycled low carbon aluminium profiles - UK (Hydro) (UK) | tonne | 4324.15 | 4.3242 | 0 | 0 | Spanish Aluminium Association | Aluminium (anodised) - added from max variation | Data (environdec.com) | 8.64 | 116.3% | 1.2096 | Noting from Figure - anodising approx. 14% of impact
| Aluminium, Extruded, Extruded aluminium (uncoated) (Sistem) (Turkey) | tonne | 13730 | 13.73 | 0 | 0 | Spanish Aluminium Association | Aluminium (powder coated) - added from max variation | Data (environdec.com) | 7.84 | 105.5% | 0.4096 | Noting from figure - coating approx. 7% of impact
| Aluminium, Extruded, Extruded aluminium (uncoated) (Kurtoglu) (Turkey) | tonne | 6000 | 6 | 0 | 0
| Aluminium, Extruded, Extruded aluminium (uncoated) (Muskita) (Global) | tonne | 18500 | 18.5 | 0 | 0 | Saray | Aluminium (uncoated) | Data (environdec.com) | 9.87
| Aluminium, Extruded, Extruded aluminium (uncoated) (Burak) (Turkey) | tonne | 12530 | 12.53 | 0 | 0 | Saray | Aluminium (anodised) | Data (environdec.com) | 9.91 | 100.4% | 0.04
| Aluminium, Extruded, Extruded aluminium (uncoated) (ASAS) (Turkey) | tonne | 14730 | 14.73 | 0 | 0 | Saray | Aluminium (powder coated) | Data (environdec.com) | 10 | 101.3% | 0.13
| Aluminium, Extruded, Extruded aluminium (uncoated) (Tuna Aluminium) (Global) | tonne | 19930 | 19.93 | 0 | 0
| Aluminium, Extruded, Extruded aluminium (uncoated) (Spanish Aluminium Association) (Spanish) | tonne | 8260 | 8.26 | 0 | 0 | AlTaiseer | Aluminium (uncoated) | Data (environdec.com) | 15.6
| Aluminium, Extruded, Extruded aluminium (uncoated) (Saray) (Turkey) | tonne | 10700 | 10.7 | 0 | 0 | AlTaiseer | Aluminium (anodised) | Data (environdec.com) | 17.4 | 111.5% | 1.8
| Aluminium, Extruded, Extruded aluminium (uncoated) (Al Taiseer) (Saudi Arabia) | tonne | 16430 | 16.43 | 0 | 0 | AlTaiseer | Aluminium (powder coated) | Data (environdec.com) | 16.3 | 104.5% | 0.7
[7 empty] | 1.51 | Mt | Australian Aluminium production in 2022/23 | Excluding scrap and ores | https://aluminium.org.au/australian-industry/australian-aluminium/#:~:text=There%20are%20currently%20four%20aluminium,which%201.42%20Mt%20was%20exported.
[7 empty] | 1.42 | Mt | Exported 2022/23 | Excluding scrap and ores | https://aluminium.org.au/australian-industry/australian-aluminium/#:~:text=There%20are%20currently%20four%20aluminium,which%201.42%20Mt%20was%20exported.
[7 empty] | 0.738 | Mt | Imported 2022/23 | Excluding scrap and ores | https://aluminium.org.au/australian-industry/australian-aluminium/#:~:text=There%20are%20currently%20four%20aluminium,which%201.42%20Mt%20was%20exported.
[7 empty] | 0.09 | Mt | Domestic use (Australian made) 2022/23 |  | https://aluminium.org.au/australian-industry/australian-trade-statistics/
[7 empty] | 0.738 | Mt | Domestic use (Global made) 2022/23 |  | https://aluminium.org.au/australian-industry/australian-trade-statistics/
[7 empty] | 10.87% |  | Domestic use (Australian made) 2022/23 |  | https://aluminium.org.au/australian-industry/australian-trade-statistics/
[7 empty] | 44.57% |  | Domestic use (Global made) 2022/23 | Using import export values and data below of China being 50% of global market | https://aluminium.org.au/australian-industry/australian-trade-statistics/
[7 empty] | 44.57% |  | Domestic use (China made) 2022/23 | Using import export values and data below of China being 50% of global market
[7 empty] | Upfront carbon emissions (kg CO2e/quantity) | Upfront carbon emissions (kg CO2e/kg)
[7 empty] | 13571.3 | 13.5713 | Australian average
[7 empty] | 12240.585 | 12.2406 | Global average (exc. China, Australia) | As below | Figure 8, LIFE CYCLE INVENTORY DATA AND ENVIRONMENTAL METRICS FOR THE PRIMARY ALUMINIUM INDUSTRY
[7 empty] | 25354.96 | 25.355 | China average | China responsible for half of aluminium production | Figure 8, LIFE CYCLE INVENTORY DATA AND ENVIRONMENTAL METRICS FOR THE PRIMARY ALUMINIUM INDUSTRY
[9 empty] | SUMIFS (quantity) | SUMIFS (kg) | COUNTIFS
[9 empty] | 13571.3 | 13.5713 | 1
[9 empty] | 195849.36 | 195.8494 | 16
[9 empty] | 126774.8 | 126.7748 | 5

## Aluminium_extruded
Aluminium extruded uncoated | [6 empty] | Additional
[8 empty] | 1.51 | Mt | Australian Aluminium production in 2022/23 | Excluding scrap and ores | https://aluminium.org.au/australian-industry/australian-aluminium/#:~:text=There%20are%20currently%20four%20aluminium,which%201.42%20Mt%20was%20exported.
Sub-category description: | Extruded aluminium uncoated. | [6 empty] | 1.42 | Mt | Exported 2022/23 | Excluding scrap and ores | https://aluminium.org.au/australian-industry/australian-aluminium/#:~:text=There%20are%20currently%20four%20aluminium,which%201.42%20Mt%20was%20exported.
[8 empty] | 0.738 | Mt | Imported 2022/23 | Excluding scrap and ores | https://aluminium.org.au/australian-industry/australian-aluminium/#:~:text=There%20are%20currently%20four%20aluminium,which%201.42%20Mt%20was%20exported.
Qualitative assessment: | Australian production represented by industry study other areas well represented by EPDs. Competitive international marketplace well represented. China biggest exporter to world market. Market share of import/domestic information is unclear. 95% of Australian aluminium is exported. Imports of aluminium as extrusions 85 kt. ADvice is facades (in particularly large orders) are typically from offshore suppliers - façade workshop Dec 23) strong representation from big global producers. Comparison average value is reasonable compared to reported global average. Wide range of manufacturers (internationally)
Geographical rating | Tier 2 | [6 empty] | 0.09 | Mt | Domestic use (Australian made) 2022/23 |  | https://aluminium.org.au/australian-industry/australian-trade-statistics/
EF source data rating | Tier 2 | [6 empty] | 0.738 | Mt | Domestic use (Global made) 2022/23 |  | https://aluminium.org.au/australian-industry/australian-trade-statistics/
Market coverage rating | Tier 2 | [6 empty] | 10.87% |  | Domestic use (Australian made) 2022/23 |  | https://aluminium.org.au/australian-industry/australian-trade-statistics/
TOTAL | Tier 2 | [6 empty] | 44.57% |  | Domestic use (Global made) 2022/23 | Using import export values and data below of China being 50% of global market | https://aluminium.org.au/australian-industry/australian-trade-statistics/
[8 empty] | 44.57% |  | Domestic use (China made) 2022/23 | Using import export values and data below of China being 50% of global market
Notes: | Used in wide array of applications including in curtain walls, wall and ceiling systems, facades etc.
[8 empty] | Upfront carbon emissions (kg CO2e/quantity) | Upfront carbon emissions (kg CO2e/kg)
[8 empty] | 12741.3 | 12.7413 | Australian average
Data sources and statistics: | [7 empty] | 11410.585 | 11.4106 | Global average (exc. China, Australia) | As below | Figure 8, LIFE CYCLE INVENTORY DATA AND ENVIRONMENTAL METRICS FOR THE PRIMARY ALUMINIUM INDUSTRY
|  |  | Upfront carbon emissions |  | Upfront carbon storage |  |  | 24524.96 | 24.525 | China average | China responsible for half of aluminium production | Figure 8, LIFE CYCLE INVENTORY DATA AND ENVIRONMENTAL METRICS FOR THE PRIMARY ALUMINIUM INDUSTRY
| Aluminium extruded uncoated | Declared unit | Upfront carbon emissions (kg CO2e/quantity) | Upfront carbon emissions (kg CO2e/kg) | Upfront carbon storage (kg CO2e/quantity) | Upfront carbon storage (kg CO2e/kg)
|  | Quantity | tonne | kg | tonne | kg |  |  |  | SUMIFS (quantity) | SUMIFS (kg) | COUNTIFS
|  | Max | 28800 | 28.8 | 0 | 0 |  |  |  | 12741.3 | 12.7413 | 1
|  | Min | 3494.15 | 3.4942 | 0 | 0 |  |  |  | 182569.36 | 182.5694 | 16
|  | Average (Weighted) | 17399.6777 | 17.3997 | 0 | 0 |  |  |  | 122624.8 | 122.6248 | 5
|  | Average | 14451.6118 | 14.4516 | 0 | 0
List
| Aluminium, China, Hyperion Aluminium Profiles manufactured in China (Envirobuild) (China) | tonne | 22462 | 22.462 | 0 | 0
| Aluminium, China, Extruded aluminium out of China (Jiangyin Jianbang) (China) | tonne | 24661.3 | 24.6613 | 0 | 0
| Aluminium, China, Thermal break aluminium profile out of China (Jiangyin Jianbang) (China) | tonne | 24960.2 | 24.9602 | 0 | 0
| Aluminium, Global, Hydro recycled low carbon aluminium profiles (Hydro) (Europe) | tonne | 3667.54 | 3.6675 | 0 | 0
| Aluminium, Global, Extruded aluminium profile 70% recycled aluminium out of Greece (Sanlev) (Greece) | tonne | 9036.2 | 9.0362 | 0 | 0
| Aluminium, Global, Primary aluminium out of India (Vedanta) (India) | tonne | 24607.57 | 24.6076 | 0 | 0
| Aluminium, China, CNA-CNA-CNA (China) extruded aluminium (Industry wide) (China) | tonne | 21741.3 | 21.7413 | 0 | 0
| Aluminium, Global, OCA-OCA-GCC scenario (Oceania > Gulf cooperation council) extruded aluminium (Industry wide) (Oceania) | tonne | 12741.3 | 12.7413 | 0 | 0
| Aluminium, Global, AFR-EUR-EUR scenario (Africa > Europe) extruded aluminium (Industry wide) (Africa) | tonne | 8841.3 | 8.8413 | 0 | 0
| Aluminium, Global, SAM-SAM-CAN scenario (South America > Canada) extruded aluminium (Industry wide) (South America) | tonne | 6841.3 | 6.8413 | 0 | 0
| Aluminium, Australia, Proxy for Australia using oceania value extruded aluminium (Industry wide) (Australia) | tonne | 12741.3 | 12.7413 | 0 | 0
| Aluminium, Extruded, Extruded aluminium and extruded thermal break extruded aluminium (Galuminium) (China) | tonne | 28800 | 28.8 | 0 | 0
| Aluminium, Global, Hydro recycled low carbon aluminium profiles - UK (Hydro) (UK) | tonne | 3494.15 | 3.4942 | 0 | 0
| Aluminium, Extruded, Extruded aluminium (uncoated) (Sistem) (Turkey) | tonne | 12900 | 12.9 | 0 | 0
| Aluminium, Extruded, Extruded aluminium (uncoated) (Kurtoglu) (Turkey) | tonne | 5170 | 5.17 | 0 | 0
| Aluminium, Extruded, Extruded aluminium (uncoated) (Muskita) (Global) | tonne | 17670 | 17.67 | 0 | 0
| Aluminium, Extruded, Extruded aluminium (uncoated) (Burak) (Turkey) | tonne | 11700 | 11.7 | 0 | 0
| Aluminium, Extruded, Extruded aluminium (uncoated) (ASAS) (Turkey) | tonne | 13900 | 13.9 | 0 | 0
| Aluminium, Extruded, Extruded aluminium (uncoated) (Tuna Aluminium) (Global) | tonne | 19100 | 19.1 | 0 | 0
| Aluminium, Extruded, Extruded aluminium (uncoated) (Spanish Aluminium Association) (Spanish) | tonne | 7430 | 7.43 | 0 | 0
| Aluminium, Extruded, Extruded aluminium (uncoated) (Saray) (Turkey) | tonne | 9870 | 9.87 | 0 | 0
| Aluminium, Extruded, Extruded aluminium (uncoated) (Al Taiseer) (Saudi Arabia) | tonne | 15600 | 15.6 | 0 | 0

## Asphalt
Asphalt
Sub-category description: | Any asphalt mix
Qualitative assessment: | Good coverage of products from sites across Australia. Product ranges include wide array of mixes Numerous big suppliers of asphalt. Though remainder of smaller market players missing. All Australasian EPDs
Geographical rating | Tier 1
EF source data rating | Tier 1
Market coverage rating | Tier 2
TOTAL | Tier 2
Notes:
Data sources and statistics:
|  |  | Upfront carbon emissions |  | Upfront carbon storage
| Asphalt | Declared unit | Upfront carbon emissions (kg CO2e/quantity) | Upfront carbon emissions (kg CO2e/kg) | Upfront carbon storage (kg CO2e/quantity) | Upfront carbon storage (kg CO2e/kg)
|  | Quantity | tonne | kg | tonne | kg
|  | Max | 134.0003 | 0.134 | 0 | 0
|  | Min | 5.8327 | 0.0058327 | 0 | 0
|  | Average | 71.056 | 0.071056 | 0 | 0
List
| Downer Reconophalt NSWAC20 AR450 | tonne | 74.9974 | 0.074997 | 0 | 0
| Downer Reconophalt NSWAC14 AR 450 | tonne | 68.0998 | 0.0681 | 0 | 0
| Downer Reconophalt NSWAC14H AR450 | tonne | 83.4998 | 0.0835 | 0 | 0
| Downer Berrimah Asphalt Manufacturing FacilityAC20 A15E Type 4 | tonne | 110.2621 | 0.11026 | 0 | 0
| Downer Berrimah Asphalt Manufacturing FacilityAC14 A15E Type 5 | tonne | 114.2672 | 0.11427 | 0 | 0
| Downer Berrimah Asphalt Manufacturing FacilityAC10 A15E Type 2 | tonne | 116.2702 | 0.11627 | 0 | 0
| Downer Reconophalt NSWAC14H A15E | tonne | 90.6999 | 0.0907 | 0 | 0
| Downer Lindisfarne Asphalt Manufacturing FacilityAC07 Type L,N | tonne | 63.6961 | 0.063696 | 0 | 0
| Downer Mackay Asphalt Manufacturing FacilityAC20 A15E H 4907 | tonne | 100.1202 | 0.10012 | 0 | 0
| Downer Mackay Asphalt Manufacturing FacilityAC14 A15E 4906 | tonne | 102.1222 | 0.10212 | 0 | 0
| Fulton Hogan LaraSize 10, 14mm Plastiphalt® | tonne | 73.4829 | 0.073483 | 0 | 0
| Fulton Hogan LaraSize 10, 14mm DGA Type N 10% RAP ≤5% Glass | tonne | 58.6661 | 0.058666 | 0 | 0
| Downer Bli Bli Asphalt Manufacturing FacilityOG14 A15E | tonne | 84.8955 | 0.084896 | 0 | 0
| Downer Shepparton Asphalt Manufacturing FacilityAC20 R20 SI | tonne | 71.8805 | 0.07188 | 0 | 0
| Downer Bathurst Asphalt Manufacturing FacilityAC14 A15E H S | tonne | 127.1412 | 0.12714 | 0 | 0
| Downer Bayswater Asphalt Manufacturing FacilitySMA10 A10E H Castella 302176C | tonne | 91.1003 | 0.0911 | 0 | 0
| Fulton Hogan Bushells RidgeDG10 A15E R116 | tonne | 103.1122 | 0.10311 | 0 | 0
| Downer Shepparton Asphalt Manufacturing FacilityAC07 R9 NH | tonne | 78.1831 | 0.078183 | 0 | 0
| Fulton Hogan Eastern CreekBC14 A10E AIRPORT | tonne | 110.1132 | 0.11011 | 0 | 0
| Fulton Hogan Kembla GrangeSMA10 A15E R121 EVO | tonne | 98.5003 | 0.0985 | 0 | 0
| Downer Albany Asphalt Manufacturing FacilityAC10 | tonne | 70.4717 | 0.070472 | 0 | 0
| Downer Hope Valley Asphalt Manufacturing FacilityAC10 R10 1E0B00 | tonne | 60.8613 | 0.060861 | 0 | 0
| Downer Lismore Asphalt Manufacturing FacilityAC14 | tonne | 66.2657 | 0.066266 | 0 | 0
| Fulton Hogan Kembla GrangeDG10 AR450 AS2150 R30% G2.5% | tonne | 59.6591 | 0.059659 | 0 | 0
| Downer Lismore Asphalt Manufacturing FacilityAC20 R15 | tonne | 58.8582 | 0.058858 | 0 | 0
| Downer Hope Valley Asphalt Manufacturing FacilityAC10 R20 1E0D00 | tonne | 57.6569 | 0.057657 | 0 | 0
| Downer Bayswater Asphalt Manufacturing FacilityAC20 R29 SI 302313 | tonne | 51.8489 | 0.051849 | 0 | 0
| Fulton Hogan DandenongSize 14mm DGA Type VP | tonne | 79.7751 | 0.079775 | 0 | 0
| Downer Lismore Asphalt Manufacturing FacilityAC07 | tonne | 67.9617 | 0.067962 | 0 | 0
| Downer Hope Valley Asphalt Manufacturing FacilityAC20 R23 2C0E00 | tonne | 65.7577 | 0.065758 | 0 | 0
| Downer Sydney Sustainable Road Resource Centre, RosehillAC14 R30 | tonne | 59.1517 | 0.059152 | 0 | 0
| Downer Somerton Asphalt Manufacturing FacilityAC14 V 303235 | tonne | 60.6528 | 0.060653 | 0 | 0
| Downer Teralba Asphalt Manufacturing FacilityAC14 R10 H Reconophalt | tonne | 78.3675 | 0.078367 | 0 | 0
| Downer Teralba Asphalt Manufacturing FacilityAC14 R10 H DG | tonne | 78.6671 | 0.078667 | 0 | 0
| Downer Sydney Sustainable Road Resource Centre, RosehillAC10 R30 | tonne | 63.3532 | 0.063353 | 0 | 0
| Downer Somerton Asphalt Manufacturing FacilityAC20 R38 SF 303324 | tonne | 49.6415 | 0.049641 | 0 | 0
| Downer Adelaide Sustainable Road Resource Centre, WingfieldAC10 R30 Reconophalt Fine | tonne | 60.1494 | 0.060149 | 0 | 0
| Downer Wodonga Asphalt Manufacturing FacilityAC14 R10 H | tonne | 79.6629 | 0.079663 | 0 | 0
| Downer Wodonga Asphalt Manufacturing FacilityAC14 R10 H G | tonne | 79.6629 | 0.079663 | 0 | 0
| Downer Wodonga Asphalt Manufacturing FacilityAC10 R15 H | tonne | 77.9607 | 0.077961 | 0 | 0
| Downer Wodonga Asphalt Manufacturing FacilityAC20 R20 | tonne | 78.4609 | 0.078461 | 0 | 0
| Downer Gippsland Asphalt Manufacturing FacilityAC20 | tonne | 73.4564 | 0.073456 | 0 | 0
| Downer Mowbray Asphalt Manufacturing FacilityAC14 Type H | tonne | 57.9441 | 0.057944 | 0 | 0
| Downer Mowbray Asphalt Manufacturing FacilityAC14 Type N | tonne | 57.9441 | 0.057944 | 0 | 0
| Downer Mowbray Asphalt Manufacturing FacilityAC10 Type L | tonne | 55.5421 | 0.055542 | 0 | 0
| Downer Mackay Asphalt Manufacturing FacilityAC20 H 4907 | tonne | 84.7638 | 0.084764 | 0 | 0
| Downer Mackay Asphalt Manufacturing FacilityAC20 C600 H 4097 | tonne | 84.7638 | 0.084764 | 0 | 0
| Downer Gippsland Asphalt Manufacturing FacilityAC14 | tonne | 74.9562 | 0.074956 | 0 | 0
| Downer Somerton Asphalt Manufacturing FacilityAC10 R19 H N 303152 | tonne | 65.0487 | 0.065049 | 0 | 0
| Downer Mowbray Asphalt Manufacturing FacilityAC07 Type L,N | tonne | 60.1431 | 0.060143 | 0 | 0
| Downer Bathurst Asphalt Manufacturing FacilityAC10 R10 | tonne | 79.3564 | 0.079356 | 0 | 0
| Downer Mowbray Asphalt Manufacturing FacilityAC10 Type N | tonne | 61.1431 | 0.061143 | 0 | 0
| Downer Bathurst Asphalt Manufacturing FacilityAC07 | tonne | 87.1611 | 0.087161 | 0 | 0
| Downer Swanbank Asphalt Manufacturing FacilityAC10 R12 | tonne | 76.7537 | 0.076754 | 0 | 0
| Fulton Hogan DandenongSize 10mm DGA Type N 10-20% RAP | tonne | 73.2493 | 0.073249 | 0 | 0
| Downer Archerfield Asphalt Manufacturing FacilityAC20 R15 | tonne | 74.4499 | 0.07445 | 0 | 0
| Downer Brisbane Sustainable Road Resource Centre, BrendaleAC10 R20 BCC | tonne | 64.6433 | 0.064643 | 0 | 0
| Fulton Hogan Kembla GrangeDG10 AR450 FINE AUSPEC R10% | tonne | 63.3419 | 0.063342 | 0 | 0
| Fulton Hogan Kembla GrangeDG28 AR450 AS2150 R25% | tonne | 54.3356 | 0.054336 | 0 | 0
| Downer Bathurst Asphalt Manufacturing FacilityAC20 R10 | tonne | 85.0555 | 0.085056 | 0 | 0
| Downer Bathurst Asphalt Manufacturing FacilityAC14 R10 H | tonne | 86.2554 | 0.086255 | 0 | 0
| Fulton Hogan Kembla GrangeDG20 AR450 AS2150 R30% | tonne | 55.7353 | 0.055735 | 0 | 0
| Downer Hume Asphalt Manufacturing FacilityAC14 R15 | tonne | 71.4447 | 0.071445 | 0 | 0
| Downer Hume Asphalt Manufacturing FacilityAC10 R20 Reconophalt | tonne | 76.3467 | 0.076347 | 0 | 0
| Downer Bli Bli Asphalt Manufacturing FacilityAC14 R15 | tonne | 75.9446 | 0.075945 | 0 | 0
| Fulton Hogan Kembla GrangeDG10 AR450 AS2150 R30% SLAG DUST | tonne | 61.1354 | 0.061135 | 0 | 0
| Downer Bli Bli Asphalt Manufacturing FacilityAC20 R15 | tonne | 72.7421 | 0.072742 | 0 | 0
| Fulton Hogan Kembla GrangeGG10 AR450 AS2510 R10% | tonne | 80.0449 | 0.080045 | 0 | 0
| Fulton Hogan Bushells RidgeDG07 AR450 AS2150 | tonne | 71.9379 | 0.071938 | 0 | 0
| Fulton Hogan Bushells RidgeDG10 AR450 FINE AUSPEC | tonne | 71.7371 | 0.071737 | 0 | 0
| Fulton Hogan Bushells RidgeDG10 AR450 AS2150 R10% | tonne | 69.0342 | 0.069034 | 0 | 0
| Fulton Hogan DandenongSize 14mm GG CR | tonne | 70.5349 | 0.070535 | 0 | 0
| Fulton Hogan Bushells RidgeEME2 | tonne | 78.6385 | 0.078639 | 0 | 0
| Fulton Hogan LaraSize 20mm DGA Type SF | tonne | 61.7298 | 0.06173 | 0 | 0
| Fulton Hogan DandenongSize 20mm DGA Type SF 20% RAP ≤5% Glass | tonne | 59.6282 | 0.059628 | 0 | 0
| Fulton Hogan Bushells RidgeDG14 AR450 AS2150 R15% | tonne | 65.6309 | 0.065631 | 0 | 0
| Fulton Hogan LaraSize 20mm DGA Type SS | tonne | 58.3274 | 0.058327 | 0 | 0
| Fulton Hogan LaraSize 14, 20mm DGA Type SI ≤10% RAP | tonne | 59.0277 | 0.059028 | 0 | 0
| Fulton Hogan LaraSize 10, 14mm DGA Type H 10% RAP | tonne | 58.2266 | 0.058227 | 0 | 0
| Fulton Hogan LaraSize 10, 14mm DGA Type V | tonne | 60.1274 | 0.060127 | 0 | 0
| Fulton Hogan Bushells RidgeDG20 AR450 AS2150 R20% | tonne | 63.3288 | 0.063329 | 0 | 0
| Fulton Hogan LaraSize 14, 20mm DGA Type SI 10-20% RAP | tonne | 55.225 | 0.055225 | 0 | 0
| Fulton Hogan LaraSize 7, 10, 14mm DGA Type H | tonne | 62.3282 | 0.062328 | 0 | 0
| Fulton Hogan Eastern CreekEME2 | tonne | 87.4391 | 0.087439 | 0 | 0
| Fulton Hogan Bushells RidgeDG14 AR450 R116 R15% | tonne | 77.733 | 0.077733 | 0 | 0
| Fulton Hogan Eastern CreekDG07 AR450 AS2150 | tonne | 92.2387 | 0.092239 | 0 | 0
| Fulton Hogan Bushells RidgeDG28 AR450 R116 R15% | tonne | 72.7297 | 0.07273 | 0 | 0
| Fulton Hogan Bushells RidgeDG20 AR450 R116 R20% | tonne | 74.8302 | 0.07483 | 0 | 0
| Fulton Hogan Eastern CreekGG10 AR450 AS2150 R10% | tonne | 89.2347 | 0.089235 | 0 | 0
| Fulton Hogan DandenongDoT - Section 422 Light Traffic Crumb Rubber Asphalt (LTCRA) | tonne | 64.3242 | 0.064324 | 0 | 0
| Fulton Hogan Bushells RidgeDG14 AR450 R116 SLAG | tonne | 77.9287 | 0.077929 | 0 | 0
| Fulton Hogan DandenongSize 7mm DGA Fine | tonne | 63.5223 | 0.063522 | 0 | 0
| Fulton Hogan DandenongSize 7, 10mm DGA Type L | tonne | 61.8216 | 0.061822 | 0 | 0
| Fulton Hogan Eastern CreekDG20 PortPhalt® | tonne | 82.3277 | 0.082328 | 0 | 0
| Fulton Hogan DandenongSize 10mm DGA Type L 10-20% RAP | tonne | 56.1188 | 0.056119 | 0 | 0
| Fulton Hogan DandenongSize 7, 10, 14mm DGA Type N | tonne | 62.1205 | 0.062121 | 0 | 0
| Fulton Hogan DandenongSize 7, 10, 14mm DGA Type H | tonne | 64.8208 | 0.064821 | 0 | 0
| Downer Gosnells Asphalt Manufacturing FacilityAC14 A15E 4B1A00 | tonne | 79.3251 | 0.079325 | 0 | 0
| Downer Bayswater Asphalt Manufacturing FacilityAC14 A10E HP 302278 | tonne | 82.7262 | 0.082726 | 0 | 0
| Fulton Hogan DandenongSize 10, 14mm DGA Type V | tonne | 61.2193 | 0.061219 | 0 | 0
| Fulton Hogan DandenongSize 20mm DGA Type SF | tonne | 66.3207 | 0.066321 | 0 | 0
| Fulton Hogan Bushells RidgePortPhalt®* | tonne | 82.2255 | 0.082225 | 0 | 0
| Fulton Hogan DandenongSize 14mm DGA Type SI 10% RAP | tonne | 61.418 | 0.061418 | 0 | 0
| Fulton Hogan DandenongSize 20mm DGA Type SS | tonne | 62.9183 | 0.062918 | 0 | 0
| Downer Adelaide Sustainable Road Resource Centre, WingfieldAC10 A5E R10 M | tonne | 83.4242 | 0.083424 | 0 | 0
| Fulton Hogan DandenongSize 14mm DGA Type H 10-20% RAP | tonne | 60.5175 | 0.060517 | 0 | 0
| Fulton Hogan DandenongSize 10mm PlastiPhalt ® | tonne | 62.2179 | 0.062218 | 0 | 0
| Fulton Hogan DandenongSize 14mm DGA Type N 10-20% RAP | tonne | 59.0166 | 0.059017 | 0 | 0
| Fulton Hogan Eastern CreekDG14 PortPhalt® | tonne | 86.9238 | 0.086924 | 0 | 0
| Fulton Hogan DandenongSize 20mm DGA Type SF 30-40% RAP | tonne | 55.0142 | 0.055014 | 0 | 0
| Fulton Hogan DandenongSize 20mm DGA Type SS 30% RAP | tonne | 52.8128 | 0.052813 | 0 | 0
| Fulton Hogan DandenongSize 20 mm DGA Type SI 30% RAP | tonne | 52.7126 | 0.052713 | 0 | 0
| Downer Adelaide Sustainable Road Resource Centre, WingfieldAC10 A5E R20 M | tonne | 79.7182 | 0.079718 | 0 | 0
| Fulton Hogan Eastern CreekDG14, DG20 and DG28 AR450 AS2150/AUSPEC/R117 R25% G≤10%* | tonne | 63.6131 | 0.063613 | 0 | 0
| Fulton Hogan Eastern CreekDG20 AR450 R116 R25% G≤10%* | tonne | 73.5151 | 0.073515 | 0 | 0
| Downer Bathurst Asphalt Manufacturing FacilityCM07 Cold Mix | tonne | 58.2101 | 0.05821 | 0 | 0
| Downer Adelaide Sustainable Road Resource Centre, WingfieldAC10 A5E R20 L | tonne | 76.4132 | 0.076413 | 0 | 0
| Downer Sydney Sustainable Road Resource Centre, RosehillAC14 A15E R30 H | tonne | 94.1162 | 0.094116 | 0 | 0
| Fulton Hogan Eastern CreekDG28 AR450 R116 R30% G≤10%* | tonne | 70.5121 | 0.070512 | 0 | 0
| Downer Brisbane Sustainable Road Resource Centre, BrendaleAC14 R50 Reconophalt | tonne | 48.4076 | 0.048408 | 0 | 0
| Fulton Hogan Bushells RidgeBC14 A10E AIRPORT | tonne | 99.2122 | 0.099212 | 0 | 0
| Fulton Hogan Eastern CreekDG14 A15E R116 R10% G≤2.5%* | tonne | 94.7112 | 0.094711 | 0 | 0
| Downer Hume Asphalt Manufacturing FacilityAC14 AE15 R10 | tonne | 90.7087 | 0.090709 | 0 | 0
| Fulton Hogan DandenongSize 14, 20mm PortPhalt® | tonne | 69.5063 | 0.069506 | 0 | 0
| Downer Adelaide Sustainable Road Resource Centre, WingfieldAC10 A15E R10 M | tonne | 77.6061 | 0.077606 | 0 | 0
| Downer Bathurst Asphalt Manufacturing FacilityAC14 A15E R10 H | tonne | 99.2062 | 0.099206 | 0 | 0
| Downer Archerfield Asphalt Manufacturing FacilityAC10 A15E R20 BCC | tonne | 87.8052 | 0.087805 | 0 | 0
| Downer Archerfield Asphalt Manufacturing FacilityAC15 A15E R15 A | tonne | 90.2022 | 0.090202 | 0 | 0
| Fulton Hogan Kembla GrangeOG10 A15E R119 | tonne | 82.5012 | 0.082501 | 0 | 0
| Fulton Hogan DandenongDoT - Section 404 Stone Mastic Asphalt (SMA) or AS2150 | tonne | 79.0004 | 0.079 | 0 | 0
| Fulton Hogan LaraSize 10mm SMA Type H/N | tonne | 83.1003 | 0.0831 | 0 | 0
| Fulton Hogan Kembla GrangeTHTAS10 | tonne | 98.5003 | 0.0985 | 0 | 0
| Fulton Hogan Eastern CreekSMA07 A15E | tonne | 107.0004 | 0.107 | 0 | 0
| Fulton Hogan Eastern CreekSMA10 A15E R121 | tonne | 108.0003 | 0.108 | 0 | 0
| Downer Archerfield Asphalt Manufacturing FacilitySMA14 A15E | tonne | 134.0003 | 0.134 | 0 | 0
| Boral CanberraDG10 10% RAP | tonne | 56.4 | 0.0564 | 0 | 0
| Boral CanberraDG10 INNOVO | tonne | 57.2 | 0.0572 | 0 | 0
| Boral CanberraDG14 | tonne | 64.6 | 0.0646 | 0 | 0
| Boral EnfieldDG14 C450 AUSP 30% RAP | tonne | 56.4 | 0.0564 | 0 | 0
| Boral EnfieldDG14 HD A15E HFA | tonne | 81 | 0.081 | 0 | 0
| Boral Allens' Asphalt CabooltureAC10, AC14, AC20 | tonne | 63.8 | 0.0638 | 0 | 0
| Boral Allens' Asphalt CabooltureCOUNCIL SPECIFIC MIX | tonne | 54.4 | 0.0544 | 0 | 0
| Boral Allens' Asphalt CabooltureEME2 | tonne | 54.4 | 0.0544 | 0 | 0
| Boral Charlton2232.20.AC14H | tonne | 70.5 | 0.0705 | 0 | 0
| Boral Charlton2235.20.AC20H | tonne | 69.4 | 0.0694 | 0 | 0
| Boral CharltonEME2 | tonne | 62.7 | 0.0627 | 0 | 0
| Boral Ispwich2143.19.EME2 | tonne | 72.5 | 0.0725 | 0 | 0
| Boral Ispwich2179.19.AC14H | tonne | 79.4 | 0.0794 | 0 | 0
| Boral Ispwich2187.19.AC20H | tonne | 77.6 | 0.0776 | 0 | 0
| Boral West Burleigh10mm Cold Mix | tonne | 55.8 | 0.0558 | 0 | 0
| Boral West Burleigh2008.15. AC14H | tonne | 67.9 | 0.0679 | 0 | 0
| Boral West Burleigh2009.15. AC20H | tonne | 66.7 | 0.0667 | 0 | 0
| Boral West Burleigh2120.19. EME2 | tonne | 68.7 | 0.0687 | 0 | 0
| Boral Gepps CrossA10E RAP10% | tonne | 67.5 | 0.0675 | 0 | 0
| Boral Gepps CrossDG10 RAP10% | tonne | 52.5 | 0.0525 | 0 | 0
| Boral Gepps CrossDG14 RAP15% | tonne | 42.4 | 0.0424 | 0 | 0
| Boral Gepps CrossCold mix | tonne | 41.1 | 0.0411 | 0 | 0
| Boral Gepps CrossInnovo 2 | tonne | 46.1 | 0.0461 | 0 | 0
| Boral Gepps CrossInnovo 3 | tonne | 51.4 | 0.0514 | 0 | 0
| Boral BallaratBCRA | tonne | 81.9 | 0.0819 | 0 | 0
| Boral BallaratC320 20Si | tonne | 59 | 0.059 | 0 | 0
| Boral BallaratC320 20Si 10% RAP | tonne | 56.6 | 0.0566 | 0 | 0
| Boral Deer ParkBCRA | tonne | 67.4 | 0.0674 | 0 | 0
| Boral Deer ParkC320 20Si | tonne | 49.5 | 0.0495 | 0 | 0
| Boral Deer ParkC320 20Si 10% RAP | tonne | 46.9 | 0.0469 | 0 | 0
| Boral MontroseBCRA | tonne | 55.9 | 0.0559 | 0 | 0
| Boral MontroseC320 20Si | tonne | 45.2 | 0.0452 | 0 | 0
| Boral MontroseC320 20Si 10% RAP | tonne | 46.3 | 0.0463 | 0 | 0
| Boral WelshpoolBitupack | tonne | 11.3 | 0.0113 | 0 | 0
| Boral WelshpoolDG14 JM45 | tonne | 58.3 | 0.0583 | 0 | 0
| Boral WelshpoolDG14 JM50 | tonne | 74.8 | 0.0748 | 0 | 0
| Boral WelshpoolDG20 JM49 | tonne | 58.2 | 0.0582 | 0 | 0
| Downer Bli Bli Asphalt Manufacturing FacilityAC14 A15E | tonne | 93.9 | 0.0939 | 0 | 0
| Fulton Hogan Kembla GrangeDG14 A15E R116 R10% | tonne | 76.098 | 0.076098 | 0 | 0
| Downer Archerfield Asphalt Manufacturing FacilityAC20 A15E R15 | tonne | 86.2965 | 0.086297 | 0 | 0
| Downer Brisbane Sustainable Road Resource Centre, BrendaleAC10 A15E R20 BCC | tonne | 77.8955 | 0.077895 | 0 | 0
| Downer Lindisfarne Asphalt Manufacturing FacilityAC14 Type H | tonne | 61.8961 | 0.061896 | 0 | 0
| Downer Lindisfarne Asphalt Manufacturing FacilityAC10 Type L | tonne | 60.3961 | 0.060396 | 0 | 0
| Downer Sydney Sustainable Road Resource Centre, RosehillAC14 A15E R10 H DG | tonne | 93.9937 | 0.093994 | 0 | 0
| Fulton Hogan LaraSize 10mm OGA (A20E) | tonne | 80.5939 | 0.080594 | 0 | 0
| Fulton Hogan Kembla GrangeDG14 A15E R116 SLAG | tonne | 92.6924 | 0.092692 | 0 | 0
| Downer Lindisfarne Asphalt Manufacturing FacilityAC14 Type L | tonne | 58.0951 | 0.058095 | 0 | 0
| Fulton Hogan Bushells RidgeOG10 A15E R119 | tonne | 92.0914 | 0.092091 | 0 | 0
| Fulton Hogan Bushells RidgeDG14 A15E R116 R10% | tonne | 95.09 | 0.09509 | 0 | 0
| Fulton Hogan Eastern CreekOG10 A15E R119 | tonne | 90.4903 | 0.09049 | 0 | 0
| Fulton Hogan Kembla GrangeOG10 A15E SLAG R119 | tonne | 96.9892 | 0.096989 | 0 | 0
| Downer Bli Bli Asphalt Manufacturing FacilityAC14 A15E R15 | tonne | 87.4901 | 0.08749 | 0 | 0
| Downer Brisbane Sustainable Road Resource Centre, BrendaleAC14 A15E R15 | tonne | 78.1903 | 0.07819 | 0 | 0
| Fulton Hogan LaraSize 10, 14mm DGA Type HP | tonne | 78.389 | 0.078389 | 0 | 0
| Fulton Hogan Eastern CreekDG14 A15E R116 SLAG | tonne | 95.3848 | 0.095385 | 0 | 0
| Fulton Hogan Bushells RidgeDG14 A15E R116 SLAG | tonne | 94.9846 | 0.094985 | 0 | 0
| Fulton Hogan Eastern CreekDG14 A15E AS2150 R15% | tonne | 84.686 | 0.084686 | 0 | 0
| Fulton Hogan DandenongDoT - Section 417 Open Graded Asphalt (OGA) | tonne | 83.8856 | 0.083886 | 0 | 0
| Downer Bli Bli Asphalt Manufacturing FacilityAC20 A15E | tonne | 83.4843 | 0.083484 | 0 | 0
| Fulton Hogan DandenongSize 10mm DGA Fine | tonne | 87.1835 | 0.087183 | 0 | 0
| Downer Brisbane Sustainable Road Resource Centre, BrendaleAC10 R40 Reconophalt | tonne | 51.8892 | 0.051889 | 0 | 0
| Fulton Hogan DandenongSize 10, 14mm DGA Type HP | tonne | 80.0826 | 0.080083 | 0 | 0
| Downer Brisbane Sustainable Road Resource Centre, BrendaleAC14 A15E R20 BCC | tonne | 68.784 | 0.068784 | 0 | 0
| Downer Shepparton Asphalt Manufacturing FacilityAC10 R10 NH | tonne | 74.3811 | 0.074381 | 0 | 0
| Downer Shepparton Asphalt Manufacturing FacilityAC14 R10 H | tonne | 73.7812 | 0.073781 | 0 | 0
| Fulton Hogan Kembla GrangeDG14 AR450 R118 CR | tonne | 92.7733 | 0.092773 | 0 | 0
| Downer Hume Asphalt Manufacturing FacilityAC10 H | tonne | 78.2758 | 0.078276 | 0 | 0
| Downer Hume Asphalt Manufacturing FacilityAC14 H | tonne | 76.3748 | 0.076375 | 0 | 0
| Downer Teralba Asphalt Manufacturing FacilityAC14 | tonne | 82.0722 | 0.082072 | 0 | 0
| Downer Hume Asphalt Manufacturing FacilityAC10 R15 H | tonne | 77.3724 | 0.077372 | 0 | 0
| Downer Mackay Asphalt Manufacturing FacilityAC10 H 4098 | tonne | 91.366 | 0.091366 | 0 | 0
| Fulton Hogan Bushells RidgeDG14 AR450 R118 CR | tonne | 97.2628 | 0.097263 | 0 | 0
| Downer Mackay Asphalt Manufacturing FacilityAC10 | tonne | 89.2656 | 0.089266 | 0 | 0
| Downer Albany Asphalt Manufacturing FacilityAC 07 | tonne | 70.972 | 0.070972 | 0 | 0
| Downer Hope Valley Asphalt Manufacturing FacilityEME2 14 | tonne | 72.3711 | 0.072371 | 0 | 0
| Downer Teralba Asphalt Manufacturing FacilityAC14 R10 H | tonne | 78.9673 | 0.078967 | 0 | 0
| Downer Mackay Asphalt Manufacturing FacilityAC14 4906 | tonne | 86.3641 | 0.086364 | 0 | 0
| Downer Teralba Asphalt Manufacturing FacilityAC10 R20 | tonne | 80.8662 | 0.080866 | 0 | 0
| Downer Mackay Asphalt Manufacturing FacilityAC14 | tonne | 83.2642 | 0.083264 | 0 | 0
| Fulton Hogan DandenongSize 14mm PlastiPhalt ® | tonne | 73.4682 | 0.073468 | 0 | 0
| Downer Teralba Asphalt Manufacturing FacilityAC14 R20 H | tonne | 76.5645 | 0.076564 | 0 | 0
| Downer Lismore Asphalt Manufacturing FacilityAC10 H | tonne | 74.765 | 0.074765 | 0 | 0
| Downer Gosnells Asphalt Manufacturing FacilityAC20 C600 R9 2C4B00 | tonne | 62.9703 | 0.06297 | 0 | 0
| Downer Albany Asphalt Manufacturing FacilityAC14 | tonne | 65.1687 | 0.065169 | 0 | 0
| Downer Wodonga Asphalt Manufacturing FacilityAC10 R10 Reconophalt | tonne | 78.6618 | 0.078662 | 0 | 0
| Fulton Hogan LaraSize 10mm LTCRA ≤10% RAP ≤5% Glass | tonne | 60.7701 | 0.06077 | 0 | 0
| Downer Lismore Asphalt Manufacturing FacilityAC10 | tonne | 67.7652 | 0.067765 | 0 | 0
| Downer Wodonga Asphalt Manufacturing FacilityAC14 R20 H | tonne | 77.5599 | 0.07756 | 0 | 0
| Fulton Hogan Bushells RidgeDG14 AR450 R116 G2.5% | tonne | 80.3581 | 0.080358 | 0 | 0
| Downer Teralba Asphalt Manufacturing FacilityAC20 R25 H | tonne | 73.1616 | 0.073162 | 0 | 0
| Fulton Hogan Kembla GrangeDG14 AR450 R116 R15% G≤10%* | tonne | 69.4631 | 0.069463 | 0 | 0
| Downer Swanbank Asphalt Manufacturing FacilityAC14 | tonne | 79.9567 | 0.079957 | 0 | 0
| Downer Gippsland Asphalt Manufacturing FacilityAC10 | tonne | 77.5578 | 0.077558 | 0 | 0
| Downer Hope Valley Asphalt Manufacturing FacilityAC10 1E0A00 | tonne | 63.4653 | 0.063465 | 0 | 0
| Fulton Hogan Eastern CreekDG10 AR450 R116 R15% G≤2.5%* | tonne | 81.6551 | 0.081655 | 0 | 0
| Downer Gosnells Asphalt Manufacturing FacilityAC20 R24 2C0E00 | tonne | 60.5662 | 0.060566 | 0 | 0
| Downer Sydney Sustainable Road Resource Centre, RosehillAC14 R20 HD | tonne | 75.6575 | 0.075657 | 0 | 0
| Downer Swanbank Asphalt Manufacturing FacilityAC20 | tonne | 77.8561 | 0.077856 | 0 | 0
| Downer Adelaide Sustainable Road Resource Centre, WingfieldAC7 R10 | tonne | 72.2572 | 0.072257 | 0 | 0
| Fulton Hogan LaraSize 20mm DGA Type SF 10-20% RAP | tonne | 56.4661 | 0.056466 | 0 | 0
| Downer Reconophalt NSWAC20 AR450 A | tonne | 62.9605 | 0.062961 | 0 | 0
| Downer Bli Bli Asphalt Manufacturing FacilityAC14 | tonne | 80.8489 | 0.080849 | 0 | 0
| Fulton Hogan Kembla GrangeDG07 AR450 AS2150 | tonne | 79.2497 | 0.07925 | 0 | 0
| Downer Archerfield Asphalt Manufacturing FacilityC14 R15 | tonne | 77.1509 | 0.077151 | 0 | 0
| Fulton Hogan Eastern CreekDG10 AR450 AS2150/AUSPEC/R117 R20% G≤2.5%* | tonne | 71.8531 | 0.071853 | 0 | 0
| Fulton Hogan Eastern CreekDG14 AR450 R116 R20% G≤2.5%* | tonne | 74.7511 | 0.074751 | 0 | 0
| Downer Sydney Sustainable Road Resource Centre, RosehillAC20 R30 | tonne | 69.3529 | 0.069353 | 0 | 0
| Fulton Hogan Bushells RidgeDG07 AR450 R116 | tonne | 87.6401 | 0.08764 | 0 | 0
| Fulton Hogan Kembla GrangeEME2 | tonne | 70.9487 | 0.070949 | 0 | 0
| Downer Sydney Sustainable Road Resource Centre, RosehillAC28 R30 | tonne | 66.3518 | 0.066352 | 0 | 0
| Fulton Hogan DandenongSize 14, 20mm DGA Type SI 20% RAP ≤5% Glass | tonne | 57.2582 | 0.057258 | 0 | 0
| Downer Hume Asphalt Manufacturing FacilityAC14 R20 HD | tonne | 73.2457 | 0.073246 | 0 | 0
| Fulton Hogan Bushells RidgeGG10 AR450 AS2150 R10% | tonne | 82.136 | 0.082136 | 0 | 0
| Downer Bayswater Asphalt Manufacturing FacilityAC14 H N 302252 | tonne | 58.7538 | 0.058754 | 0 | 0
| Downer Bayswater Asphalt Manufacturing FacilityAC10 R19 H N 302151 | tonne | 58.9536 | 0.058954 | 0 | 0
| Fulton Hogan Kembla GrangeDG10 AR450 R116 R15% | tonne | 71.9428 | 0.071943 | 0 | 0
| Downer Brisbane Sustainable Road Resource Centre, BrendaleEME14 R15 | tonne | 64.5482 | 0.064548 | 0 | 0
| Downer Brisbane Sustainable Road Resource Centre, BrendaleAC14 R15 | tonne | 66.8458 | 0.066846 | 0 | 0
| Downer Somerton Asphalt Manufacturing FacilityAC20 C600 SS 303316 | tonne | 56.4539 | 0.056454 | 0 | 0
| Fulton Hogan Bushells RidgeDG10 AR450 R116 R10% | tonne | 79.2348 | 0.079235 | 0 | 0
| Fulton Hogan Kembla GrangeDG14 AR450 R116 SLAG | tonne | 73.6393 | 0.073639 | 0 | 0
| Downer Somerton Asphalt Manufacturing FacilityAC14 R19 N H 303252 | tonne | 60.3479 | 0.060348 | 0 | 0
| Downer Mowbray Asphalt Manufacturing FacilityAC14 PSV 54 Type H | tonne | 61.7461 | 0.061746 | 0 | 0
| Downer Mowbray Asphalt Manufacturing FacilityAC14 PSV54 Type N | tonne | 61.7461 | 0.061746 | 0 | 0
| Downer Bayswater Asphalt Manufacturing FacilityAC20 R37 SF 302324 | tonne | 54.7492 | 0.054749 | 0 | 0
| Fulton Hogan Kembla GrangeDG10 AR450 AS2150 R15% | tonne | 61.342 | 0.061342 | 0 | 0
| Fulton Hogan Kembla GrangeDG28 AR450 R116 R25% | tonne | 64.5371 | 0.064537 | 0 | 0
| Downer Brisbane Sustainable Road Resource Centre, BrendaleAC14 R20 BCC | tonne | 57.9416 | 0.057942 | 0 | 0
| Fulton Hogan Kembla GrangeDG14 AR450 AS2150 R20% | tonne | 57.9393 | 0.057939 | 0 | 0
| Downer Adelaide Sustainable Road Resource Centre, WingfieldAC10 R50 Reconophalt Fine | tonne | 53.5432 | 0.053543 | 0 | 0
| Fulton Hogan LaraSize 7, 10mm DGA Type L | tonne | 64.629 | 0.064629 | 0 | 0
| Fulton Hogan LaraSize 7, 10, 14mm DGA Type N | tonne | 62.3282 | 0.062328 | 0 | 0
| Downer Lindisfarne Asphalt Manufacturing FacilityAC10 R10 Reconophalt | tonne | 63.8252 | 0.063825 | 0 | 0
| Downer Somerton Asphalt Manufacturing FacilityAC20 R29 SI 303313 | tonne | 49.0412 | 0.049041 | 0 | 0
| Fulton Hogan LaraSize 10mm DGA Type L 10% RAP | tonne | 60.1276 | 0.060128 | 0 | 0
| Fulton Hogan DandenongSize 14, 20mm DGA Type SI | tonne | 63.8191 | 0.063819 | 0 | 0
| Fulton Hogan DandenongSize 10mm DGA Type H 10-20% RAP | tonne | 63.4189 | 0.063419 | 0 | 0
| Fulton Hogan DandenongDoT - Section 405 Regulation Gap Graded Asphalt (RGG) | tonne | 60.7209 | 0.060721 | 0 | 0
| Fulton Hogan Kembla GrangeDG20 AR450 R116 R20% G≤10%* | tonne | 68.1091 | 0.068109 | 0 | 0
| Downer Sydney Sustainable Road Resource Centre, RosehillAC20 R30 G10 | tonne | 69.1624 | 0.069162 | 0 | 0
| Fulton Hogan Eastern CreekDG10 A15E R116 R10% | tonne | 100.0951 | 0.1001 | 0 | 0
| Asphalt, 1MG1075 MRWA 10MM 75B C320 asphalt (BGC (Australia) Pty Ltd) (Australia) | tonne | 72.4205 | 0.072421 | 0 | 0
| Asphalt, 1MG1475 MRWA 14MM 75B INTERSECTION C320 asphalt (BGC (Australia) Pty Ltd) (Australia) | tonne | 70.2787 | 0.070279 | 0 | 0
| Asphalt, 1MIG1475 MRWA INTERMEDIATE 14MM 75B C320 asphalt (BGC (Australia) Pty Ltd) (Australia) | tonne | 70.1492 | 0.070149 | 0 | 0
| Asphalt, 1L750X10 LAT 7MM 50B 1% OXIDE asphalt (BGC (Australia) Pty Ltd) (Australia) | tonne | 76.1187 | 0.076119 | 0 | 0
| Asphalt, 4MIG2075B MRWA INTERMEDIATE 20MM 75B 10% RAP C600 asphalt (BGC (Australia) Pty Ltd) (Australia) | tonne | 68.8205 | 0.068821 | 0 | 0
| Asphalt, 11G750 GRAN 7MM 50B asphalt (BGC (Australia) Pty Ltd) (Australia) | tonne | 60.9392 | 0.060939 | 0 | 0
| Asphalt, 7MIG2075D MRWA INTERMEDIATE 20MM 75B 20% RAP C450 asphalt (BGC (Australia) Pty Ltd) (Australia) | tonne | 65.8806 | 0.065881 | 0 | 0
| Asphalt, 1G735 GRAN 7MM 35B asphalt (BGC (Australia) Pty Ltd) (Australia) | tonne | 59.6726 | 0.059673 | 0 | 0
| Asphalt, 1G1050 GRAN 10MM 50B asphalt (BGC (Australia) Pty Ltd) (Australia) | tonne | 57.4506 | 0.057451 | 0 | 0
| Asphalt, 1G1450 GRAN 14MM 50B asphalt (BGC (Australia) Pty Ltd) (Australia) | tonne | 56.6124 | 0.056612 | 0 | 0
| Asphalt, 1G1075 GRAN 10MM 75B asphalt (BGC (Australia) Pty Ltd) (Australia) | tonne | 56.6989 | 0.056699 | 0 | 0
| Asphalt, 1G1050B GRAN 10MM 50B 10% RAP asphalt (BGC (Australia) Pty Ltd) (Australia) | tonne | 55.1577 | 0.055158 | 0 | 0
| Asphalt, 1G1475 GRAN 14MM 75B asphalt (BGC (Australia) Pty Ltd) (Australia) | tonne | 54.1473 | 0.054147 | 0 | 0
| Asphalt, 1G1075B GRAN 10MM 75B 10% RAP asphalt (BGC (Australia) Pty Ltd) (Australia) | tonne | 54.4369 | 0.054437 | 0 | 0
| Asphalt, 1G1050D GRAN 10MM 50B 20% RAP asphalt (BGC (Australia) Pty Ltd) (Australia) | tonne | 54.2303 | 0.05423 | 0 | 0
| Asphalt, 1G1450B GRAN 14MM 50B 10% RAP asphalt (BGC (Australia) Pty Ltd) (Australia) | tonne | 52.393 | 0.052393 | 0 | 0
| Asphalt, 1G1475B GRAN 14MM 75B 10% RAP asphalt (BGC (Australia) Pty Ltd) (Australia) | tonne | 53.1272 | 0.053127 | 0 | 0
| Asphalt, 1G1450D GRAN 14MM 50B 20% RAP asphalt (BGC (Australia) Pty Ltd) (Australia) | tonne | 51.934 | 0.051934 | 0 | 0
| Asphalt, 1G1475D GRAN 14MM 75B 20% RAP asphalt (BGC (Australia) Pty Ltd) (Australia) | tonne | 51.6354 | 0.051635 | 0 | 0
| Asphalt, BITUMATE (ResourceCo) (Australia) | tonne | 5.8327 | 0.0058327 | 0 | 0
| Asphalt, 1SMAG750 SMA GRAN 7MM 50 asphalt (BGC (Australia) Pty Ltd) (Australia) | tonne | 62.1622 | 0.062162 | 0 | 0
| Asphalt, FAC7 R10 (C320) (Fulton Hogan Ltd) (Australia) | tonne | 62.3113 | 0.062311 | 0 | 0
| Asphalt, FAC10 R10 (C170) manufactured in Mile End (Fulton Hogan Ltd) (Australia) | tonne | 60.6113 | 0.060611 | 0 | 0
| Asphalt, FAC10 R10 (C320) (Fulton Hogan Ltd) (Australia) | tonne | 60.6113 | 0.060611 | 0 | 0
| Asphalt, AC10L R10 A5E (Fulton Hogan Ltd) (Australia) | tonne | 86.3994 | 0.086399 | 0 | 0
| Asphalt, AC10L R20 A5E (Fulton Hogan Ltd) (Australia) | tonne | 80.5122 | 0.080512 | 0 | 0
| Asphalt, AC10M C320L R10 (Fulton Hogan Ltd) (Australia) | tonne | 69.3133 | 0.069313 | 0 | 0
| Asphalt, AC10M R10 A5E (Fulton Hogan Ltd) (Australia) | tonne | 84.2934 | 0.084293 | 0 | 0
| Asphalt, AC14M R10 (Fulton Hogan Ltd) (Australia) | tonne | 56.5103 | 0.05651 | 0 | 0
| Asphalt, AC14M R20 (Fulton Hogan Ltd) (Australia) | tonne | 56.1955 | 0.056196 | 0 | 0
| Asphalt, AC14M R30 (Fulton Hogan Ltd) (Australia) | tonne | 55.8935 | 0.055894 | 0 | 0
| Asphalt, AC14M R40 (Fulton Hogan Ltd) (Australia) | tonne | 54.7218 | 0.054722 | 0 | 0
| Asphalt, AC14M R10 A15E (Fulton Hogan Ltd) (Australia) | tonne | 73.7604 | 0.07376 | 0 | 0
| Asphalt, AC14M R10 A5E (Fulton Hogan Ltd) (Australia) | tonne | 85.2954 | 0.085295 | 0 | 0
| Asphalt, SMA10 A5E (Fulton Hogan Ltd) (Australia) | tonne | 95.3004 | 0.0953 | 0 | 0
| Asphalt, SMA10 A5E (CKD) (Fulton Hogan Ltd) (Australia) | tonne | 95.3004 | 0.0953 | 0 | 0
| Asphalt, OG14 A15E (Fulton Hogan Ltd) (Australia) | tonne | 87.1003 | 0.0871 | 0 | 0
| Asphalt, AC7L R10 (Fulton Hogan Ltd) (Australia) | tonne | 66.2965 | 0.066297 | 0 | 0
| Asphalt, AC7L R20 (Fulton Hogan Ltd) (Australia) | tonne | 65.2955 | 0.065296 | 0 | 0
| Asphalt, AC7L R30 (Fulton Hogan Ltd) (Australia) | tonne | 64.3945 | 0.064395 | 0 | 0
| Asphalt, AC10L R10 (Fulton Hogan Ltd) (Australia) | tonne | 61.8955 | 0.061896 | 0 | 0
| Asphalt, AC10L R20 (Fulton Hogan Ltd) (Australia) | tonne | 60.9945 | 0.060995 | 0 | 0
| Asphalt, AC10L R30 (Fulton Hogan Ltd) (Australia) | tonne | 60.0925 | 0.060093 | 0 | 0
| Asphalt, AC10M R20 (Fulton Hogan Ltd) (Australia) | tonne | 61.0945 | 0.061095 | 0 | 0
| Asphalt, AC10M R30 (Fulton Hogan Ltd) (Australia) | tonne | 60.0925 | 0.060093 | 0 | 0
| Asphalt, Plastiphalt (Fulton Hogan Ltd) (Australia) | tonne | 54.2221 | 0.054222 | 0 | 0
| Asphalt, Tyrephalt (Fulton Hogan Ltd) (Australia) | tonne | 61.4001 | 0.0614 | 0 | 0
| Asphalt, Busphalt (Fulton Hogan Ltd) (Australia) | tonne | 60.2261 | 0.060226 | 0 | 0
| Asphalt, AC14 Jetbind-E (Fulton Hogan Ltd) (Australia) | tonne | 65.4279 | 0.065428 | 0 | 0
| Asphalt, AC14 R15 Jetbind-E (Fulton Hogan Ltd) (Australia) | tonne | 64.1253 | 0.064125 | 0 | 0

## Building_services
Mechanical, electrical, plumbing services
Sub-category description: | Determination of a generic buildings services rate as named in the material category. Includes mechanical, electrical and heating, ventilation and air conditioning.
Qualitative assessment: | During consultation it was found that estimating the upfront carbon emissions for Building Services represented a challenge. Quantitative data on materials used in a building is not typically available, and products are often not identified in sufficient detail to determine material. Appointing the appropriate emission factor and verifying quantities and product types is currently not achievable. Emission factors are also not always available for key components of Building Services i.e. centralised units. Building Services emission factors have instead been amalgamated to square meter rates dependent on the type of building. Emission factors are based on a detailed study conducted by Carbon Leadership Forum. The study is limited to expert agreed commercial residential buildings in America's north west. This may mean some items are oversized for the Australian context i.e. ducting due to predominantly cooler climates in the study's buildings.
Geographical rating: | Untiered
EF source data rating; | Untiered
Market coverage rating; | Untiered
Data quality rating: | Untiered
Notes: | Building services includes electrical, mechanical and plumbing services in a building. It excludes transportation services i.e. lifts and escalators. It does not include use phase of these services i.e. electricity consumption of lighting of the building or leakage of refrigerants. Categories were defined during industry consultation. EFs are based on detailed study conducted by Carbon Leadership Forum (CLF). The study is limited to expert agreed commercial residential buildings in America's north west. In the CLF report, data were taken from a sample of 16 buildings. Please see the table starting in cell N15. Buildings were regrouped into the NABERS building types. This range of data makes it possible to calculate a min/max/average.
Data sources and statistics:
|  |  | Upfront carbon emissions |  | Upfront carbon storage |  |  |  |  | MEP services emissions |  | Sum of GWP [kg CO2e/m2] |  |  |  |  | Sum of GWP [kg CO2e/kg] |  |  |  |  | Sum of Midpoint of material quantity estimate (calculated) [kg/m2]
| Mechanical, electrical, plumbing services | Declared unit | Emissions (kg CO₂e/unit) | Emissions (kg CO₂e/kg) | Storage (kg CO₂e/unit) | Storage (kg CO₂e/kg) | Helper |  | Notes | Building type | Building model | Electrical | Mechanical | Plumbing | Grand Total | Warehouse non-refrigerated | Electrical | Mechanical | Plumbing | Grand Total | Warehouse non-refrigerated | Electrical | Mechanical | Plumbing | Grand Total | Warehouse non-refrigerated
| Low or mid rise office, hotel or retail building (≤10 floors) | Unit | m² | kg | m² | kg | Low or mid rise office, hotel or retail building (≤10 floors) | Unit | All offices commercial buildings ≤4 floors or ≤7500 sqm GFA | Standard Office |  | 59.4403 | 305.3938 | 53.773 | 418.6071 |  | 2.1811 | 3.2835 | 2.6704 | 2.9816 |  | 27.2521 | 93.0097 | 20.1368 | 140.3986
|  | Max in category EF | 66.9525 | 3.1104 | 0 | 0 | Low or mid rise office, hotel or retail building (≤10 floors) | Max in category EF | Max value from category ‘Xsmall’ |  | Large Standard a | 7.09 | 35.5815 | 6.233 | 48.9046 |  | 1.9082 | 3.5523 | 2.6435 | 3.0394 |  | 3.7157 | 10.0165 | 2.3579 | 16.0901
|  | Min in category EF | 41.263 | 2.7709 |  |  | Low or mid rise office, hotel or retail building (≤10 floors) | Min in category EF |  |  | Large Standard b | 7.09 | 41.7093 | 6.233 | 55.0324 |  | 1.9082 | 3.1985 | 2.6435 | 2.8792 |  | 3.7157 | 13.0402 | 2.3579 | 19.1137
|  | Average EF | 55.3381 | 2.9481 | 0 | 0 | Low or mid rise office, hotel or retail building (≤10 floors) | Average EF |  |  | Medium Standard a | 11.7143 | 48.2257 | 6.3703 | 66.3104 |  | 4.63 | 4.0669 | 2.6443 | 3.9477 |  | 2.5301 | 11.858 | 2.409 | 16.7971
| Residential building | Unit | m² | kg | m² | kg | Residential building | Unit | All residential buildings |  | Medium Standard b | 11.7143 | 43.2413 | 6.3703 | 61.326 |  | 4.63 | 3.1404 | 2.6443 | 3.278 |  | 2.5301 | 13.7695 | 2.409 | 18.7086
|  | Max in category EF | 57.3862 | 2.6881 | 0 | 0 | Residential building | Max in category EF |  |  | Small Standard a | 6.3324 | 27.7821 | 7.0797 | 41.1942 | 13.4121 | 1.1001 | 2.8421 | 2.6455 | 2.2625 | 1.5905 | 5.7564 | 9.7752 | 2.6761 | 18.2077 | 8.4325
|  | Min in category EF | 41.1942 | 2.2625 |  |  | Residential building | Min in category EF |  |  | Small Standard b | 6.3324 | 43.974 | 7.0797 | 57.3862 | 13.4121 | 1.1001 | 3.838 | 2.6455 | 2.8852 | 1.5905 | 5.7564 | 11.4574 | 2.6761 | 19.8899 | 8.4325
|  | Average EF | 46.7585 | 2.2625 | 0 | 0 | Residential building | Average EF | Avg value from category ‘small’ and xsmall low performance, MIN for avg EF |  | XSmall Standard a | 4.5834 | 29.4762 | 7.2034 | 41.263 | 11.7868 | 2.8223 | 2.8586 | 2.7438 | 2.8338 | 2.7738 | 1.624 | 10.3115 | 2.6253 | 14.5608 | 4.2493
| Warehouse or industrial building | Unit | m² | kg | m² | kg | Warehouse or industrial building | Unit | All non-refrigerated/non-climate controlled warehouses/industrial facilities |  | XSmall Standard b | 4.5834 | 35.4037 | 7.2034 | 47.1905 | 11.7868 | 2.8223 | 2.77 | 2.7438 | 2.7709 | 2.7738 | 1.624 | 12.7813 | 2.6253 | 17.0306 | 4.2493
|  | Max in category EF | 13.4121 | 2.7738 | 0 | 0 | Warehouse or industrial building | Max in category EF | Remove all mechanical from total as not required/used. Max of 'small and 'xsmall' low performance, | High performance office |  | 93.5634 | 385.424 | 53.773 | 532.7604 |  | 2.8241 | 3.4153 | 2.6704 | 3.2071 |  | 33.1306 | 112.8513 | 20.1368 | 166.1186
|  | Min in category EF | 11.7868 | 1.5905 |  |  | Warehouse or industrial building | Min in category EF |  |  | Large HP a | 8.6011 | 60.0096 | 6.233 | 74.8437 |  | 3.457 | 4.1527 | 2.6435 | 3.8786 |  | 2.488 | 14.4506 | 2.3579 | 19.2966
|  | Average EF | 12.5995 | 2.1822 | 0 | 0 | Warehouse or industrial building | Average EF |  |  | Large HP b | 8.6011 | 56.6105 | 6.233 | 71.4446 |  | 3.4387 | 3.1727 | 2.6435 | 3.1471 |  | 2.5013 | 17.8428 | 2.3579 | 22.7019
| Hospital or high services intensity building | Unit | m² | kg | m² | kg | Hospital or high services intensity building | Unit | All hospitals |  | Medium HP a | 8.8356 | 39.8496 | 6.3703 | 55.0555 |  | 3.4766 | 3.3 | 2.6443 | 3.2336 |  | 2.5415 | 12.0756 | 2.409 | 17.0261
|  | Max in category EF | 74.8437 | 3.9477 | 0 | 0 | Hospital or high services intensity building | Max in category EF | Max value from ‘high performance buildings’ |  | Medium HP b | 8.9728 | 59.2404 | 6.3703 | 74.5835 |  | 3.4909 | 3.3682 | 2.6443 | 3.3049 |  | 2.5704 | 17.5882 | 2.409 | 22.5676
|  | Min in category EF | 55.0555 | 2.912 |  |  | Hospital or high services intensity building | Min in category EF |  |  | Small HP a | 15.931 | 42.0662 | 7.0797 | 65.0769 |  | 2.6099 | 3.3456 | 2.6455 | 3.0476 |  | 6.1041 | 12.5736 | 2.6761 | 21.3538
|  | Average EF | 66.0397 | 3.2937 | 0 | 0 | Hospital or high services intensity building | Average EF |  |  | Small HP b | 15.931 | 35.8466 | 7.0797 | 58.8573 |  | 2.6099 | 3.1357 | 2.6455 | 2.912 |  | 6.1041 | 11.4318 | 2.6761 | 20.212
| High rise office, hotel or retail building (>10 floors) | Unit | m² | kg | m² | kg | High rise office, hotel or retail building (>10 floors) | Unit | All offices and commercial buildings (>4 floors) >7500 sqm GFA |  | XSmall HP a | 13.3454 | 45.3975 | 7.2034 | 65.9463 |  | 2.4665 | 3.4482 | 2.7438 | 3.1104 |  | 5.4106 | 13.1656 | 2.6253 | 21.2016
|  | Max in category EF | 74.8437 | 3.8786 | 0 | 0 | High rise office, hotel or retail building (>10 floors) | Max in category EF | Max value from ‘large’ |  | XSmall HP b | 13.3454 | 46.4037 | 7.2034 | 66.9525 |  | 2.4665 | 3.3814 | 2.7438 | 3.077 |  | 5.4106 | 13.7231 | 2.6253 | 21.759
|  | Min in category EF | 48.9046 | 2.8792 |  |  | High rise office, hotel or retail building (>10 floors) | Min in category EF |  | Grand Total |  | 153.0038 | 690.8179 | 107.5459 | 951.3675 |  | 2.5339 | 3.3558 | 2.6704 | 3.1038 |  | 60.3827 | 205.8609 | 40.2735 | 306.5172
|  | Average EF | 62.5563 | 3.2361 | 0 | 0 | High rise office, hotel or retail building (>10 floors) | Average EF
[10 empty] | Reference: | External link - LCA of MEP and TI in Buildings - Carbon Leadership Forum
Rodriguez, B.X., Lee H.W., Simonen, K., Huang, M. (2018) Life Cycle Assessment (LCA) for Low Carbon Construction: Mechanical, Electrical, and Plumbing in Commercial Office Buildings, Final Report.
Rodriguez, B.X., Lee H.W., Simonen, K., Huang, M. (2018) Life Cycle Assessment (LCA) for Low Carbon Construction: Mechanical, Electrical, and Plumbing in Commercial Office Buildings, Data: CLF MEP LCA Calculator.xlsx

## Carpet_flooring
Carpet flooring
Sub-category description: | Carpet for flooring including carpet tiles.
Qualitative assessment: | No Australian EPDs. ~30 international EPDs, from New Zealand, North America and Europe Unknown how large or diverse products on market are. Reasonable number of products. Main supplier believed to be China. High use of regional proxy data.
Geographical rating | Tier 4
EF source data rating | Tier 1
Market coverage rating | Tier 3
TOTAL | Tier 4
Notes: | Numerous styles of carpet piles and thickness
Data sources and statistics:
|  |  | Upfront carbon emissions |  | Upfront carbon storage
| Carpet flooring | Declared unit | Upfront carbon emissions (kg CO2e/quantity) | Upfront carbon emissions (kg CO2e/kg) | Upfront carbon storage (kg CO2e/quantity) | Upfront carbon storage (kg CO2e/kg)
|  | Quantity | m² | kg | m² | kg
|  | Max | 28.52 | 11.0973 | 1.33 | 0.33085
|  | Min | 4.1 | 1.3426 | 0 | 0
|  | Average | 13.6657 | 4.1825 | 0.051154 | 0.012725
List
| Carpet, Colortec RE:THINK 500g, 1300g/m2 (Dansk Wilton) (Global) | m² | 25.66 | 10.827 | 0 | 0
| Carpet tile, Vibe carpet tiles (Burmatex) (United Kingdom) | m² | 9.4324 | 2.2566 | 0 | 0
| Carpet, Colortec RE:THINK 500g, 1100g/m2 (Dansk Wilton) (Global) | m² | 22.704 | 10.4627 | 0 | 0
| Carpet tile, Nexus Cushion Modular Carpet Tile -Ultima 19oz face weight (J+J Flooring) (Global) | m² | 17.6 | 4.1706 | 0 | 0
| Carpet tile, Nexus Cushion Modular Carpet Tile - Encore 100 19oz face weight (J+J Flooring) (Global) | m² | 14.4 | 3.4123 | 0 | 0
| Carpet tile, Nexus Cushion Modular Carpet Tile - TerePlex 19oz face weight (J+J Flooring) (Global) | m² | 17.5 | 4.1469 | 0 | 0
| Carpet, Endure Plus Broadloom carpet - Ultima (J+J Flooring) (North America) | m² | 12.3 | 3.7386 | 0 | 0
| Carpet, Endure Plus Broadloom carpet - Encore (J+J Flooring) (North America) | m² | 8.53 | 2.5927 | 0 | 0
| Carpet, Endure Plus Broadloom carpet - TeraPlex (J+J Flooring) (North America) | m² | 12.5 | 3.7994 | 0 | 0
| Carpet tile, Nexus Cushion Modular Carpet Tile -Ultima (EF Contract) (North America) | m² | 17.6 | 4.1706 | 0 | 0
| Carpet tile, Nexus Cushion Modular Carpet Tile - Encore 100 (EF Contract) (North America) | m² | 14.4 | 3.4123 | 0 | 0
| Carpet tile, Nexus Cushion Modular Carpet Tile - TerePlex (EF Contract) (North America) | m² | 17.5 | 4.1469 | 0 | 0
| Carpet, Endure Plus Broadloom carpet - Ultima (EF Contract) (North America) | m² | 12.3 | 3.7386 | 0 | 0
| Carpet, Endure Plus Broadloom carpet - Encore (EF Contract) (North America) | m² | 8.53 | 2.5927 | 0 | 0
| Carpet, Endure Plus Broadloom carpet - TeraPlex (EF Contract) (North America) | m² | 12.5 | 3.7994 | 0 | 0
| Carpet, Colortec RE:THINK 500g, 1500g/m2 (Dansk Wilton) (Global) | m² | 28.52 | 11.0973 | 0 | 0
| Carpet Flooring, EcoWorx® Carpet Tile (US Made UK Market) with EcoSolution Q®, Solution Q®, or Solution Q Extreme® Face Fibre (Shaw Contract (Shaw Europe Ltd.)) (Global) | m² | 9.0806 | 2.8919 | 0 | 0
| Carpet Flooring, Modular resilient flooring 4.5mm LVT (Interface) (Global) | m² | 9.13 | 1.3426 | 0 | 0
| Carpet Flooring, Modular carpet on GlasBac (Interface) (Americas) | m² | 4.78 | 1.4937 | 0 | 0
| Carpet Flooring, Modular carpet on GlasBac (Interface) (APAC) | m² | 5.54 | 1.6788 | 0 | 0
| Carpet Flooring, Cord carpet roll (Tretford Carpet) (Global) | m² | 4.1 | 1.3898 | 0 | 0
| Carpet Flooring, StrataWorx Carpet Tile with EcoSolution Q, Solution Q, or Solution Q Extreme Face Fiber (Shaw Contract (Shaw Europe Ltd.)) (North America) | m² | 7.29 | 3.7385 | 0 | 0
| Carpet, threads® carpet tiles (Burmatex Limited) (Global) | m² | 5.6418 | 1.4034 | 1.33 | 0.33085
| Carpet, Wool Broadloom Carpet – 50oz/yd2 (Bremworth Carpets and Rugs Limited) (New Zealand) | m² | 18.36 | 5.3575 | 0 | 0
| Carpet, Wool Broadloom Carpet – 40oz/yd2 (Bremworth Carpets and Rugs Limited) (New Zealand) | m² | 14.83 | 5.098 | 0 | 0
| Carpet, Wool Broadloom Carpet - 70oz/yd2 (Bremworth Carpets and Rugs Limited) (New Zealand) | m² | 24.58 | 5.9849 | 0 | 0

## Ceiling_Wall_generic
Ceiling and wall systems
Sub-category description: | Represents a generic wall or ceiling system as named in the material category. Includes framing and sheeting.
Qualitative assessment:
Geographical rating: | Untiered
EF source data rating: | Untiered
Market coverage rating: | Untiered
Data quality rating: | Untiered
Notes:
[11 empty] | Tier 2 | Tier 4 | Tier 2 | Tier 4 | Tier 2 | Tier 3 | Tier 2
Data sources and statistics: | Masses have been provided by quantity surveyor estimates and area density data. Assembly assumed to occur onsite with waste not amalgamated into this emission factor but applied as A5 in the calculator according to the waste rate.
|  |  | Upfront carbon emissions |  | Upfront carbon storage | [5 empty] | Assembly calculator
| Ceiling and wall systems | Declared unit | Emissions (kg CO₂e/unit) | Emissions (kg CO₂e/kg) | Storage (kg CO₂e/unit) | Storage (kg CO₂e/kg) |  |  | Helper |  | Structural framing steel (cold rolled - lightweight) | Plasterboard | Softwood | AAC panel (inc. reinforced) | Fibre cement board | Ceiling tile | Aluminium extruded powder coated | Notes
| Wall system steel frame - 2 sides plasterboard (92mm stud) | Unit | m² | kg | m² | kg |  |  | Wall system steel frame - 2 sides plasterboard (92mm stud) | Unit | kg/m² | kg/m² | kg/m² | kg/m² | kg/m² | kg/m² | kg/m² | Ref: Unit conversions from Quantity Surveyor estimate and 13 mm plasterboard
|  | Max in category EF | 21.2072 | 0.784 | 5.0582 | 0.18699 |  |  | Wall system steel frame - 2 sides plasterboard (92mm stud) | Max in category EF | 2.25 | 24.8
|  | Min in category EF | 10.4779 | 0.38735 |  |  |  |  | Wall system steel frame - 2 sides plasterboard (92mm stud) | Min in category EF
|  | Average EF | 14.3921 | 0.53206 | 0.9659 | 0.035708 |  |  | Wall system steel frame - 2 sides plasterboard (92mm stud) | Average EF
| Wall system steel frame - 1 side plasterboard (92mm stud) | Unit | m² | kg | m² | kg |  |  | Wall system steel frame - 1 side plasterboard (92mm stud) | Unit | kg/m² | kg/m² | kg/m² | kg/m² | kg/m² | kg/m² | kg/m² | Ref: Unit conversions from Quantity Surveyor estimate and 13 mm plasterboard
|  | Max in category EF | 15.1632 | 1.035 | 2.5291 | 0.17263 |  |  | Wall system steel frame - 1 side plasterboard (92mm stud) | Max in category EF | 2.25 | 12.4
|  | Min in category EF | 8.3054 | 0.56692 |  |  |  |  | Wall system steel frame - 1 side plasterboard (92mm stud) | Min in category EF
|  | Average EF | 10.5857 | 0.72257 | 0.48295 | 0.032966 |  |  | Wall system steel frame - 1 side plasterboard (92mm stud) | Average EF
| Wall system steel frame - 2 sides plasterboard (150 mm stud) | Unit | m² | kg | m² | kg |  |  | Wall system steel frame - 2 sides plasterboard (150 mm stud) | Unit | kg/m² | kg/m² | kg/m² | kg/m² | kg/m² | kg/m² | kg/m² | Ref: Unit conversions from Quantity Surveyor estimate and 13 mm plasterboard
|  | Max in category EF | 26.9625 | 0.94705 | 5.0582 | 0.17767 |  |  | Wall system steel frame - 2 sides plasterboard (150 mm stud) | Max in category EF | 3.67 | 24.8
|  | Min in category EF | 14.3485 | 0.50399 |  |  |  |  | Wall system steel frame - 2 sides plasterboard (150 mm stud) | Min in category EF
|  | Average EF | 18.6705 | 0.6558 | 0.9659 | 0.033927 |  |  | Wall system steel frame - 2 sides plasterboard (150 mm stud) | Average EF
| Wall system steel frame - 1 side plasterboard (150 mm stud) | Unit | m² | kg | m² | kg |  |  | Wall system steel frame - 1 side plasterboard (150 mm stud) | Unit | kg/m² | kg/m² | kg/m² | kg/m² | kg/m² | kg/m² | kg/m² | Ref: Unit conversions from Quantity Surveyor estimate and 13 mm plasterboard
|  | Max in category EF | 20.9185 | 1.3017 | 2.5291 | 0.15738 |  |  | Wall system steel frame - 1 side plasterboard (150 mm stud) | Max in category EF | 3.67 | 12.4
|  | Min in category EF | 12.176 | 0.75768 |  |  |  |  | Wall system steel frame - 1 side plasterboard (150 mm stud) | Min in category EF
|  | Average EF | 14.8641 | 0.92496 | 0.48295 | 0.030053 |  |  | Wall system steel frame - 1 side plasterboard (150 mm stud) | Average EF
| Wall system timber frame - 2 sides plasterboard | Unit | m² | kg | m² | kg |  |  | Wall system timber frame - 2 sides plasterboard | Unit | kg/m² | kg/m² | kg/m² | kg/m² | kg/m² | kg/m² | kg/m² | Ref: Unit conversions from Quantity Surveyor estimate and 13 mm plasterboard
|  | Max in category EF | 15.829 | 0.52834 | 13.383 | 0.44669 |  |  | Wall system timber frame - 2 sides plasterboard | Max in category EF |  | 24.8 | 5.16
|  | Min in category EF | 4.7185 | 0.15749 |  |  |  |  | Wall system timber frame - 2 sides plasterboard | Min in category EF
|  | Average EF | 9.4362 | 0.31496 | 9.3347 | 0.31157 |  |  | Wall system timber frame - 2 sides plasterboard | Average EF
| Wall system timber frame - 1 side plasterboard | Unit | m² | kg | m² | kg |  |  | Wall system timber frame - 1 side plasterboard | Unit | kg/m² | kg/m² | kg/m² | kg/m² | kg/m² | kg/m² | kg/m² | Ref: Unit conversions from Quantity Surveyor estimate and 13 mm plasterboard
|  | Max in category EF | 9.785 | 0.55723 | 10.8539 | 0.6181 |  |  | Wall system timber frame - 1 side plasterboard | Max in category EF |  | 12.4 | 5.16
|  | Min in category EF | 2.546 | 0.14499 |  |  |  |  | Wall system timber frame - 1 side plasterboard | Min in category EF
|  | Average EF | 5.6298 | 0.3206 | 8.8518 | 0.50409 |  |  | Wall system timber frame - 1 side plasterboard | Average EF
| AAC and steel based system - generic | Unit | m² | kg | m² | kg |  |  | AAC and steel based system - generic | Unit | kg/m² | kg/m² | kg/m² | kg/m² | kg/m² | kg/m² | kg/m² | Ref: Unit conversions from data
|  | Max in category EF | 63.3688 | 0.96599 | 0 | 0 |  |  | AAC and steel based system - generic | Max in category EF | 6.24 |  |  | 59.36
|  | Min in category EF | 39.1625 | 0.59699 |  |  |  |  | AAC and steel based system - generic | Min in category EF
|  | Average EF | 45.5621 | 0.69454 | 0 | 0 |  |  | AAC and steel based system - generic | Average EF
| Ceiling system steel frame suspended (plasterboard) | Unit | m² | kg | m² | kg |  |  | Ceiling system steel frame suspended (plasterboard) | Unit | kg/m² | kg/m² | kg/m² | kg/m² | kg/m² | kg/m² | kg/m² | Ref: Unit conversions from Quantity Surveyor estimate and 13 mm plasterboard
|  | Max in category EF | 10.9076 | 0.80203 | 2.5291 | 0.18596 |  |  | Ceiling system steel frame suspended (plasterboard) | Max in category EF | 1.2 | 12.4
|  | Min in category EF | 5.4434 | 0.40025 |  |  |  |  | Ceiling system steel frame suspended (plasterboard) | Min in category EF
|  | Average EF | 7.422 | 0.54574 | 0.48295 | 0.035511 |  |  | Ceiling system steel frame suspended (plasterboard) | Average EF
| Ceiling system steel frame suspended (fibre cement) | Unit | m² | kg | m² | kg |  |  | Ceiling system steel frame suspended (fibre cement) | Unit | kg/m² | kg/m² | kg/m² | kg/m² | kg/m² | kg/m² | kg/m² | Ref: Unit conversions from Quantity Surveyor estimate and 9 mm fibre cement
|  | Max in category EF | 19.8753 | 1.6563 | 0.09 | 0.0075 |  |  | Ceiling system steel frame suspended (fibre cement) | Max in category EF | 1.2 |  |  |  | 10.8
|  | Min in category EF | 6.589 | 0.54908 |  |  |  |  | Ceiling system steel frame suspended (fibre cement) | Min in category EF
|  | Average EF | 13.1449 | 1.0954 | 0.023351 | 0.0019459 |  |  | Ceiling system steel frame suspended (fibre cement) | Average EF
| Ceiling system steel frame suspended (mineral tile) | Unit | m² | kg | m² | kg |  |  | Ceiling system steel frame suspended (mineral tile) | Unit | kg/m² | kg/m² | kg/m² | kg/m² | kg/m² | kg/m² | kg/m² | Ref: Based on Ultima Ceiling Panels same steel as plasterboard and fibre cement system.
|  | Max in category EF | 12.2101 | 1.9381 | 0 | 0 |  |  | Ceiling system steel frame suspended (mineral tile) | Max in category EF | 1.2 |  |  |  |  | 5.1
|  | Min in category EF | 4.1968 | 0.66616 |  |  |  |  | Ceiling system steel frame suspended (mineral tile) | Min in category EF
|  | Average EF | 7.5505 | 1.1985 | 0 | 0 |  |  | Ceiling system steel frame suspended (mineral tile) | Average EF
| Ceiling system aluminum frame suspended (powder coated aluminium) | Unit | m² | kg | m² | kg |  |  | Ceiling system aluminum frame suspended (powder coated aluminium) | Unit | kg/m² | kg/m² | kg/m² | kg/m² | kg/m² | kg/m² | kg/m² | Ref: Unit conversions from Quantity Surveyor estimate
|  | Max in category EF | 259.0623 | 31.983 | 0 | 0 |  |  | Ceiling system aluminum frame suspended (powder coated aluminium) | Max in category EF | [6 empty] | 8.1
|  | Min in category EF | 41.7486 | 5.1542 |  |  |  |  | Ceiling system aluminum frame suspended (powder coated aluminium) | Min in category EF
|  | Average EF | 147.6604 | 18.2297 | 0 | 0 |  |  | Ceiling system aluminum frame suspended (powder coated aluminium) | Average EF
12.2101
|  |  | 4.053 | 0.48742 | 0.725 | 0.64148 | 1.39 | 1.4405 | 31.983

## Ceiling_tile
Ceiling tile
Sub-category description: | Used as a lay in suspended ceiling systems. Includes various ceiling tile types made from various materials including mineral wool, perlite, clay.
Qualitative assessment: | Records provided known to be used in Australia as used by pilot projects. Two from international sources, two local. Source data EPDs Some market coverage
Geographical rating | Tier 2
EF source data rating | Tier 1
Market coverage rating | Tier 3
TOTAL | Tier 3
Notes:
Data sources and statistics:
|  |  | Upfront carbon emissions |  | Upfront carbon storage
| Ceiling tile | Declared unit | Upfront carbon emissions (kg CO2e/quantity) | Upfront carbon emissions (kg CO2e/kg) | Upfront carbon storage (kg CO2e/quantity) | Upfront carbon storage (kg CO2e/kg)
|  | Quantity | m² | kg | m² | kg
|  | Max | 7.2317 | 1.3095 | 0 | 0
|  | Min | 1.3035 | 0.18155 | 0 | 0
|  | Average | 4.3635 | 0.77155 | 0 | 0
List
| Mineral Fibre Ceiling, Ultima® Ceiling Panels (Armstrong World Industries) (Global) | m² | 3.5054 | 0.69957 | 0 | 0
| Ceiling tile, Bioguard Acoustic, Ultima (Armstrong Ceiling Solutions (Australia) Pty Ltd) (Global) | m² | 7.2317 | 1.3077 | 0 | 0
| Ceiling tile, AMF Thermatex & Armstrong Acoustic Range (Knauf Ceiling Solutions GmbH & Co. KG) (Global) | m² | 5.6441 | 1.3095 | 0 | 0
| Ceiling tile, Exposed Internal Ceiling Tiles (saveBOARD) (Australia and New Zealand) | m² | 1.3035 | 0.18155 | 0 | 0
| Ceilings and walls, roofBOARD (Upcycled Building Materials Ltd (t/a saveBOARD)) (Australia, New Zealand) | m² | 4.1329 | 0.35938 | 0 | 0

## Clay_bricks
Clay bricks
Sub-category description: | Masonry bricks made from clay, including fired, perforated, engineering, and facing bricks.
Qualitative assessment: | Big companies in clay brick manufacturing are Brickworks, CSR, BCG, of which we have partial coverage. Small industry - mainly for residential construction - produce face bricks and common bricks - top 4 companies produce 60% of market supply - multiple clay pits across Australia. https://www.ibisworld.com/au/industry/clay-brick-manufacturing/208/#IndustryStatisticsAndTrends As few local information found, will be using international EPDs as a large part of market substitute.
Geographical rating | Tier 4
EF source data rating | Tier 1
Market coverage rating | Tier 2
TOTAL | Tier 4
Notes:
Data sources and statistics:
|  |  | Upfront carbon emissions |  | Upfront carbon storage
| Clay bricks | Declared unit | Upfront carbon emissions (kg CO2e/quantity) | Upfront carbon emissions (kg CO2e/kg) | Upfront carbon storage (kg CO2e/quantity) | Upfront carbon storage (kg CO2e/kg)
|  | Quantity | tonne | kg | tonne | kg
|  | Max | 387 | 0.387 | 25.8 | 0.0258
|  | Min | 38.42 | 0.03842 | 0 | 0
|  | Average | 183.9857 | 0.18399 | 0.40348 | 0.00040348
List
| Clay brick, FACING, Horizontally Perforated Bricks (KEBE SA) (Global) | tonne | 147.0232 | 0.14702 | 0 | 0
| Clay brick, N 60, Horizontally Perforated Bricks (KEBE SA) (Global) | tonne | 147.0232 | 0.14702 | 0 | 0
| Clay brick, N 70, Horizontally Perforated Bricks (KEBE SA) (Global) | tonne | 147.0232 | 0.14702 | 0 | 0
| Clay brick, Ν 90, Horizontally Perforated Bricks (KEBE SA) (Global) | tonne | 147.0232 | 0.14702 | 0 | 0
| Clay brick, Ν 180, Horizontally Perforated Bricks (KEBE SA) (Global) | tonne | 147.0232 | 0.14702 | 0 | 0
| Clay brick, FACING N 180, Horizontally Perforated Bricks (KEBE SA) (Global) | tonne | 147.0232 | 0.14702 | 0 | 0
| Clay brick, N 225, Horizontally Perforated Bricks (KEBE SA) (Global) | tonne | 147.0232 | 0.14702 | 0 | 0
| Clay brick, N 200, Horizontally Perforated Bricks (KEBE SA) (Global) | tonne | 147.0232 | 0.14702 | 0 | 0
| Clay brick, N 250, Horizontally Perforated Bricks (KEBE SA) (Global) | tonne | 147.0232 | 0.14702 | 0 | 0
| Clay brick, Ν 280, Horizontally Perforated Bricks (KEBE SA) (Global) | tonne | 147.0232 | 0.14702 | 0 | 0
| Clay brick, B250-12/25, Horizontally Perforated Bricks (KEBE SA) (Global) | tonne | 147.0232 | 0.14702 | 0 | 0
| Clay brick, B250-12/33, Horizontally Perforated Bricks (KEBE SA) (Global) | tonne | 147.0232 | 0.14702 | 0 | 0
| Clay brick, B250-20/33, Horizontally Perforated Bricks (KEBE SA) (Global) | tonne | 147.0232 | 0.14702 | 0 | 0
| Clay brick, N 0, Horizontally Perforated Bricks (KEBE SA) (Global) | tonne | 147.0232 | 0.14702 | 0 | 0
| Clay brick, N 1, Horizontally Perforated Bricks (KEBE SA) (Global) | tonne | 147.0232 | 0.14702 | 0 | 0
| Clay brick, N 2, Horizontally Perforated Bricks (KEBE SA) (Global) | tonne | 147.0232 | 0.14702 | 0 | 0
| Clay brick, N 3, Horizontally Perforated Bricks (KEBE SA) (Global) | tonne | 147.0232 | 0.14702 | 0 | 0
| Clay brick, ΜΚ200, Vertically Perforated Bricks (KEBE SA) (Global) | tonne | 147.0232 | 0.14702 | 0 | 0
| Clay brick, ΜΚ250, Vertically Perforated Bricks (KEBE SA) (Global) | tonne | 147.0232 | 0.14702 | 0 | 0
| Clay brick, ORTHOBLOCK K100, Vertically Perforated Bricks (KEBE SA) (Global) | tonne | 147.0232 | 0.14702 | 0 | 0
| Clay brick, ORTHOBLOCK K120, Vertically Perforated Bricks (KEBE SA) (Global) | tonne | 147.0232 | 0.14702 | 0 | 0
| Clay brick, HALF Κ250, Vertically Perforated Bricks (KEBE SA) (Global) | tonne | 147.0232 | 0.14702 | 0 | 0
| Clay brick, ORTHOBLOCK K250, Vertically Perforated Bricks (KEBE SA) (Global) | tonne | 147.0232 | 0.14702 | 0 | 0
| Clay brick, ORTHOBLOCK K250 NEW, Vertically Perforated Bricks (KEBE SA) (Global) | tonne | 147.0232 | 0.14702 | 0 | 0
| Clay brick, ORTHOBLOCK K300, Vertically Perforated Bricks (KEBE SA) (Global) | tonne | 147.0232 | 0.14702 | 0 | 0
| Clay brick, Φ 180, Chimneys (KEBE SA) (Global) | tonne | 199.0233 | 0.19902 | 0 | 0
| Clay brick, Φ 180 – Τ 130, Chimneys (KEBE SA) (Global) | tonne | 199.0233 | 0.19902 | 0 | 0
| Clay brick, Φ 180 – Τ 150, Chimneys (KEBE SA) (Global) | tonne | 199.0233 | 0.19902 | 0 | 0
| Clay brick, Φ 250, Chimneys (KEBE SA) (Global) | tonne | 199.0233 | 0.19902 | 0 | 0
| Clay brick, Φ 250 – Τ 180, Chimneys (KEBE SA) (Global) | tonne | 199.0233 | 0.19902 | 0 | 0
| Clay brick, Φ 250 – Τ 150, Chimneys (KEBE SA) (Global) | tonne | 199.0233 | 0.19902 | 0 | 0
| Clay brick, ORTHOBLOCK K300 PLUS NEW, Vertically Perforated Bricks (KEBE SA) (Global) | tonne | 199.0233 | 0.19902 | 0 | 0
| Clay brick, ORTHOBLOCK K300 PLUS, Vertically Perforated Bricks (KEBE SA) (Global) | tonne | 199.0233 | 0.19902 | 0 | 0
| Clay brick, ORTHOBLOCK K250 PLUS NEW, Vertically Perforated Bricks (KEBE SA) (Global) | tonne | 199.0233 | 0.19902 | 0 | 0
| Clay brick, ORTHOBLOCK K250 PLUS, Vertically Perforated Bricks (KEBE SA) (Global) | tonne | 199.0233 | 0.19902 | 0 | 0
| Clay Brick, Sencis, red clay facing brick (Lode Sia) (Europe) | tonne | 150.441 | 0.15044 | 0 | 0
| Clay Brick, Janka, red clay facing brick (Lode Sia) (Europe) | tonne | 150.441 | 0.15044 | 0 | 0
| Clay Brick, Gemini, red clay facing brick (Lode Sia) (Europe) | tonne | 150.441 | 0.15044 | 0 | 0
| Clay Brick, Cameleo, red clay facing brick (Lode Sia) (Europe) | tonne | 150.441 | 0.15044 | 0 | 0
| Clay Brick, Argon, red clay facing brick (Lode Sia) (Europe) | tonne | 150.441 | 0.15044 | 0 | 0
| Clay Brick, Andromeda, red clay facing brick (Lode Sia) (Europe) | tonne | 150.441 | 0.15044 | 0 | 0
| Clay Brick, Aquarius, red clay facing brick (Lode Sia) (Europe) | tonne | 150.441 | 0.15044 | 0 | 0
| Clay Brick, Etna, red clay facing brick (Lode Sia) (Europe) | tonne | 150.441 | 0.15044 | 0 | 0
| Clay Brick, Luna, red clay facing brick (Lode Sia) (Europe) | tonne | 150.441 | 0.15044 | 0 | 0
| Clay Brick, Brunis , brown clay facing brick (Lode Sia) (Europe) | tonne | 200.426 | 0.20043 | 0 | 0
| Clay Brick, Carbon, brown clay facing brick (Lode Sia) (Europe) | tonne | 200.426 | 0.20043 | 0 | 0
| Clay Brick, Centaur, brown clay facing brick (Lode Sia) (Europe) | tonne | 200.426 | 0.20043 | 0 | 0
| Clay Brick, Galaxy, brown clay facing brick (Lode Sia) (Europe) | tonne | 200.426 | 0.20043 | 0 | 0
| Clay Brick, Krypton, brown clay facing brick (Lode Sia) (Europe) | tonne | 200.426 | 0.20043 | 0 | 0
| Clay Brick, Saturn, brown clay facing brick (Lode Sia) (Europe) | tonne | 200.426 | 0.20043 | 0 | 0
| Clay Brick, Sotis, brown clay facing brick (Lode Sia) (Europe) | tonne | 200.426 | 0.20043 | 0 | 0
| Clay Brick, Sahara, yellow clay facing brick (Lode Sia) (Europe) | tonne | 380.46 | 0.38046 | 0 | 0
| Clay Brick, Blanka, yellow clay facing brick (Lode Sia) (Europe) | tonne | 380.46 | 0.38046 | 0 | 0
| Clay Brick, Wenus, yellow clay facing brick (Lode Sia) (Europe) | tonne | 380.46 | 0.38046 | 0 | 0
| Clay Brick, Tybet, clay brick (reduction firing) (Lode Sia) (Europe) | tonne | 310.121 | 0.31012 | 0 | 0
| Clay Brick, Syriusz, clay brick (reduction firing) (Lode Sia) (Europe) | tonne | 310.121 | 0.31012 | 0 | 0
| Clay brick, Brick (Prayag Clay Products Limited (PCPL) (Global) | tonne | 47.8321 | 0.047832 | 0 | 0
| Clay brick, Block (Prayag Clay Products Limited (PCPL) (Global) | tonne | 47.8321 | 0.047832 | 0 | 0
| Clay brick, Paver (Prayag Clay Products Limited (PCPL)) (Global) | tonne | 47.8321 | 0.047832 | 0 | 0
| Clay brick, Clay bricks and Pavers from Bowral (Brickworks) (Australia) | tonne | 387 | 0.387 | 0 | 0
| Clay brick, Clay bricks and Pavers from Golden Grove (Brickworks) (Australia) | tonne | 254 | 0.254 | 0 | 0
| Clay brick, Clay bricks and Pavers from Horsley Park (Brickworks) (Australia) | tonne | 255 | 0.255 | 0 | 0
| Clay brick, Clay bricks and Pavers from Austral Bricks and Daniel Robertson (Brickworks) (Australia) | tonne | 158 | 0.158 | 0 | 0
| Clay brick, Clay bricks and Pavers from Austral Bricks Punchbowl (Brickworks) (Australia) | tonne | 342 | 0.342 | 0 | 0
| Clay brick, Clay bricks and Pavers from Austral Bricks Rochedale (Brickworks) (Australia) | tonne | 196 | 0.196 | 0 | 0
| Clay brick, Clay bricks and Pavers from Austral Bricks Nubrik Wollert (Brickworks) (Australia) | tonne | 196 | 0.196 | 0 | 0
| Clay brick, Emperor Brick (Krause) (Australia) | tonne | 343.89 | 0.34389 | 25.8 | 0.0258
| Clay brick, Bricks and Pavers (Littlehampton Clay Bricks and Pavers Pty Ltd) (Australia) | tonne | 38.42 | 0.03842 | 2.04 | 0.00204
| Clay brick, Rebellion Red Clay Brick (Selkirk) (Australia) | tonne | 196.82 | 0.19682 | 0 | 0

## Concrete_10MPa
≤10 MPa
Sub-category description: | Any concrete mix with a strength rating of 10 MPa or lower.
Qualitative assessment: | Australian EPDs. From three Aus regions only. NT likely higher than most 5 suppliers, 7 products. Average comparison with other databases limited due to low MPa not commonly covered. But compares well to other strength grades
Geographical rating | Tier 1
EF source data rating | Tier 1
Market coverage rating | Tier 3
TOTAL | Tier 3
Notes:
Data sources and statistics:
|  |  | Upfront carbon emissions |  | Upfront carbon storage
| ≤10 MPa | Declared unit | Upfront carbon emissions (kg CO2e/quantity) | Upfront carbon emissions (kg CO2e/kg) | Upfront carbon storage (kg CO2e/quantity) | Upfront carbon storage (kg CO2e/kg)
|  | Quantity | m³ | kg | m³ | kg
|  | Max | 248.187 | 0.10341 | 0 | 0
|  | Min | 100.0485 | 0.041687 | 0 | 0
|  | Average | 154.0416 | 0.064042 | 0 | 0
List
| Concrete, 5 MPa, in-situ, no reinforcement, (S5MPA R82 20MM LEAN MIX HAND PLACED AEA) (Adbri) (NSW) | m³ | 141.5651 | 0.058985 | 0 | 0
| Concrete, 7 MPa, in-situ, no reinforcement, (Futurecrete® Ultra S7MPA LEAN HAND PLACED 20MM) (Adbri) (NSW) | m³ | 154.0556 | 0.06419 | 0 | 0
| Concrete, 10 MPa, in-situ, no reinforcement, (Futurecrete® Special Class GP 10 MPa - Winnellie) (Adbri) (NT) | m³ | 248.187 | 0.10341 | 0 | 0
| Concrete (in-situ), TfNSW R82 Leanmix 5MPa (Heidelberg Materials Australia Pty Ltd) (Australia) | m³ | 120.1625 | 0.051572 | 0 | 0
| Concrete (in-situ), TfNSW R82 Leanmix 5MPa (Hymix Australia Pty Ltd) (Australia) | m³ | 120.1625 | 0.051572 | 0 | 0
| Concrete (in-situ), 5MPa Lean Mix concrete (Gunlake Concrete NSW Pty Ltd) (Australia) | m³ | 194.1099 | 0.076875 | 0 | 0
| Concrete (in-situ), Envirocrete High slump 10MPa (Adelaide) (Boral) (Australia) | m³ | 100.0485 | 0.041687 | 0 | 0

## Concrete_20MPa
>10 MPa to ≤20 MPa
Sub-category description: | Any concrete mix with a strength rating of 20 MPa or lower, and greater than 10MPa.
Qualitative assessment: | Strong market coverage. Only Australasian EPDs well spread throughout Australia and across multiple suppliers. Average compares well to other sources of EFs. No weighted average possible.
Geographical rating | Tier 1
EF source data rating | Tier 1
Market coverage rating | Tier 1
TOTAL | Tier 1
Notes:
Data sources and statistics:
|  |  | Upfront carbon emissions |  | Upfront carbon storage
| >10 MPa to ≤20 MPa | Declared unit | Upfront carbon emissions (kg CO2e/quantity) | Upfront carbon emissions (kg CO2e/kg) | Upfront carbon storage (kg CO2e/quantity) | Upfront carbon storage (kg CO2e/kg)
|  | Quantity | m³ | kg | m³ | kg
|  | Max | 364.126 | 0.15172 | 0 | 0
|  | Min | 85.675 | 0.035698 | 0 | 0
|  | Average | 191.9701 | 0.080418 | 0 | 0
List
| Concrete, 20 MPa, in-situ, no reinforcement, (SE202E) (Ecopact) (Holcim) (SA) (Adelaide) | m³ | 207.41 | 0.086421 | 0 | 0
| Concrete, 20 MPa, in-situ, no reinforcement, (SE202E2) (Ecopact) (Holcim) (SA) (Adelaide) | m³ | 195.31 | 0.081379 | 0 | 0
| Concrete, 20 MPa, in-situ, no reinforcement, (R2020B)(GB) (BCG) (WA), (Perth) | m³ | 211.33 | 0.088054 | 0 | 0
| Concrete, 20 MPa, in-situ, no reinforcement, (SE202E56) (Ecopact) (Holcim) (SA) (Adelaide) | m³ | 201.31 | 0.083879 | 0 | 0
| Concrete, 20 MPa, in-situ, no reinforcement, (VE202E56) (Ecopact) (Holcim) (VIC) | m³ | 208.26 | 0.086775 | 0 | 0
| Concrete, 20 MPa, in-situ, no reinforcement, (QE201E)(Ecopact) (Holcim) (QLD) (Sunshine Coast) | m³ | 151.16 | 0.062983 | 0 | 0
| Concrete, 20 MPa, in-situ, no reinforcement, (QE201E100)(Ecopact) (Holcim) (QLD) (Sunshine Coast) | m³ | 153.16 | 0.063817 | 0 | 0
| Concrete, 20 MPa, in-situ, no reinforcement, (Futurecrete® N class GP/GL:Slag 20 MPa) (Adbri) (QLD) | m³ | 175.181 | 0.072992 | 0 | 0
| Concrete, 20 MPa, in-situ, no reinforcement, (QE202E100)(Ecopact) (Holcim) (QLD) (Sunshine Coast) | m³ | 160.16 | 0.066733 | 0 | 0
| Concrete, 20 MPa, in-situ, no reinforcement, (QE202E)(Ecopact) (Holcim) (QLD) (Sunshine Coast) | m³ | 157.15 | 0.065479 | 0 | 0
| Concrete, 20 MPa, in-situ, no reinforcement, (Futurecrete® Ultra N Class GP/GL:Slag 20 MPa) (Adbri) (VIC) | m³ | 149.14 | 0.062142 | 0 | 0
| Concrete, 20 MPa, in-situ, no reinforcement, (QE201L)(Ecopact) (Holcim) (QLD) (Sunshine Coast) | m³ | 200.18 | 0.083408 | 0 | 0
| Concrete, 20 MPa, in-situ, no reinforcement, (QE201L100)(Ecopact) (Holcim) (QLD) (Sunshine Coast) | m³ | 204.18 | 0.085075 | 0 | 0
| Concrete, 20 MPa, in-situ, no reinforcement, (QE202L)(Ecopact) (Holcim) (QLD) (Sunshine Coast) | m³ | 194.17 | 0.080904 | 0 | 0
| Concrete, 20 MPa, in-situ, no reinforcement, (QE202L100)(Ecopact) (Holcim) (QLD) (Sunshine Coast) | m³ | 198.17 | 0.082571 | 0 | 0
| Concrete, 20 MPa, in-situ, no reinforcement, (Futurecrete® N Class GP:GL:Slag 20 MPa - Winnellie) (Adbri) (NT) | m³ | 206.173 | 0.085905 | 0 | 0
| Concrete, 20 MPa, in-situ, no reinforcement, (NE201E1)(Ecopact) (Holcim) (NSW), (Sydney) | m³ | 136.11 | 0.056713 | 0 | 0
| Concrete, 20 MPa, in-situ, no reinforcement, (NE201E5)(Ecopact) (Holcim) (NSW), (Sydney) | m³ | 136.11 | 0.056713 | 0 | 0
| Concrete, 20 MPa, in-situ, no reinforcement, (Futurecrete® N Class GP/GL:Slag 20 MPa) (Adbri) (VIC) | m³ | 176.14 | 0.073392 | 0 | 0
| Concrete, 20 MPa, in-situ, no reinforcement, (NE202E1)(Ecopact) (Holcim) (NSW), (Sydney) | m³ | 140.11 | 0.058379 | 0 | 0
| Concrete, 20 MPa, in-situ, no reinforcement, (QE203EBMX) (Ecopact) (Holcim) (QLD), Gold Coast | m³ | 208.16 | 0.086733 | 0 | 0
| Concrete, 20 MPa, in-situ, no reinforcement, (CS2020BGS)(B) (BCG) (WA), (Perth) | m³ | 199.15 | 0.082979 | 0 | 0
| Concrete, 20 MPa, in-situ, no reinforcement, (QE207EBMX) (Ecopact) (Holcim) (QLD), Gold Coast | m³ | 187.14 | 0.077975 | 0 | 0
| Concrete, 20 MPa, in-situ, no reinforcement, (Adbri concrete N class GP/GL 20 MPa) (Adbri) (QLD) | m³ | 261.195 | 0.10883 | 0 | 0
| Concrete, 20 MPa, in-situ, no reinforcement, (QE207EBMX) (Ecopact) (Holcim) (QLD) (Brisbane) | m³ | 190.14 | 0.079225 | 0 | 0
| Concrete, 20 MPa, in-situ, no reinforcement, (Futurecrete® N class GP/GL:FA 20 MPa) (Adbri) (QLD) | m³ | 219.161 | 0.091317 | 0 | 0
| Concrete, 20 MPa, in-situ, no reinforcement, (QE202EEZY) (Ecopact) (Holcim) (QLD), Gold Coast | m³ | 164.12 | 0.068383 | 0 | 0
| Concrete, 20 MPa, in-situ, no reinforcement, (QE201E100) (Ecopact) (Holcim) (QLD), Gold Coast | m³ | 164.12 | 0.068383 | 0 | 0
| Concrete, 20 MPa, in-situ, no reinforcement, (Adbri concrete N class GP/GL:FA 20 MPa) (Adbri) (QLD) | m³ | 225.162 | 0.093817 | 0 | 0
| Concrete, 20 MPa, in-situ, no reinforcement, (QE202E100) (Ecopact) (Holcim) (QLD) (Brisbane) | m³ | 153.11 | 0.063796 | 0 | 0
| Concrete, 20 MPa, in-situ, no reinforcement, (QE201EL21) (Ecopact) (Holcim) (QLD), Gold Coast | m³ | 168.12 | 0.07005 | 0 | 0
| Concrete, 20 MPa, in-situ, no reinforcement, (QE201EEZY) (Ecopact) (Holcim) (QLD), Gold Coast | m³ | 170.12 | 0.070883 | 0 | 0
| Concrete, 20 MPa, in-situ, no reinforcement, (QE201E100) (Ecopact) (Holcim) (QLD) (Brisbane) | m³ | 156.11 | 0.065046 | 0 | 0
| Concrete, 20 MPa, in-situ, no reinforcement, (QE202EEZY) (Ecopact) (Holcim) (QLD) (Brisbane) | m³ | 158.11 | 0.065879 | 0 | 0
| Concrete, 20 MPa, in-situ, no reinforcement, (QE202E100) (Ecopact) (Holcim) (QLD), Gold Coast | m³ | 159.11 | 0.066296 | 0 | 0
| Concrete, 20 MPa, in-situ, no reinforcement, (QE201EL21) (Ecopact) (Holcim) (QLD) (Brisbane) | m³ | 160.11 | 0.066713 | 0 | 0
| Concrete, 20 MPa, in-situ, no reinforcement, (QE201EEZY) (Ecopact) (Holcim) (QLD) (Brisbane) | m³ | 161.11 | 0.067129 | 0 | 0
| Concrete, 20 MPa, in-situ, no reinforcement, (WE204E1)(Ecopact) (Holcim) (WA), (Perth Metro) | m³ | 196.13 | 0.081721 | 0 | 0
| Concrete, 20 MPa, in-situ, no reinforcement, (QE202E) (Ecopact) (Holcim) (QLD) (Brisbane) | m³ | 151.1 | 0.062958 | 0 | 0
| Concrete, 20 MPa, in-situ, no reinforcement, (WE201E1)(Ecopact) (Holcim) (WA), (Perth Metro) | m³ | 197.13 | 0.082138 | 0 | 0
| Concrete, 20 MPa, in-situ, no reinforcement, (Adbri Concrete N Class GP/GL 20 MPa) (Adbri) (VIC) | m³ | 218.14 | 0.090892 | 0 | 0
| Concrete, 20 MPa, in-situ, no reinforcement, (WE202E1)(Ecopact) (Holcim) (WA), (Perth Metro) | m³ | 188.12 | 0.078383 | 0 | 0
| Concrete, 20 MPa, in-situ, no reinforcement, (Adbri Concrete N Class GP:GL 20 MPa - Winnellie) (Adbri) (NT) | m³ | 296.188 | 0.12341 | 0 | 0
| Concrete, 20 MPa, in-situ, no reinforcement, (WE202EP1)(Ecopact) (Holcim) (WA), (Perth Metro) | m³ | 192.09 | 0.080037 | 0 | 0
| Concrete, 20 MPa, in-situ, no reinforcement, (WE201EBMX)(Ecopact) (Holcim) (WA), (Perth Metro) | m³ | 198.09 | 0.082537 | 0 | 0
| Concrete, 20 MPa, in-situ, no reinforcement, (Adbri Concrete N Class GP:GL 20 MPa - Alice Springs) (Adbri) (NT) | m³ | 364.126 | 0.15172 | 0 | 0
| Concrete, 20 MPa, in-situ, no reinforcement, (Futurecrete® Ultra N Class Ternary 20 MPa) (Adbri) (NSW) | m³ | 208.891 | 0.087038 | 0 | 0
| Concrete, 20 MPa, in-situ, no reinforcement, (General) (Holcim) (NSW)(ACT) | m³ | 273 | 0.11375 | 0 | 0
| Concrete, 20 MPa, in-situ, no reinforcement, (Fly Ash) (Holcim) (NSW)(ACT) | m³ | 220 | 0.091667 | 0 | 0
| Concrete, 20 MPa, in-situ, no reinforcement, (GGBS Slag) (Holcim) (NSW)(ACT) | m³ | 171 | 0.07125 | 0 | 0
| Concrete, 20 MPa, in-situ, no reinforcement, (Triple Blend) (Holcim) (NSW)(ACT) | m³ | 152 | 0.063333 | 0 | 0
| Concrete, 20 MPa, in-situ, no reinforcement,(General) (Holcim) (QLD) | m³ | 242 | 0.10083 | 0 | 0
| Concrete, 20 MPa, in-situ, no reinforcement,(Fly Ash) (Holcim) (QLD) | m³ | 203 | 0.084583 | 0 | 0
| Concrete, 20 MPa, in-situ, no reinforcement,(GGBS Slag) (Holcim) (QLD) | m³ | 163 | 0.067917 | 0 | 0
| Concrete, 20 MPa, in-situ, no reinforcement,(Triple Blend) (Holcim) (QLD) | m³ | 154 | 0.064167 | 0 | 0
| Concrete, 20 MPa, in-situ, no reinforcement, (General) (Holcim) (VIC) | m³ | 257 | 0.10708 | 0 | 0
| Concrete, 20 MPa, in-situ, no reinforcement, (Fly Ash) (Holcim) (VIC) | m³ | 221 | 0.092083 | 0 | 0
| Concrete, 20 MPa, in-situ, no reinforcement, (Triple Blend) (Holcim) (VIC) | m³ | 209 | 0.087083 | 0 | 0
| Concrete, 20 MPa, in-situ, no reinforcement, (General) (Holcim) (SA) | m³ | 265 | 0.11042 | 0 | 0
| Concrete, MPa, in-situ, no reinforcement, (Fly Ash) (Holcim) (SA) | m³ | 198 | 0.0825 | 0 | 0
| Concrete, MPa, in-situ, no reinforcement, (GGBS Slag) (Holcim) (SA) | m³ | 200 | 0.083333 | 0 | 0
| Concrete, 20 MPa, in-situ, no reinforcement, (General) (Holcim) (WA) | m³ | 265 | 0.11042 | 0 | 0
| Concrete, MPa, in-situ, no reinforcement, (GGBS Slag) (Holcim) (WA) | m³ | 207 | 0.08625 | 0 | 0
| Concrete, 20 MPa, in-situ, no reinforcement, (NE202E151)(Ecopact) (Holcim) (ACT) | m³ | 173.43 | 0.072263 | 0 | 0
| Concrete, 20 MPa, in-situ, no reinforcement, (NE202E351)(Ecopact) (Holcim) (ACT) | m³ | 174.96 | 0.0729 | 0 | 0
| Concrete, 20 MPa, in-situ, no reinforcement, (NE201E151)(Ecopact) (Holcim) (ACT) | m³ | 173.65 | 0.072354 | 0 | 0
| Concrete, 20 MPa, in-situ, no reinforcement, (NE201E351)(Ecopact) (Holcim) (ACT) | m³ | 175.14 | 0.072975 | 0 | 0
| Concrete, 15 MPa, in-situ, no reinforcement, (VS152BHS2) (Holcim) (VIC) | m³ | 158.51 | 0.066046 | 0 | 0
| Concrete, 20 MPa, in-situ, no reinforcement, (VS202BHS2) (Holcim) (VIC) | m³ | 168.75 | 0.070312 | 0 | 0
| Concrete, 20 MPa, in-situ, no reinforcement, (QE202E)(Holcim) (QLD), (North QLD) | m³ | 197.24 | 0.082183 | 0 | 0
| Concrete, 20 MPa, in-situ, no reinforcement, (QE202E1)(Holcim) (QLD), (North QLD) | m³ | 197.49 | 0.082287 | 0 | 0
| Concrete, 20 MPa, in-situ, no reinforcement, (QE201E)(Holcim) (QLD), (North QLD) | m³ | 202.72 | 0.084467 | 0 | 0
| Concrete, 20 MPa, in-situ, no reinforcement, (QE201E1)(Holcim) (QLD), (North QLD) | m³ | 202.99 | 0.084579 | 0 | 0
| Concrete, 20 MPa, in-situ, no reinforcement, (QE201EBMX)(Holcim) (QLD), (North QLD) | m³ | 221.6 | 0.092333 | 0 | 0
| Concrete, 20 MPa, in-situ, no reinforcement, (Adbri Concrete N Class GP/GL:FA 20 MPa) (Adbri) (NSW) | m³ | 253.87 | 0.10578 | 0 | 0
| Concrete, 20 MPa, in-situ, no reinforcement, Pre-mix Concrete Normal Class GP/FA blend (Boral) (ACT), (Canberra) Normal Class GP/FA blend 20 MPa | m³ | 210 | 0.0875 | 0 | 0
| Concrete, 20 MPa, in-situ, no reinforcement, Pre-mix Concrete Normal Class GP/GGBFS blend (Boral) (ACT), (Canberra) Normal Class GP/GGBFS blend 20 MPa | m³ | 194 | 0.080833 | 0 | 0
| Concrete, 20 MPa, in-situ, no reinforcement, Pre-mix Concrete ENVIROCRETE 30% (Boral) (ACT), (Canberra) ENVIROCRETE 30% 20 MPa | m³ | 210 | 0.0875 | 0 | 0
| Concrete, 20 MPa, in-situ, no reinforcement, Pre-mix Concrete ENVIROCRETE 40% (Boral) (ACT), (Canberra) ENVIROCRETE 40% 20 MPa | m³ | 193 | 0.080417 | 0 | 0
| Concrete, 20 MPa, in-situ, no reinforcement, Pre-mix Concrete ENVIROCRETE PLUS (Boral) (ACT), (Canberra) ENVIROCRETE PLUS 20MPa | m³ | 186 | 0.0775 | 0 | 0
| Concrete, 20 MPa, in-situ, no reinforcement, Pre-mix Concrete ENVISIA (Boral) (ACT), (Canberra) ENVISIA 20MPa | m³ | 177 | 0.07375 | 0 | 0
| Concrete, 20 MPa, in-situ, no reinforcement, Pre-mix Concrete Normal Class GP blend (Boral) (ACT), (Canberra) Normal Class GP blend 20MPa | m³ | 270 | 0.1125 | 0 | 0
| Concrete, 20 MPa, in-situ, no reinforcement, Pre-mix Concrete Normal Class GP/FA blend (Boral) (NSW), (Newcastle) Normal Class GP/FA blend 20 MPa | m³ | 199 | 0.082917 | 0 | 0
| Concrete, 20 MPa, in-situ, no reinforcement, Pre-mix Concrete ENVIROCRETE 30% 20 MPa (Boral) (NSW), (Newcastle) ENVIROCRETE 30% 20 MPa | m³ | 199 | 0.082917 | 0 | 0
| Concrete, 20 MPa, in-situ, no reinforcement, Pre-mix Concrete Normal Class GP/GGBFS blend (Boral) (NSW), (Newcastle) Normal Class GP/GGBFS blend 20 MPa | m³ | 188 | 0.078333 | 0 | 0
| Concrete, 20 MPa, in-situ, no reinforcement, Pre-mix Concrete ENVIROCRETE 40% (Boral) (NSW), (Newcastle) ENVIROCRETE 40% 20 MPa | m³ | 183 | 0.07625 | 0 | 0
| Concrete, 20 MPa, in-situ, no reinforcement, Pre-mix Concrete ENVIROCRETE PLUS (Boral) (NSW), (Newcastle) ENVIROCRETE PLUS 20MPa | m³ | 179 | 0.074583 | 0 | 0
| Concrete, 20 MPa, in-situ, no reinforcement, Pre-mix Concrete ENVISIA (Boral) (NSW), (Newcastle) ENVISIA 20MPa | m³ | 176 | 0.073333 | 0 | 0
| Concrete, 20 MPa, in-situ, no reinforcement, Pre-mix Concrete Normal Class GP blend (Boral) (NSW), (Newcastle) Normal Class GP blend 20MPa | m³ | 263 | 0.10958 | 0 | 0
| Concrete, 20 MPa, in-situ, no reinforcement, Pre-mix Concrete Normal Class GP/FA blend (Boral) (NSW), (Sydney) Normal Class GP/FA blend 20 MPa | m³ | 209 | 0.087083 | 0 | 0
| Concrete, 20 MPa, in-situ, no reinforcement, Pre-mix Concrete Normal Class GP/GGBFS blend (Boral) (NSW), (Sydney) Normal Class GP/GGBFS blend 20 MPa | m³ | 192 | 0.08 | 0 | 0
| Concrete, 20 MPa, in-situ, no reinforcement, Pre-mix Concrete Normal Class GP/GGBFS/FA blend (Boral) (NSW), (Sydney) Normal Class GP/GGBFS/FA blend 20 MPa | m³ | 159 | 0.06625 | 0 | 0
| Concrete, 20 MPa, in-situ, no reinforcement, Pre-mix Concrete ENVIROCRETE 30% (Boral) (NSW), (Sydney) ENVIROCRETE 30% 20 MPa | m³ | 209 | 0.087083 | 0 | 0
| Concrete, 20 MPa, in-situ, no reinforcement, Pre-mix Concrete ENVIROCRETE 40% (Boral) (NSW), (Sydney) ENVIROCRETE 40% 20 MPa | m³ | 191 | 0.079583 | 0 | 0
| Concrete, 20 MPa, in-situ, no reinforcement, Pre-mix Concrete ENVIROCRETE PLUS (Boral) (NSW), (Sydney) ENVIROCRETE PLUS 20MPa | m³ | 186 | 0.0775 | 0 | 0
| Concrete, 20 MPa, in-situ, no reinforcement, Pre-mix Concrete ENVISIA (Boral) (NSW), (Sydney) ENVISIA 20MPa | m³ | 176 | 0.073333 | 0 | 0
| Concrete, 20 MPa, in-situ, no reinforcement, Pre-mix Concrete Normal Class GP blend (Boral) (NSW), (Sydney) Normal Class GP blend 20MPa | m³ | 271 | 0.11292 | 0 | 0
| Concrete, 20 MPa, in-situ, no reinforcement, Pre-mix Concrete Normal Class GP/FA blend (Boral) (NSW), (Wollongong) Normal Class GP/FA blend 20 MPa | m³ | 205 | 0.085417 | 0 | 0
| Concrete, 20 MPa, in-situ, no reinforcement, Pre-mix Concrete Normal Class GP/GGBFS blend (Boral) (NSW), (Wollongong) Normal Class GP/GGBFS blend 20 MPa | m³ | 188 | 0.078333 | 0 | 0
| Concrete, 20 MPa, in-situ, no reinforcement, Pre-mix Concrete Normal Class GP/GGBFS/FA blend (Boral) (NSW), (Wollongong) Normal Class GP/GGBFS/FA blend 20 MPa | m³ | 148 | 0.061667 | 0 | 0
| Concrete, 20 MPa, in-situ, no reinforcement, Pre-mix Concrete ENVIROCRETE 30% (Boral) (NSW), (Wollongong) ENVIROCRETE 30% 20 MPa | m³ | 205 | 0.085417 | 0 | 0
| Concrete, 20 MPa, in-situ, no reinforcement, Pre-mix Concrete ENVIROCRETE 40% (Boral) (NSW), (Wollongong) ENVIROCRETE 40% 20 MPa | m³ | 186 | 0.0775 | 0 | 0
| Concrete, 20 MPa, in-situ, no reinforcement, Pre-mix Concrete ENVIROCRETE PLUS (Boral) (NSW), (Wollongong) ENVIROCRETE PLUS 20MPa | m³ | 181 | 0.075417 | 0 | 0
| Concrete, 20 MPa, in-situ, no reinforcement, Pre-mix Concrete ENVISIA (Boral) (NSW), (Wollongong) ENVISIA 20MPa | m³ | 173 | 0.072083 | 0 | 0
| Concrete, 20 MPa, in-situ, no reinforcement, Pre-mix Concrete Normal Class GP blend (Boral) (NSW), (Wollongong) Normal Class GP blend 20MPa | m³ | 268 | 0.11167 | 0 | 0
| Concrete, 20 MPa, in-situ, no reinforcement, Pre-mix Concrete Normal Class GP blend (Boral) (TAS), (Hobart) Normal Class GP blend 20MPa | m³ | 265 | 0.11042 | 0 | 0
| Concrete, 20 MPa, in-situ, no reinforcement, Pre-mix Concrete Normal Class GP blend (Boral) (TAS), (Launceston) Normal Class GP blend 20MPa | m³ | 265 | 0.11042 | 0 | 0
| Concrete, 20 MPa, in-situ, no reinforcement, GP, Normal Class (WA Premix) (WA), (Perth) | m³ | 298 | 0.12417 | 0 | 0
| Concrete, 20 MPa, in-situ, no reinforcement, Ready-Mix Concrete (LC)50 (Concrite) (NSW) (Sydney Region, NSW) | m³ | 149 | 0.062083 | 0 | 0
| Concrete, 20 MPa, in-situ, no reinforcement, Ready-Mix Concrete (LC)40 (Concrite) (NSW) (Sydney Region, NSW) | m³ | 171 | 0.07125 | 0 | 0
| Concrete, 20 MPa, in-situ, no reinforcement, Ready-Mix Concrete (LC)30 (Concrite) (NSW) (Sydney Region, NSW) | m³ | 213 | 0.08875 | 0 | 0
| Concrete, 20 MPa, in-situ, no reinforcement, Ready-Mix Concrete (LCHP) (Concrite) (NSW) (Sydney Region, NSW) | m³ | 185 | 0.077083 | 0 | 0
| Concrete, 20 MPa, in-situ, no reinforcement, Ready-Mix Concrete (LCP) (Concrite) (NSW) (Sydney Region, NSW) | m³ | 194 | 0.080833 | 0 | 0
| Concrete, 20 MPa, in-situ, no reinforcement, Ready-Mix Concrete Normal class GP blend (Concrite) (NSW) (Sydney Region, NSW) | m³ | 249 | 0.10375 | 0 | 0
| Concrete, 20 MPa, in-situ, no reinforcement, Ready-Mix Concrete SLAG AGG CONCRETE MIX, (LC)50 (Concrite) (NSW) (Sydney Region, NSW) | m³ | 158 | 0.065833 | 0 | 0
| Concrete, 20 MPa, in-situ, no reinforcement, Ready-Mix Concrete SLAG AGG CONCRETE MIX, (LC)40 (Concrite) (NSW) (Sydney Region, NSW) | m³ | 182 | 0.075833 | 0 | 0
| Concrete, 20 MPa, in-situ, no reinforcement, Ready-Mix Concrete SLAG AGG CONCRETE MIX, (LC)30 (Concrite) (NSW) (Sydney Region, NSW) | m³ | 201 | 0.08375 | 0 | 0
| Concrete, 20 MPa, in-situ, no reinforcement, Ready-Mix Concrete (LC)30 20MPa (Concrite) (NSW) (Southern Highlands, NSW) | m³ | 211 | 0.087917 | 0 | 0
| Concrete, 20 MPa, in-situ, no reinforcement, Ready-Mix Concrete NORMAL CLASS GP BLEND (Concrite) (NSW) (Southern Highlands, NSW) | m³ | 251 | 0.10458 | 0 | 0
| Concrete, 20 MPa, in-situ, no reinforcement, Ready-Mix Concrete LC30 20MPa (Concrite) (ACT) (Canberra, ACT) | m³ | 222 | 0.0925 | 0 | 0
| Concrete, 20 MPa, in-situ, no reinforcement, Ready-Mix Concrete NORMAL CLASS GP BLEND (Concrite) (ACT) (Canberra, ACT) | m³ | 271 | 0.11292 | 0 | 0
| Concrete, 15 MPa, in-situ, no reinforcement, (Futurecrete® Ultra S15MPA BLOCKFILL 10MM 230MM SLUMP) (Adbri) (NSW) | m³ | 183.5494 | 0.076479 | 0 | 0
| Concrete, 20 MPa, in-situ, no reinforcement, (Futurecrete® Ultra N Class GP/ GL:Slag 20 MPa) (Adbri) (NSW) | m³ | 205.1962 | 0.085498 | 0 | 0
| Concrete, 20 MPa, in-situ, no reinforcement, (Futurecrete® Ultra S20MPA DINCEL 10MM) (Adbri) (NSW) | m³ | 216.7049 | 0.090294 | 0 | 0
| Concrete, 20 MPa, in-situ, no reinforcement, (Futurecrete® Ultra S20MPA BLOCKFILL 10MM 230MM SLUMP) (Adbri) (NSW) | m³ | 216.6532 | 0.090272 | 0 | 0
| Concrete, 20 MPa, in-situ, no reinforcement, (Adbri N Class GP/GL 20 MPa) (Adbri) (SA) | m³ | 199.91 | 0.083296 | 0 | 0
| Concrete, 20 MPa, in-situ, no reinforcement, (Futurecrete® N Class GP/GL:FA 20 MPa) (Adbri) (SA) | m³ | 162.69 | 0.067788 | 0 | 0
| Concrete, 20 MPa, in-situ, no reinforcement, (Futurecrete® N Class GP/GL:Slag 20 MPa) (Adbri) (SA) | m³ | 158.12 | 0.065883 | 0 | 0
| Concrete, 15 MPa, in-situ, no reinforcement, (Futurecrete® Ultra S15MPA BLOCKFILL 10MM) (Adbri) (NSW) | m³ | 180.4084 | 0.07517 | 0 | 0
| Concrete, 20 MPa, in-situ, no reinforcement, (Futurecrete® Ultra S20MPA BLOCKFILL 10MM) (Adbri) (NSW) | m³ | 211.1844 | 0.087993 | 0 | 0
| Concrete, 20 MPa, in-situ, no reinforcement, (R2020A)(GP) (BCG) (WA), (Perth) | m³ | 287.5 | 0.11979 | 0 | 0
| Concrete, 20 MPa, in-situ, no reinforcement, (VE202EF2) (Ecopact) (Holcim) (VIC) | m³ | 210.41 | 0.087671 | 0 | 0
| Concrete, 20 MPa, in-situ, no reinforcement, (20MPa 7MM BLOCKMIX) (Adbri) (QLD) | m³ | 232.228 | 0.096762 | 0 | 0
| Concrete, 20 MPa, in-situ, no reinforcement, (Adbri Concrete N Class GP:GL 20 MPa - Katherine) (Adbri) (NT) | m³ | 273.0857 | 0.11379 | 0 | 0
| Concrete, 20 MPa, in-situ, no reinforcement, (20MPa 10MM BLOCKMIX) (Adbri) (QLD) | m³ | 232.219 | 0.096758 | 0 | 0
| Concrete, 20 MPa, in-situ, no reinforcement, (SE202E3) (Ecopact) (Holcim) (SA) (Adelaide) | m³ | 195.31 | 0.081379 | 0 | 0
| Concrete, 20 MPa, in-situ, no reinforcement, (VE202E / BE202E) (Ecopact) (Holcim) (VIC) | m³ | 196.26 | 0.081775 | 0 | 0
| Concrete, 20 MPa, in-situ, no reinforcement, (QE203EBMX) (Ecopact) (Holcim) (QLD) (Brisbane) | m³ | 209.16 | 0.08715 | 0 | 0
| Concrete, 20 MPa, in-situ, no reinforcement, (Futurecrete® Ultra N class GP/ GL:Slag 20 MPa) (Adbri) (QLD) | m³ | 188.157 | 0.078399 | 0 | 0
| Concrete, 20 MPa, in-situ, no reinforcement, (QE202E) (Ecopact) (Holcim) (QLD), Gold Coast | m³ | 156.11 | 0.065046 | 0 | 0
| Concrete, 20 MPa, in-situ, no reinforcement, (QE201E) (Ecopact) (Holcim) (QLD), Gold Coast | m³ | 156.11 | 0.065046 | 0 | 0
| Concrete (in-situ), 20MPa, Pre-mix Concrete EPG20F (Barro Group) (Australia) | m³ | 144.488 | 0.060607 | 0 | 0
| Concrete (in-situ), 20MPa, Pre-mix Concrete EN20 (Barro Group) (Australia) | m³ | 166.48 | 0.069832 | 0 | 0
| Concrete (in-situ), 20MPa, Pre-mix Concrete EPG20 (Barro Group) (Australia) | m³ | 158.491 | 0.066481 | 0 | 0
| Concrete (in-situ), 20MPa, Pre-mix Concrete EPG20FL (Barro Group) (Australia) | m³ | 137.487 | 0.057671 | 0 | 0
| Concrete (in-situ), ENVISIA concrete in-situ Melb metro - 20 MPa (Boral) (Australia) | m³ | 165 | 0.06875 | 0 | 0
| Concrete (in-situ), Envirocrete plus concrete in-situ Melb metro - 20 MPa (Boral) (Australia) | m³ | 191 | 0.079583 | 0 | 0
| Concrete (in-situ), Envirocrete concrete in-situ Melb metro - 20 MPa (Boral) (Australia) | m³ | 200 | 0.083333 | 0 | 0
| Concrete (in-situ), Envirocrete 40% concrete in-situ Melb metro - 20 MPa (Boral) (Australia) | m³ | 215 | 0.089583 | 0 | 0
| Concrete (in-situ), Envirocrete 30% concrete in-situ Melb metro - 20 MPa (Boral) (Australia) | m³ | 244 | 0.10167 | 0 | 0
| Concrete (in-situ), Normal GP blend concrete in-situ Melb metro - 20 MPa (Boral) (Australia) | m³ | 265 | 0.11042 | 0 | 0
| Concrete (in-situ), Normal GP /FA blend blend concrete in-situ Melb metro - 20 MPa (Boral) (Australia) | m³ | 251 | 0.10458 | 0 | 0
| Concrete (in-situ), Normal GP /GGBFS blend blend concrete in-situ Melb metro - 20 MPa (Boral) (Australia) | m³ | 236 | 0.098333 | 0 | 0
| Concrete (in-situ), ENVISIA concrete in-situ Perth metro - 20 MPa (Boral) (Australia) | m³ | 163 | 0.067917 | 0 | 0
| Concrete (in-situ), Normal GP blend concrete in-situ Perth metro - 20 MPa (Boral) (Australia) | m³ | 244 | 0.10167 | 0 | 0
| Concrete (in-situ), Normal GP /GGBFS blend blend concrete in-situ Perth metro - 20 MPa (Boral) (Australia) | m³ | 192 | 0.08 | 0 | 0
| 20 MPa, Normal Class 20MPa - straight cement (Gunlake) (Australia) | m³ | 295.0489 | 0.12294 | 0 | 0
| 20 MPa, Normal Class 20MPa (NC2028PCI) - cement and fly-ash (Gunlake) (Australia) | m³ | 235.0537 | 0.097939 | 0 | 0
| 20 MPa, Normal Class 20MPa (NC2028PCI) - cement, slag and fly-ash (Gunlake) (Australia) | m³ | 197.0625 | 0.082109 | 0 | 0
| 20 MPa, Special Class 20MPa (GD202AP2) - green star mix with cement, high slag and fly-ash (Gunlake) (Australia) | m³ | 223.0717 | 0.092947 | 0 | 0
| 20 MPa, ENVISIA 20 MPa (Boral) (Australia) | m³ | 168 | 0.07 | 0 | 0
| 20 MPa, ENVIROCRETE PLUS 20 MPa (Boral) (Australia) | m³ | 193 | 0.080417 | 0 | 0
| 20 MPa, ENVIROCRETE 40% 20 MPa (Boral) (Australia) | m³ | 229 | 0.095417 | 0 | 0
| 20 MPa, ENVIROCRETE 30% 20 MPa (Boral) (Australia) | m³ | 255 | 0.10625 | 0 | 0
| 20 MPa, ENVIROCRETE 20 MPa (Boral) (Australia) | m³ | 202 | 0.084167 | 0 | 0
| 20 MPa, NORMAL CLASS GP BLEND 20 MPa (Boral) (Australia) | m³ | 261 | 0.10875 | 0 | 0
| 20 MPa, NORMAL CLASS GP/FA BLEND 20 MPa (Boral) (Australia) | m³ | 240 | 0.1 | 0 | 0
| 20 MPa, NORMAL CLASS GP/GGBFS BLEND 20 MPa (Boral) (Australia) | m³ | 233 | 0.097083 | 0 | 0
| 20 MPa, HIGH SLUMP 20 MPa (Boral) (Australia) | m³ | 252 | 0.105 | 0 | 0
| 20 MPa, NSW, Pre-mix concrete N4020 (Western Suburbs Concrete) (Australia) | m³ | 301.2206 | 0.12551 | 0 | 0
| 20 MPa, NSW, Pre-mix concrete GS2020-1 (Western Suburbs Concrete) (Australia) | m³ | 196.3792 | 0.081825 | 0 | 0
| 20 MPa, NSW, Pre-mix concrete N2020 (Western Suburbs Concrete) (Australia) | m³ | 187.4642 | 0.07811 | 0 | 0
| 20 MPa, NSW, Pre-mix concrete GS2020-2 (Western Suburbs Concrete) (Australia) | m³ | 171.7648 | 0.071569 | 0 | 0
| 20 MPa, NSW, Pre-mix concrete WGS2020-1 (Western Suburbs Concrete) (Australia) | m³ | 189.0324 | 0.078763 | 0 | 0
| 20 MPa, NSW, Pre-mix concrete WGS2020-2 (Western Suburbs Concrete) (Australia) | m³ | 178.3663 | 0.074319 | 0 | 0
| 20 MPa, NSW, Pre-mix concrete N5020 (Western Suburbs Concrete) (Australia) | m³ | 185.8065 | 0.077419 | 0 | 0
| 20 MPa, NSW, Pre-mix concrete WN2020 (Western Suburbs Concrete) (Australia) | m³ | 185.8065 | 0.077419 | 0 | 0
| 20 MPa, TAS, N20/20N concrete manufactured in our Southern Region (Hazell Bros Concrete Pty Ltd) (Australia) | m³ | 203.1248 | 0.084635 | 0 | 0
| 20 MPa, TAS, N20/20N concrete manufactured in our Northern Region (Hazell Bros Concrete Pty Ltd) (Australia) | m³ | 212.2954 | 0.088456 | 0 | 0
| 15 MPa, TAS, N15/20N concrete manufactured in our Southern Region (Hazell Bros Concrete Pty Ltd) (Australia) | m³ | 191.7249 | 0.079885 | 0 | 0
| 20 MPa, TAS, N20/20N/SCM concrete manufactured in our Southern Region (Hazell Bros Concrete Pty Ltd) (Australia) | m³ | 163.1156 | 0.067965 | 0 | 0
| 15 MPa, TAS, N15/20N concrete manufactured in our Northern Region (Hazell Bros Concrete Pty Ltd) (Australia) | m³ | 200.8633 | 0.083693 | 0 | 0
| 15 MPa, TAS, N15/20N/SCM concrete manufactured in our Southern Region (Hazell Bros Concrete Pty Ltd) (Australia) | m³ | 153.0089 | 0.063754 | 0 | 0
| 20 MPa, TAS, N20/20N/SCM concrete manufactured in our Northern Region (Hazell Bros Concrete Pty Ltd) (Australia) | m³ | 163.4339 | 0.068097 | 0 | 0
| 15 MPa, TAS, N15/20N/SCM concrete manufactured in our Northern Region (Hazell Bros Concrete Pty Ltd) (Australia) | m³ | 153.3523 | 0.063897 | 0 | 0
| Concrete (in-situ), Envirocrete plus concrete in-situ Perth metro - 20 MPa (Boral) (Australia) | m³ | 171 | 0.07125 | 0 | 0
| Concrete (in-situ), Envirocrete concrete in-situ Perth metro - 20 MPa (Boral) (Australia) | m³ | 179 | 0.074583 | 0 | 0
| Concrete (in-situ), Envirocrete 30% concrete in-situ Perth metro - 20 MPa (Boral) (Australia) | m³ | 179 | 0.074583 | 0 | 0
| Concrete (in-situ), SA – Adelaide Metro – ECOPact – SE202EM2 (Holcim (Australia) Pty Ltd) (Australia) | m³ | 85.675 | 0.035698 | 0 | 0
| Concrete (in-situ), Premix Concrete – S20MPa GreenCrete 70 (Piave Premix Concrete Pty Ltd) (Australia) | m³ | 109 | 0.046541 | 0 | 0
| Concrete (in-situ), Climate Active – NSW - Forster - NN202F (Holcim (Australia) Pty Ltd) (Australia) | m³ | 120.0389 | 0.050016 | 0 | 0
| Concrete (in-situ), NSW – Sydney – ECOPact – NE202ER53 (Holcim (Australia) Pty Ltd) (Australia) | m³ | 129.1541 | 0.053814 | 0 | 0
| Concrete (in-situ), AR2014 pre-mixed concrete (Aurora Construction Materials Epping Pty Ltd) (Australia) | m³ | 132.0112 | 0.058934 | 0 | 0
| Concrete (in-situ), AR2020 pre-mixed concrete (Aurora Construction Materials Epping Pty. Ltd.) (Australia) | m³ | 132.0112 | 0.058934 | 0 | 0
| Concrete (in-situ), QLD - Gold Coast - ECOPact - QE202CC80 (Holcim (Australia) Pty Ltd) (Australia) | m³ | 130.8469 | 0.05452 | 0 | 0
| Concrete (in-situ), QLD - Gold Coast - ECOPact - QE202C100 (Holcim (Australia) Pty Ltd) (Australia) | m³ | 132.8473 | 0.055353 | 0 | 0
| Concrete (in-situ), NSW - Sydney - ECOPact - NE201ER53 (Holcim (Australia) Pty Ltd) (Australia) | m³ | 133.1563 | 0.055482 | 0 | 0
| Concrete (in-situ), AR2014 pre-mixed concrete (Aurora Construction Materials Epping Pty. Ltd.) (Australia) | m³ | 134.0112 | 0.059826 | 0 | 0
| Concrete (in-situ), Climate Active – QLD - Southport - QZ202E (Holcim (Australia) Pty Ltd) (Australia) | m³ | 136.0192 | 0.056675 | 0 | 0
| Concrete (in-situ), QLD - Sunshine Coast - ECOPact - QE201E100 (Holcim (Australia) Pty Ltd) (Australia) | m³ | 136.9641 | 0.057068 | 0 | 0
| Concrete (in-situ), QLD - Murarrie - Climate Active - QZ202E100 (Holcim (Australia) Pty Ltd) (Australia) | m³ | 137.0303 | 0.057096 | 0 | 0
| Concrete (in-situ), Climate Active – QLD - Brisbane (City) - QZ202EEZY (Holcim (Australia) Pty Ltd) (Australia) | m³ | 137.0422 | 0.057101 | 0 | 0
| Concrete (in-situ), QLD – Sunshine Coast – ECOPact – QE201EL21 (Holcim (Australia) Pty Ltd) (Australia) | m³ | 137.8972 | 0.057457 | 0 | 0
| Concrete (in-situ), Premix Concrete - 20MPA Pump Mix (Piave Premix Concrete Pty Ltd) (Australia) | m³ | 139 | 0.058135 | 0 | 0
| Concrete (in-situ), Premix Concrete - 20MPa Line Pump (Piave Premix Concrete Pty Ltd) (Australia) | m³ | 139 | 0.058625 | 0 | 0
| Concrete (in-situ), Climate Active – QLD - Southport - QZ202E100 (Holcim (Australia) Pty Ltd) (Australia) | m³ | 139.01 | 0.057921 | 0 | 0
| Concrete (in-situ), WA – Mid West – ECOPact – WE204E1 (Holcim (Australia) Pty Ltd) (Australia) | m³ | 140.0583 | 0.058358 | 0 | 0
| Concrete (in-situ), NSW – Sydney – ECOPact – NE201EBMX (Holcim (Australia) Pty Ltd) (Australia) | m³ | 139.1604 | 0.057984 | 0 | 0
| Concrete (in-situ), QLD - Sunshine Coast - ECOPact - QE201EEZY (Holcim (Australia) Pty Ltd) (Australia) | m³ | 140.9514 | 0.05873 | 0 | 0
| Concrete (in-situ), Climate Active – NSW - Port Macquarie - NN202F (Holcim (Australia) Pty Ltd) (Australia) | m³ | 141.043 | 0.058768 | 0 | 0
| Concrete (in-situ), SA – Adelaide Metro – ECOPact – SE202E (Holcim (Australia) Pty Ltd) (Australia) | m³ | 140.868 | 0.058695 | 0 | 0
| Concrete (in-situ), Climate Active – QLD - Murarrie - QZ202EEZY (Holcim (Australia) Pty Ltd) (Australia) | m³ | 142.0026 | 0.059168 | 0 | 0
| Concrete (in-situ), HYLO-50 Normal-Class 20 MPa (Hymix Australia Pty Ltd) (Australia) | m³ | 143.1174 | 0.060669 | 0 | 0
| Concrete (in-situ), Climate Active – QLD - Southport - QZ202EEZY (Holcim (Australia) Pty Ltd) (Australia) | m³ | 142.9915 | 0.05958 | 0 | 0
| Concrete (in-situ), Climate Active – QLD - Burleigh - QZ202EEZY (Holcim (Australia) Pty Ltd) (Australia) | m³ | 142.9915 | 0.05958 | 0 | 0
| Concrete (in-situ), SA - ADLC - ECOPact Mixes- SE201E5 (Holcim (Australia) Pty Ltd) (Australia) | m³ | 143.314 | 0.059714 | 0 | 0
| Concrete (in-situ), QLD - Tweed - Climate Active - QZ201EEZY (Holcim (Australia) Pty Ltd) (Australia) | m³ | 146.9858 | 0.061244 | 0 | 0
| Concrete (in-situ), Climate Active – QLD - Southport - QZ201EEZY (Holcim (Australia) Pty Ltd) (Australia) | m³ | 146.9958 | 0.061248 | 0 | 0
| Concrete (in-situ), QLD - Sunshine Coast - ECOPact - QE202EEZY (Holcim (Australia) Pty Ltd) (Australia) | m³ | 150.0084 | 0.062504 | 0 | 0
| Concrete (in-situ), VIC - North East Link Project - Spark - VN202B (Holcim (Australia) Pty Ltd) (Australia) | m³ | 150.6643 | 0.062777 | 0 | 0
| Concrete (in-situ), VIC – Melbourne Metro – ECOPact – VZ202E3 (Holcim (Australia) Pty Ltd) (Australia) | m³ | 150.718 | 0.062799 | 0 | 0
| Concrete (in-situ), VIC – Melbourne Metro – ECOPact – VE202E3 (Holcim (Australia) Pty Ltd) (Australia) | m³ | 150.718 | 0.062799 | 0 | 0
| Concrete (in-situ), QLD - North Queensland - ECOPact - QE202E1 (Holcim (Australia) Pty Ltd) (Australia) | m³ | 151.9099 | 0.063296 | 0 | 0
| Concrete (in-situ), VIC – North East Link Project – Spark – VN202B100 (Holcim (Australia) Pty Ltd) (Australia) | m³ | 151.6628 | 0.063193 | 0 | 0
| Concrete (in-situ), GE202FP93 (Heidelberg Materials Australia Pty Ltd) (Australia) | m³ | 153.1047 | 0.067626 | 0 | 0
| Concrete (in-situ), QLD - North Queensland - ECOPact - QE201E (Holcim (Australia) Pty Ltd) (Australia) | m³ | 153.886 | 0.064119 | 0 | 0
| Concrete (in-situ), QLD - North Queensland - ECOPact - QE201E1 (Holcim (Australia) Pty Ltd) (Australia) | m³ | 153.886 | 0.064119 | 0 | 0
| Concrete (in-situ), S15/20/Fly Ash concrete manufactured in Northern Region (Hazell Bros Group (HBG) Pty Ltd) (Australia) | m³ | 155.066 | 0.06901 | 0 | 0
| Concrete (in-situ), NSW – Sydney – ECOPact – NE202E1 (Holcim (Australia) Pty Ltd) (Australia) | m³ | 155.1635 | 0.064651 | 0 | 0
| Concrete (in-situ), VIC – Melbourne Metro – ECOPact – VE204E (Holcim (Australia) Pty Ltd) (Australia) | m³ | 156.7562 | 0.065315 | 0 | 0
| Concrete (in-situ), VIC - Melbourne Metro - ECOPact- VE204E2 (Holcim (Australia) Pty Ltd) (Australia) | m³ | 157.7632 | 0.065735 | 0 | 0
| Concrete (in-situ), NSW – Sydney – ECOPact – NE201E1 (Holcim (Australia) Pty Ltd) (Australia) | m³ | 158.1626 | 0.065901 | 0 | 0
| Concrete (in-situ), NSW – Sydney – ECOPact – NE201E5 (Holcim (Australia) Pty Ltd) (Australia) | m³ | 158.1628 | 0.065901 | 0 | 0
| Concrete (in-situ), NSW – Sydney – ECOPact – NE202E5 (Holcim (Australia) Pty Ltd) (Australia) | m³ | 159.1682 | 0.06632 | 0 | 0
| Concrete (in-situ), QLD – Brisbane – ECOPact – QE201EBMX (Holcim (Australia) Pty Ltd) (Australia) | m³ | 160.9292 | 0.067054 | 0 | 0
| Concrete (in-situ), Climate Active – QLD - Burleigh - QZ207EBMX (Holcim (Australia) Pty Ltd) (Australia) | m³ | 161.8945 | 0.067456 | 0 | 0
| Concrete (in-situ), VIC - Melbourne Metro - ECOPact- VE202E (Holcim (Australia) Pty Ltd) (Australia) | m³ | 161.7249 | 0.067385 | 0 | 0
| Concrete (in-situ), VIC – Melbourne Metro – ECOPact – BZ202E (Holcim (Australia) Pty Ltd) (Australia) | m³ | 161.7249 | 0.067385 | 0 | 0
| Concrete (in-situ), VIC - Melbourne Metro - ECOPact- VZ202E (Holcim (Australia) Pty Ltd) (Australia) | m³ | 161.7249 | 0.067385 | 0 | 0
| Concrete (in-situ), AE2014 pre-mixed concrete (Aurora Construction Materials Epping Pty Ltd) (Australia) | m³ | 164.0146 | 0.072831 | 0 | 0
| Concrete (in-situ), AE2020 pre-mixed concrete (Aurora Construction Materials Epping Pty Ltd) (Australia) | m³ | 164.0146 | 0.072831 | 0 | 0
| Concrete (in-situ), NSW – West NSW – ECOPact – NE202E142 (Holcim (Australia) Pty Ltd) (Australia) | m³ | 164.1478 | 0.068395 | 0 | 0
| Concrete (in-situ), VIC – Melbourne Metro – ECOPact – BE201ECOR (Holcim (Australia) Pty Ltd) (Australia) | m³ | 165.838 | 0.069099 | 0 | 0
| Concrete (in-situ), VIC – Melbourne Metro – ECOPact – VE201ECOR (Holcim (Australia) Pty Ltd) (Australia) | m³ | 165.838 | 0.069099 | 0 | 0
| Concrete (in-situ), AE2014 pre-mixed concrete (Aurora Construction Materials Epping Pty. Ltd.) (Australia) | m³ | 167.0146 | 0.074163 | 0 | 0
| Concrete (in-situ), AE2020 pre-mixed concrete (Aurora Construction Materials Epping Pty. Ltd.) (Australia) | m³ | 167.0146 | 0.074163 | 0 | 0
| Concrete (in-situ), VIC – Melbourne Metro – ECOPact – VE202E56 (Holcim (Australia) Pty Ltd) (Australia) | m³ | 168.7012 | 0.070292 | 0 | 0
| Concrete (in-situ), VIC – Melbourne Metro – ECOPact – VE202E563 (Holcim (Australia) Pty Ltd) (Australia) | m³ | 170.647 | 0.071103 | 0 | 0
| Concrete (in-situ), S15PR20H084 concrete manufactured at Dinawan (E.B. Mawson & Sons Pty Ltd) (Australia) | m³ | 172.147 | 0.07933 | 0 | 0
| Concrete (in-situ), WA – Perth Metro – ECOPact – WE202E1 (Holcim (Australia) Pty Ltd) (Australia) | m³ | 172.596 | 0.071915 | 0 | 0
| Concrete (in-situ), HYLO-40 Normal-Class 20 MPa (Hymix Australia Pty Ltd) (Australia) | m³ | 174.1259 | 0.073626 | 0 | 0
| Concrete (in-situ), VIC - Melbourne Metro - ECOPact- VE202LAV6 (Holcim (Australia) Pty Ltd) (Australia) | m³ | 173.7373 | 0.072391 | 0 | 0
| Concrete (in-situ), QLD - North Queensland - ECOPact - QE201EBMX (Holcim (Australia) Pty Ltd) (Australia) | m³ | 176.9254 | 0.073719 | 0 | 0
| Concrete (in-situ), QLD – Sunshine Coast – ECOPact – QE201EBMX (Holcim (Australia) Pty Ltd) (Australia) | m³ | 176.8734 | 0.073697 | 0 | 0
| Concrete (in-situ), WA – Perth Metro – ECOPact – WE201E1 (Holcim (Australia) Pty Ltd) (Australia) | m³ | 179.624 | 0.074843 | 0 | 0
| Concrete (in-situ), QLD – Sunshine Coast – ECOPact – QE202L (Holcim (Australia) Pty Ltd) (Australia) | m³ | 181.0061 | 0.075419 | 0 | 0
| Concrete (in-situ), QLD – Sunshine Coast – ECOPact – QE201L100 (Holcim (Australia) Pty Ltd) (Australia) | m³ | 181.9552 | 0.075815 | 0 | 0
| Concrete (in-situ), WA - Perth Metropolitan - ECOPact - WE204E2 (Holcim (Australia) Pty Ltd) (Australia) | m³ | 182.6281 | 0.076095 | 0 | 0
| Concrete (in-situ), WA – Perth Metro – ECOPact – WE202EP1 (Holcim (Australia) Pty Ltd) (Australia) | m³ | 184.643 | 0.076935 | 0 | 0
| Concrete (in-situ), WA – Perth Metro – ECOPact – WE201E2 (Holcim (Australia) Pty Ltd) (Australia) | m³ | 184.6321 | 0.07693 | 0 | 0
| Concrete (in-situ), GS FC40G20 20 MPa (LCF40G20) (Elvin Group (ACT) Pty Ltd) (Australia) | m³ | 184.1749 | 0.079386 | 0 | 0
| Concrete (in-situ), BF201FPD (20MPa GP/FA/GGBFS Verticals) concrete (Gunlake Concrete NSW Pty Ltd) (Australia) | m³ | 186.0224 | 0.082787 | 0 | 0
| Concrete (in-situ), WA - Perth Metropolitan - ECOPact - WE201EBMX (Holcim (Australia) Pty Ltd) (Australia) | m³ | 187.65 | 0.078188 | 0 | 0
| Concrete (in-situ), VIC - North East Link Project - Spark - VN204B100 (Holcim (Australia) Pty Ltd) (Australia) | m³ | 186.719 | 0.0778 | 0 | 0
| Concrete (in-situ), QLD - Sunshine Coast - ECOPact - QE201LEZY (Holcim (Australia) Pty Ltd) (Australia) | m³ | 187.9496 | 0.078312 | 0 | 0
| Concrete (in-situ), NSW - Newcastle - ECOPact- NE202L295 (Holcim (Australia) Pty Ltd) (Australia) | m³ | 193.1681 | 0.080487 | 0 | 0
| Concrete (in-situ), NSW – West NSW – ECOPact – NE201E142 (Holcim (Australia) Pty Ltd) (Australia) | m³ | 194.1502 | 0.080896 | 0 | 0
| Concrete (in-situ), NSW – West NSW – ECOPact – NE202E342 (Holcim (Australia) Pty Ltd) (Australia) | m³ | 194.1515 | 0.080896 | 0 | 0
| Concrete (in-situ), CoreMasta 20 MPa (Heidelberg Materials Australia Pty Ltd) (Australia) | m³ | 195.5882 | 0.081495 | 0 | 0
| Concrete (in-situ), WA - Southwest - ECOPact - WE202E1 (Holcim (Australia) Pty Ltd) (Australia) | m³ | 196.6748 | 0.081948 | 0 | 0
| Concrete (in-situ), P20SS05H001 concrete manufactured at Dinawan for Project EnergyConnect (E.B. Mawson & Sons Pty Ltd) (Australia) | m³ | 197.158 | 0.082149 | 0 | 0
| Concrete (in-situ), GS LCF30G20 20 MPa (Elvin Group (ACT) Pty Ltd) (Australia) | m³ | 197.1988 | 0.083914 | 0 | 0
| Concrete (in-situ), WA – Mid West – ECOPact – WE202E1 (Holcim (Australia) Pty Ltd) (Australia) | m³ | 196.6771 | 0.081949 | 0 | 0
| Concrete (in-situ), QLD - Sunshine Coast - ECOPact - QE202LEZY (Holcim (Australia) Pty Ltd) (Australia) | m³ | 197.6439 | 0.082352 | 0 | 0
| Concrete (in-situ), S20/20/100 MRTS70 (Nucon Concrete Pty Ltd) (Australia) | m³ | 199.1914 | 0.084762 | 0 | 0
| Concrete (in-situ), NSW - Coffs Coast - ECOPact- NE201L2 (Holcim (Australia) Pty Ltd) (Australia) | m³ | 199.1869 | 0.082995 | 0 | 0
| Concrete (in-situ), NSW - Coffs Coast - ECOPact- NE201L1 (Holcim (Australia) Pty Ltd) (Australia) | m³ | 198.1869 | 0.082578 | 0 | 0
| Concrete (in-situ), S20PR20H164 concrete manufactured at Dinawan for Project EnergyConnect (E.B. Mawson & Sons Pty Ltd) (Australia) | m³ | 200.2076 | 0.092646 | 0 | 0
| Concrete (in-situ), QLD - Sunshine Coast - ECOPact - QE202E (Holcim (Australia) Pty Ltd) (Australia) | m³ | 202.0062 | 0.084169 | 0 | 0
| Concrete (in-situ), WA - Southwest - ECOPact - WE204E1 (Holcim (Australia) Pty Ltd) (Australia) | m³ | 202.6982 | 0.084458 | 0 | 0
| Concrete (in-situ), Climate Active – WA - Bunbury - WN202B (Holcim (Australia) Pty Ltd) (Australia) | m³ | 201.7558 | 0.084065 | 0 | 0
| Concrete (in-situ), NSW – West NSW – ECOPact – NE201E342 (Holcim (Australia) Pty Ltd) (Australia) | m³ | 202.1664 | 0.084236 | 0 | 0
| Concrete (in-situ), NSW - Coffs Coast - ECOPact- NE202L1 (Holcim (Australia) Pty Ltd) (Australia) | m³ | 202.1892 | 0.084246 | 0 | 0
| Concrete (in-situ), WA - Southwest - ECOPact - WE201EBMX (Holcim (Australia) Pty Ltd) (Australia) | m³ | 202.6608 | 0.084442 | 0 | 0
| Concrete (in-situ), Climate Active – NSW - Taree (Blackhead) - NE202L290 (Holcim (Australia) Pty Ltd) (Australia) | m³ | 202.1664 | 0.084236 | 0 | 0
| Concrete (in-situ), NSW - Far North Coast - ECOPact - NE202LLH1 (Holcim (Australia) Pty Ltd) (Australia) | m³ | 203.169 | 0.084654 | 0 | 0
| Concrete (in-situ), NSW - Coffs Coast - ECOPact- NE202L8 (Holcim (Australia) Pty Ltd) (Australia) | m³ | 203.1893 | 0.084662 | 0 | 0
| Concrete (in-situ), WA – Mid West – ECOPact – WE201E1 (Holcim (Australia) Pty Ltd) (Australia) | m³ | 203.6986 | 0.084874 | 0 | 0
| Concrete (in-situ), NSW – Far North Coast – ECOPact – NE201L1L2 (Holcim (Australia) Pty Ltd) (Australia) | m³ | 204.1789 | 0.085075 | 0 | 0
| Concrete (in-situ), NSW - Coffs Coast - ECOPact- NE201LBX (Holcim (Australia) Pty Ltd) (Australia) | m³ | 203.1904 | 0.084663 | 0 | 0
| Concrete (in-situ), NSW - Far North Coast - ECOPact - NE201L (Holcim (Australia) Pty Ltd) (Australia) | m³ | 205.1771 | 0.08549 | 0 | 0
| Concrete (in-situ), NSW - Far North Coast - ECOPact - NE201L100 (Holcim (Australia) Pty Ltd) (Australia) | m³ | 205.1761 | 0.08549 | 0 | 0
| Concrete (in-situ), NSW - Far North Coast - ECOPact - NE201L120 (Holcim (Australia) Pty Ltd) (Australia) | m³ | 205.1761 | 0.08549 | 0 | 0
| Concrete (in-situ), NSW – Far North Coast – ECOPact – NE202L (Holcim (Australia) Pty Ltd) (Australia) | m³ | 205.1782 | 0.085491 | 0 | 0
| Concrete (in-situ), NSW – Far North Coast – ECOPact – NE202L100 (Holcim (Australia) Pty Ltd) (Australia) | m³ | 205.1771 | 0.08549 | 0 | 0
| Concrete (in-situ), WA - Southwest - ECOPact - WE251E1 (Holcim (Australia) Pty Ltd) (Australia) | m³ | 210.7207 | 0.0878 | 0 | 0
| Concrete (in-situ), Western Suburbs Concrete CFA2010 l Pre-mix concrete (Western Suburbs Concrete (WSC) Pty Ltd) (Australia) | m³ | 217.1217 | 0.09169 | 0 | 0
| Concrete (in-situ), QLD – Sunshine Coast – ECOPact – QE207EBMX (Holcim (Australia) Pty Ltd) (Australia) | m³ | 216.9969 | 0.090415 | 0 | 0
| Concrete (in-situ), Imagecrete Colour 25 MPa (Heidelberg Materials Australia Pty Ltd) (Australia) | m³ | 221.1925 | 0.091629 | 0 | 0
| Concrete (in-situ), AN2014PU pre-mixed concrete (Aurora Construction Materials Epping Pty. Ltd.) (Australia) | m³ | 223.019 | 0.096838 | 0 | 0
| Concrete (in-situ), AN2020PU pre-mixed concrete (Aurora Construction Materials Epping Pty. Ltd.) (Australia) | m³ | 222.0199 | 0.096196 | 0 | 0
| Concrete (in-situ), Western Suburbs Concrete CFA2510 l Pre-mix concrete (Western Suburbs Concrete (WSC) Pty Ltd) (Australia) | m³ | 228.1617 | 0.094243 | 0 | 0
| Concrete (in-situ), N20/20/100 GP/FA blend (Nucon Concrete Pty Ltd) (Australia) | m³ | 228.9957 | 0.097445 | 0 | 0
| Concrete (in-situ), Climate Active – NSW - Port Macquarie - NN201F (Holcim (Australia) Pty Ltd) (Australia) | m³ | 230.1801 | 0.095908 | 0 | 0
| Concrete (in-situ), SOFTPILE 20MPa (Heidelberg Materials Australia Pty Ltd) (Australia) | m³ | 235.8381 | 0.1083 | 0 | 0
| Concrete (in-situ), Climate Active – NSW - Forster - NN201F (Holcim (Australia) Pty Ltd) (Australia) | m³ | 237.1807 | 0.098825 | 0 | 0
| Concrete (in-situ), EASYCRETE 20MPa (Heidelberg Materials Australia Pty Ltd) (Australia) | m³ | 239.0682 | 0.1034 | 0 | 0
| Concrete (in-situ), GS LCT40G20 20 MPa (Elvin Group (ACT) Pty Ltd) (Australia) | m³ | 243.0677 | 0.10299 | 0 | 0
| Concrete (in-situ), Climate Active – WA - Bunbury - WN202G (Holcim (Australia) Pty Ltd) (Australia) | m³ | 259.995 | 0.10833 | 0 | 0
| Concrete (in-situ), COREMASTA 20MPA (Heidelberg Materials Australia Pty Ltd) (Australia) | m³ | 266.424 | 0.11593 | 0 | 0
| Concrete (in-situ), Enrich-50 Normal-Class 20 MPa (Heidelberg Materials Australia Pty Ltd) (Australia) | m³ | 266.2123 | 0.11285 | 0 | 0
| Concrete (in-situ), QLD - Burleigh - Climate Active - QZ201EEZY (Holcim (Australia) Pty Ltd) (Australia) | m³ | 270.0677 | 0.11253 | 0 | 0
| Concrete (in-situ), QLD - Sunshine Coast - ECOPact - QE202E100 (Holcim (Australia) Pty Ltd) (Australia) | m³ | 280.0089 | 0.11667 | 0 | 0
| Concrete (in-situ), QLD – Sunshine Coast – ECOPact – QE201L (Holcim (Australia) Pty Ltd) (Australia) | m³ | 283.9639 | 0.11832 | 0 | 0
| Concrete (in-situ), NSW - Coffs Coast - ECOPact- NE202L2 (Holcim (Australia) Pty Ltd) (Australia) | m³ | 201.1878 | 0.083828 | 0 | 0
| Concrete (in-situ), Enrich-40 Normal-Class 20 MPa (Heidelberg Materials Australia Pty Ltd) (Australia) | m³ | 174.1259 | 0.073626 | 0 | 0
| Concrete (in-situ), FOOTPAVE 20MPA (Heidelberg Materials Australia Pty Ltd) (Australia) | m³ | 292.7999 | 0.1261 | 0 | 0
| Concrete (in-situ), EASYCRETE 20MPa GP Sureset Bronze (Heidelberg Materials Australia Pty Ltd) (Australia) | m³ | 293.7794 | 0.12641 | 0 | 0
| Concrete (in-situ), GS LCT50G20 20 MPa (Elvin Group (ACT) Pty Ltd) (Australia) | m³ | 168.1855 | 0.071568 | 0 | 0
| Concrete (in-situ), VIC - Melbourne Metro - ECOPact- VE202E2 (Holcim (Australia) Pty Ltd) (Australia) | m³ | 157.7514 | 0.06573 | 0 | 0
| Concrete (in-situ), QLD – Sunshine Coast – ECOPact – QE202L100 (Holcim (Australia) Pty Ltd) (Australia) | m³ | 184.0023 | 0.076668 | 0 | 0
| Concrete (in-situ), Climate Active – QLD - Tweed - QZ207EBMX (Holcim (Australia) Pty Ltd) (Australia) | m³ | 159.8745 | 0.066614 | 0 | 0
| Concrete (in-situ), Blockfill 20 MPa (Hymix Australia Pty Ltd) (Australia) | m³ | 195.0882 | 0.086694 | 0 | 0
| Concrete (in-situ), Enrich-30 Normal-Class 20 MPa (Heidelberg Materials Australia Pty Ltd) (Australia) | m³ | 243.1654 | 0.10743 | 0 | 0
| Concrete (in-situ), Sydney Water N15 SG152AB10 (Heidelberg Materials Australia Pty Ltd) (Australia) | m³ | 140.1749 | 0.063603 | 0 | 0
| Concrete (in-situ), 20 MPa - SL/GP Blend concrete (Gunlake Concrete NSW Pty Ltd) (Australia) | m³ | 300.0861 | 0.12694 | 0 | 0
| Concrete (in-situ), 20MPa GP/FA Blend concrete (Gunlake Concrete NSW Pty Ltd) (Australia) | m³ | 222.0975 | 0.095732 | 0 | 0
| Concrete (in-situ), 20MPa GP/FA/GGBFS Blend concrete (Gunlake Concrete NSW Pty Ltd) (Australia) | m³ | 186.092 | 0.07956 | 0 | 0
| Concrete (in-situ), 20MPa Bluestar Plus concrete (Gunlake Concrete NSW Pty Ltd) (Australia) | m³ | 187.1158 | 0.079658 | 0 | 0
| Concrete (in-situ), 20MPa GP/FA/GGBFS Verticals concrete (Gunlake Concrete NSW Pty Ltd) (Australia) | m³ | 209.1322 | 0.091364 | 0 | 0
| Concrete (in-situ), Envirocrete® 15MPa 20mm (Boral Limited) (Australia) | m³ | 146.191 | 0.060913 | 0 | 0
| Concrete (in-situ), Water authority 20MPa 20mm (Boral Limited) (Australia) | m³ | 175.1844 | 0.072994 | 0 | 0
| Concrete (in-situ), BP20/20 Xencrete (Entire Concrete) (Australia) | m³ | 183.1191 | 0.0763 | 0 | 0
| Concrete (in-situ), N20/20 Xencrete (Entire Concrete) (Australia) | m³ | 183.1178 | 0.076299 | 0 | 0
| Concrete (in-situ), N20/10 Xencrete (Entire Concrete) (Australia) | m³ | 189.1202 | 0.0788 | 0 | 0
| Concrete (in-situ), SLP20/10/100 xencrete (Entire Concrete) (Australia) | m³ | 188.1195 | 0.078383 | 0 | 0

## Concrete_25MPa
>20 MPa to ≤25 MPa
Sub-category description: | Any concrete mix with a strength rating of 25 MPa or lower, and greater than 20 MPa.
Qualitative assessment: | Strong market coverage. Only Australasian EPDs well spread throughout Australia and across multiple suppliers. Average compares well to other sources of EFs. No weighted average possible.
Geographical rating | Tier 1
EF source data rating | Tier 1
Market coverage rating | Tier 1
TOTAL | Tier 1
Notes:
Data sources and statistics:
|  |  | Upfront carbon emissions |  | Upfront carbon storage
| >20 MPa to ≤25 MPa | Declared unit | Upfront carbon emissions (kg CO2e/quantity) | Upfront carbon emissions (kg CO2e/kg) | Upfront carbon storage (kg CO2e/quantity) | Upfront carbon storage (kg CO2e/kg)
|  | Quantity | m³ | kg | m³ | kg
|  | Max | 417.4192 | 0.17392 | 0 | 0
|  | Min | 97.827 | 0.040761 | 0 | 0
|  | Average | 211.0137 | 0.088255 | 0 | 0
List
| Concrete, 25 MPa, in-situ, no reinforcement, (SE252E2) (Ecopact) (Holcim) (SA) (Adelaide) | m³ | 213.32 | 0.088883 | 0 | 0
| Concrete, 25 MPa, in-situ, no reinforcement, (SE252E3) (Ecopact) (Holcim) (SA) (Adelaide) | m³ | 214.32 | 0.0893 | 0 | 0
| Concrete, 25 MPa, in-situ, no reinforcement, (KM2510B)(GB) (BCG) (WA), (Perth) | m³ | 292.43 | 0.12185 | 0 | 0
| Concrete, 25 MPa, in-situ, no reinforcement, (SE252E56) (Ecopact) (Holcim) (SA) (Adelaide) | m³ | 221.32 | 0.092217 | 0 | 0
| Concrete, 25 MPa, in-situ, no reinforcement, (VE252EF2) (Ecopact) (Holcim) (VIC) | m³ | 214.27 | 0.089279 | 0 | 0
| Concrete, 25 MPa, in-situ, no reinforcement, (VE251E2) (Ecopact) (Holcim) (VIC) | m³ | 218.27 | 0.090946 | 0 | 0
| Concrete, 25 MPa, in-situ, no reinforcement, (VE252E56) (Ecopact) (Holcim) (VIC) | m³ | 229.27 | 0.095529 | 0 | 0
| Concrete, 25 MPa, in-situ, no reinforcement, (QE252ESF1) (Ecopact) (Holcim) (QLD) (Brisbane) | m³ | 204.23 | 0.085096 | 0 | 0
| Concrete, 25 MPa, in-situ, no reinforcement, (QE251E)(Ecopact) (Holcim) (QLD) (Sunshine Coast) | m³ | 165.18 | 0.068825 | 0 | 0
| Concrete, 25 MPa, in-situ, no reinforcement, (QE251E100)(Ecopact) (Holcim) (QLD) (Sunshine Coast) | m³ | 168.18 | 0.070075 | 0 | 0
| Concrete, 25 MPa, in-situ, no reinforcement, (QE252E)(Ecopact) (Holcim) (QLD) (Sunshine Coast) | m³ | 172.17 | 0.071737 | 0 | 0
| Concrete, 25 MPa, in-situ, no reinforcement, (Futurecrete® N class GP/GL:Slag 25 MPa) (Adbri) (QLD) | m³ | 198.194 | 0.082581 | 0 | 0
| Concrete, 25 MPa, in-situ, no reinforcement, (QE252E100)(Ecopact) (Holcim) (QLD) (Sunshine Coast) | m³ | 174.17 | 0.072571 | 0 | 0
| Concrete, 25 MPa, in-situ, no reinforcement, (25MPa 10MM BLOCKMIX) (Adbri) (QLD) | m³ | 264.246 | 0.1101 | 0 | 0
| Concrete, 25 MPa, in-situ, no reinforcement, (Futurecrete® Ultra N Class GP/GL:Slag 25 MPa) (Adbri) (VIC) | m³ | 161.15 | 0.067146 | 0 | 0
| Concrete, 25 MPa, in-situ, no reinforcement, (NE252E1A1)(Ecopact) (Holcim) (NSW), (Sydney) | m³ | 209.19 | 0.087163 | 0 | 0
| Concrete, 25 MPa, in-situ, no reinforcement, (QE251L100)(Ecopact) (Holcim) (QLD) (Sunshine Coast) | m³ | 223.2 | 0.093 | 0 | 0
| Concrete, 25 MPa, in-situ, no reinforcement, (QE252L)(Ecopact) (Holcim) (QLD) (Sunshine Coast) | m³ | 213.19 | 0.088829 | 0 | 0
| Concrete, 25 MPa, in-situ, no reinforcement, (Futurecrete® Ultra N class GP/ GL:Slag 25 MPa) (Adbri) (QLD) | m³ | 201.173 | 0.083822 | 0 | 0
| Concrete, 25 MPa, in-situ, no reinforcement, (NE251EBMX)(Ecopact) (Holcim) (NSW), (Sydney) | m³ | 168.14 | 0.070058 | 0 | 0
| Concrete, 25 MPa, in-situ, no reinforcement, (NE252E1)(Ecopact) (Holcim) (NSW), (Sydney) | m³ | 149.12 | 0.062133 | 0 | 0
| Concrete, 25 MPa, in-situ, no reinforcement, (NE252E5)(Ecopact) (Holcim) (NSW), (Sydney) | m³ | 149.12 | 0.062133 | 0 | 0
| Concrete, 25 MPa, in-situ, no reinforcement, (NE251E1)(Ecopact) (Holcim) (NSW), (Sydney) | m³ | 153.12 | 0.0638 | 0 | 0
| Concrete, 25 MPa, in-situ, no reinforcement, (NE251E5)(Ecopact) (Holcim) (NSW), (Sydney) | m³ | 153.12 | 0.0638 | 0 | 0
| Concrete, 25 MPa, in-situ, no reinforcement, (QE257EBMX) (Ecopact) (Holcim) (QLD), Gold Coast | m³ | 204.16 | 0.085067 | 0 | 0
| Concrete, 25 MPa, in-situ, no reinforcement, (QE251E100) (Ecopact) (Holcim) (QLD), Gold Coast | m³ | 167.13 | 0.069638 | 0 | 0
| Concrete, 25 MPa, in-situ, no reinforcement, (QE253EBMX) (Ecopact) (Holcim) (QLD) (Brisbane) | m³ | 221.17 | 0.092154 | 0 | 0
| Concrete, 25 MPa, in-situ, no reinforcement, (Futurecrete® N class GP/GL:FA 25 MPa) (Adbri) (QLD) | m³ | 245.188 | 0.10216 | 0 | 0
| Concrete, 25 MPa, in-situ, no reinforcement, (QE253EBMX) (Ecopact) (Holcim) (QLD), Gold Coast | m³ | 222.17 | 0.092571 | 0 | 0
| Concrete, 25 MPa, in-situ, no reinforcement, (Adbri concrete N class GP/GL 25 MPa) (Adbri) (QLD) | m³ | 279.21 | 0.11634 | 0 | 0
| Concrete, 25 MPa, in-situ, no reinforcement, (QE251EEZY) (Ecopact) (Holcim) (QLD) (Brisbane) | m³ | 175.13 | 0.072971 | 0 | 0
| Concrete, 25 MPa, in-situ, no reinforcement, (QE251EL21) (Ecopact) (Holcim) (QLD) (Brisbane) | m³ | 175.13 | 0.072971 | 0 | 0
| Concrete, 25 MPa, in-situ, no reinforcement, (QE251E100) (Ecopact) (Holcim) (QLD) (Brisbane) | m³ | 164.12 | 0.068383 | 0 | 0
| Concrete, 25 MPa, in-situ, no reinforcement, (QE257EBMX) (Ecopact) (Holcim) (QLD) (Brisbane) | m³ | 206.15 | 0.085896 | 0 | 0
| Concrete, 25 MPa, in-situ, no reinforcement, (QE252E100) (Ecopact) (Holcim) (QLD) (Brisbane) | m³ | 165.12 | 0.0688 | 0 | 0
| Concrete, 25 MPa, in-situ, no reinforcement, (QE252EEZY) (Ecopact) (Holcim) (QLD), Gold Coast | m³ | 179.13 | 0.074637 | 0 | 0
| Concrete, 25 MPa, in-situ, no reinforcement, (QE251E) (Ecopact) (Holcim) (QLD), Gold Coast | m³ | 167.12 | 0.069633 | 0 | 0
| Concrete, 25 MPa, in-situ, no reinforcement, (BF2503B)(GB) (BCG) (WA), (Perth) | m³ | 279.2 | 0.11633 | 0 | 0
| Concrete, 25 MPa, in-situ, no reinforcement, (QE251EL21) (Ecopact) (Holcim) (QLD), Gold Coast | m³ | 184.13 | 0.076721 | 0 | 0
| Concrete, 25 MPa, in-situ, no reinforcement, (QE252EEZY) (Ecopact) (Holcim) (QLD) (Brisbane) | m³ | 171.12 | 0.0713 | 0 | 0
| Concrete, 25 MPa, in-situ, no reinforcement, (QE252E100) (Ecopact) (Holcim) (QLD), Gold Coast | m³ | 173.12 | 0.072133 | 0 | 0
| Concrete, 25 MPa, in-situ, no reinforcement, (Adbri concrete N class GP/GL:FA 25 MPa) (Adbri) (QLD) | m³ | 239.165 | 0.099652 | 0 | 0
| Concrete, 25 MPa, in-situ, no reinforcement, (QE252E) (Ecopact) (Holcim) (QLD), Gold Coast | m³ | 160.11 | 0.066713 | 0 | 0
| Concrete, 25 MPa, in-situ, no reinforcement, (QE252E) (Ecopact) (Holcim) (QLD) (Brisbane) | m³ | 163.11 | 0.067963 | 0 | 0
| Concrete, 25 MPa, in-situ, no reinforcement, (WE254E1)(Ecopact) (Holcim) (WA), (Perth Metro) | m³ | 212.14 | 0.088392 | 0 | 0
| Concrete, 25 MPa, in-situ, no reinforcement, (WE251E1)(Ecopact) (Holcim) (WA), (Perth Metro) | m³ | 213.14 | 0.088808 | 0 | 0
| Concrete, 25 MPa, in-situ, no reinforcement, (Adbri Concrete N Class GP/GL 25 MPa) (Adbri) (VIC) | m³ | 238.15 | 0.099229 | 0 | 0
| Concrete, 25 MPa, in-situ, no reinforcement, (QE252L700) (Ecopact) (Holcim) (QLD), Gold Coast | m³ | 223.14 | 0.092975 | 0 | 0
| Concrete, 25 MPa, in-situ, no reinforcement, (Adbri Concrete N Class GP:GL 25 MPa - Winnellie) (Adbri) (NT) | m³ | 306.192 | 0.12758 | 0 | 0
| Concrete, 25 MPa, in-situ, no reinforcement, (WE251EKC)(Ecopact) (Holcim) (WA), (Perth Metro) | m³ | 222.12 | 0.09255 | 0 | 0
| Concrete, 25 MPa, in-situ, no reinforcement, (VE251EKC) (Ecopact) (Holcim) (VIC) | m³ | 220.11 | 0.091713 | 0 | 0
| Concrete, 25 MPa, in-situ, no reinforcement, (WE252EP1)(Ecopact) (Holcim) (WA), (Perth Metro) | m³ | 208.1 | 0.086708 | 0 | 0
| Concrete, 25 MPa, in-situ, no reinforcement, (WE254EP1)(Ecopact) (Holcim) (WA), (Perth Metro) | m³ | 212.1 | 0.088375 | 0 | 0
| Concrete, 25 MPa, in-situ, no reinforcement, (WE251EBMX)(Ecopact) (Holcim) (WA), (Perth Metro) | m³ | 217.1 | 0.090458 | 0 | 0
| Concrete, 25 MPa, in-situ, no reinforcement, (Adbri Concrete N Class GP:GL 25 MPa - Alice Springs) (Adbri) (NT) | m³ | 388.137 | 0.16172 | 0 | 0
| Concrete, 25 MPa, in-situ, no reinforcement, (Adbri Concrete N Class GP:GL 25 MPa - Katherine) (Adbri) (NT) | m³ | 298.0943 | 0.12421 | 0 | 0
| Concrete, 25 MPa, in-situ, no reinforcement, (R2520A)(GP) (BCG) (WA), (Perth) | m³ | 330.09 | 0.13754 | 0 | 0
| Concrete, 25 MPa, in-situ, no reinforcement, (General) (Holcim) (NSW)(ACT) | m³ | 297 | 0.12375 | 0 | 0
| Concrete, 25 MPa, in-situ, no reinforcement, (Fly Ash) (Holcim) (NSW)(ACT) | m³ | 241 | 0.10042 | 0 | 0
| Concrete, 25 MPa, in-situ, no reinforcement, (GGBS Slag) (Holcim) (NSW)(ACT) | m³ | 185 | 0.077083 | 0 | 0
| Concrete, 25 MPa, in-situ, no reinforcement, (Triple Blend) (Holcim) (NSW)(ACT) | m³ | 154 | 0.064167 | 0 | 0
| Concrete, 25 MPa, in-situ, no reinforcement,(General) (Holcim) (QLD) | m³ | 257 | 0.10708 | 0 | 0
| Concrete, 25 MPa, in-situ, no reinforcement,(Fly Ash) (Holcim) (QLD) | m³ | 219 | 0.09125 | 0 | 0
| Concrete, 25 MPa, in-situ, no reinforcement,(GGBS Slag) (Holcim) (QLD) | m³ | 172 | 0.071667 | 0 | 0
| Concrete, 25 MPa, in-situ, no reinforcement,(Triple Blend) (Holcim) (QLD) | m³ | 167 | 0.069583 | 0 | 0
| Concrete, 25 MPa, in-situ, no reinforcement, (General) (Holcim) (VIC) | m³ | 286 | 0.11917 | 0 | 0
| Concrete, 25 MPa, in-situ, no reinforcement, (Fly Ash) (Holcim) (VIC) | m³ | 240 | 0.1 | 0 | 0
| Concrete, 25 MPa, in-situ, no reinforcement, (Triple Blend) (Holcim) (VIC) | m³ | 215 | 0.089583 | 0 | 0
| Concrete, 25 MPa, in-situ, no reinforcement, (General) (Holcim) (SA) | m³ | 303 | 0.12625 | 0 | 0
| Concrete, MPa, in-situ, no reinforcement, (Fly Ash) (Holcim) (SA) | m³ | 198 | 0.0825 | 0 | 0
| Concrete, MPa, in-situ, no reinforcement, (GGBS Slag) (Holcim) (SA) | m³ | 200 | 0.083333 | 0 | 0
| Concrete, 25 MPa, in-situ, no reinforcement, (General) (Holcim) (WA) | m³ | 280 | 0.11667 | 0 | 0
| Concrete, MPa, in-situ, no reinforcement, (GGBS Slag) (Holcim) (WA) | m³ | 207 | 0.08625 | 0 | 0
| Concrete, 25 MPa, in-situ, no reinforcement, (NE252E151)(Ecopact) (Holcim) (ACT) | m³ | 184.71 | 0.076963 | 0 | 0
| Concrete, 25 MPa, in-situ, no reinforcement, (NE252E351)(Ecopact) (Holcim) (ACT) | m³ | 186.34 | 0.077642 | 0 | 0
| Concrete, 25 MPa, in-situ, no reinforcement, (NE251E151)(Ecopact) (Holcim) (ACT) | m³ | 184.94 | 0.077058 | 0 | 0
| Concrete, 25 MPa, in-situ, no reinforcement, (NE251E351)(Ecopact) (Holcim) (ACT) | m³ | 186.54 | 0.077725 | 0 | 0
| Concrete, 25 MPa, in-situ, no reinforcement, (VS251BPV) (Holcim) (VIC) | m³ | 252.5 | 0.10521 | 0 | 0
| Concrete, 25 MPa, in-situ, no reinforcement, (VS252BOX) (Holcim) (VIC) | m³ | 244.19 | 0.10175 | 0 | 0
| Concrete, 25 MPa, in-situ, no reinforcement, (VX251DM) (Holcim) (VIC) | m³ | 350.41 | 0.146 | 0 | 0
| Concrete, 25 MPa, in-situ, no reinforcement, (VX251OBS) (Holcim) (VIC) | m³ | 331.82 | 0.13826 | 0 | 0
| Concrete, 25 MPa, in-situ, no reinforcement, (VS252BHS2) (Holcim) (VIC) | m³ | 185.25 | 0.077188 | 0 | 0
| Concrete, 25 MPa, in-situ, no reinforcement, (QE252E)(Holcim) (QLD), (North QLD) | m³ | 209.71 | 0.087379 | 0 | 0
| Concrete, 25 MPa, in-situ, no reinforcement, (QE252E1)(Holcim) (QLD), (North QLD) | m³ | 209.99 | 0.087496 | 0 | 0
| Concrete, 25 MPa, in-situ, no reinforcement, (QE252EFB1)(Holcim) (QLD), (North QLD) | m³ | 213.51 | 0.088962 | 0 | 0
| Concrete, 25 MPa, in-situ, no reinforcement, (QE251E)(Holcim) (QLD), (North QLD) | m³ | 214.63 | 0.089429 | 0 | 0
| Concrete, 25 MPa, in-situ, no reinforcement, (QE251E1)(Holcim) (QLD), (North QLD) | m³ | 215.19 | 0.089662 | 0 | 0
| Concrete, 25 MPa, in-situ, no reinforcement, (QE251EBMX)(Holcim) (QLD), (North QLD) | m³ | 240.97 | 0.1004 | 0 | 0
| Concrete, 25 MPa, in-situ, no reinforcement, (Adbri N Class GP/GL 25 MPa) (Adbri) (SA) | m³ | 220.53 | 0.091887 | 0 | 0
| Concrete, 25 MPa, in-situ, no reinforcement, (Adbri Concrete N Class GP/GL:FA 25 MPa) (Adbri) (NSW) | m³ | 278.45 | 0.11602 | 0 | 0
| Concrete, 25 MPa, in-situ, no reinforcement, (S25MPA KERB&GUTTER MACHINE PLACED 10MM) (Adbri) (NSW) | m³ | 285.07 | 0.11878 | 0 | 0
| Concrete, 25 MPa, in-situ, no reinforcement, Pre-mix Concrete Normal Class GP blend (Boral) (ACT), (Canberra) Normal Class GP blend 25MPa | m³ | 288 | 0.12 | 0 | 0
| Concrete, 25 MPa, in-situ, no reinforcement, Pre-mix Concrete Normal Class GP/FA blend (Boral) (ACT), (Canberra) Normal Class GP/FA blend 25 MPa | m³ | 231 | 0.09625 | 0 | 0
| Concrete, 25 MPa, in-situ, no reinforcement, Pre-mix Concrete Normal Class GP/GGBFS blend (Boral) (ACT), (Canberra) Normal Class GP/GGBFS blend 25 MPa | m³ | 206 | 0.085833 | 0 | 0
| Concrete, 25 MPa, in-situ, no reinforcement, Pre-mix Concrete ENVIROCRETE 30% (Boral) (ACT), (Canberra) ENVIROCRETE 30% 25 MPa | m³ | 231 | 0.09625 | 0 | 0
| Concrete, 25 MPa, in-situ, no reinforcement, Pre-mix Concrete ENVIROCRETE 40% (Boral) (ACT), (Canberra) ENVIROCRETE 40% 25 MPa | m³ | 210 | 0.0875 | 0 | 0
| Concrete, 25 MPa, in-situ, no reinforcement, Pre-mix Concrete ENVIROCRETE PLUS (Boral) (ACT), (Canberra) ENVIROCRETE PLUS 25MPa | m³ | 202 | 0.084167 | 0 | 0
| Concrete, 25 MPa, in-situ, no reinforcement, Pre-mix Concrete ENVISIA (Boral) (ACT), (Canberra) ENVISIA 25MPa | m³ | 184 | 0.076667 | 0 | 0
| Concrete, 25 MPa, in-situ, no reinforcement, Pre-mix Concrete KERB MACHINE (Boral) (ACT), (Canberra) KERB MACHINE 25MPa 10MM | m³ | 259 | 0.10792 | 0 | 0
| Concrete, 25 MPa, in-situ, no reinforcement, Pre-mix Concrete Normal Class GP blend (Boral) (NSW), (Newcastle) Normal Class GP blend 25MPa | m³ | 288 | 0.12 | 0 | 0
| Concrete, 25 MPa, in-situ, no reinforcement, Pre-mix Concrete Normal Class GP/FA blend (Boral) (NSW), (Newcastle) Normal Class GP/FA blend 25 MPa | m³ | 220 | 0.091667 | 0 | 0
| Concrete, 25 MPa, in-situ, no reinforcement, Pre-mix Concrete Normal Class GP/GGBFS blend (Boral) (NSW), (Newcastle) Normal Class GP/GGBFS blend 25 MPa | m³ | 200 | 0.083333 | 0 | 0
| Concrete, 25 MPa, in-situ, no reinforcement, Pre-mix Concrete ENVIROCRETE 30% (Boral) (NSW), (Newcastle) ENVIROCRETE 30% 25 MPa | m³ | 220 | 0.091667 | 0 | 0
| Concrete, 25 MPa, in-situ, no reinforcement, Pre-mix Concrete ENVIROCRETE 40% (Boral) (NSW), (Newcastle) ENVIROCRETE 40% 25 MPa | m³ | 200 | 0.083333 | 0 | 0
| Concrete, 25 MPa, in-situ, no reinforcement, Pre-mix Concrete ENVIROCRETE PLUS (Boral) (NSW), (Newcastle) ENVIROCRETE PLUS 25MPa | m³ | 194 | 0.080833 | 0 | 0
| Concrete, 25 MPa, in-situ, no reinforcement, Pre-mix Concrete ENVISIA (Boral) (NSW), (Newcastle) ENVISIA 25MPa | m³ | 184 | 0.076667 | 0 | 0
| Concrete, 25 MPa, in-situ, no reinforcement, Pre-mix Concrete KERB MACHINE (Boral) (NSW), (Newcastle) KERB MACHINE 25MPa 10MM | m³ | 252 | 0.105 | 0 | 0
| Concrete, 25 MPa, in-situ, no reinforcement, Pre-mix Concrete Normal Class GP blend (Boral) (NSW), (Sydney) Normal Class GP blend 25MPa | m³ | 288 | 0.12 | 0 | 0
| Concrete, 25 MPa, in-situ, no reinforcement, Pre-mix Concrete Normal Class GP/FA blend (Boral) (NSW), (Sydney) Normal Class GP/FA blend 25 MPa | m³ | 230 | 0.095833 | 0 | 0
| Concrete, 25 MPa, in-situ, no reinforcement, Pre-mix Concrete Normal Class GP/GGBFS blend (Boral) (NSW), (Sydney) Normal Class GP/GGBFS blend 25 MPa | m³ | 204 | 0.085 | 0 | 0
| Concrete, 25 MPa, in-situ, no reinforcement, Pre-mix Concrete Normal Class GP/GGBFS/FA blend (Boral) (NSW), (Sydney) Normal Class GP/GGBFS/FA blend 25 MPa | m³ | 175 | 0.072917 | 0 | 0
| Concrete, 25 MPa, in-situ, no reinforcement, Pre-mix Concrete ENVIROCRETE 30% (Boral) (NSW), (Sydney) ENVIROCRETE 30% 25 MPa | m³ | 230 | 0.095833 | 0 | 0
| Concrete, 25 MPa, in-situ, no reinforcement, Pre-mix Concrete ENVIROCRETE 40% (Boral) (NSW), (Sydney) ENVIROCRETE 40% 25 MPa | m³ | 209 | 0.087083 | 0 | 0
| Concrete, 25 MPa, in-situ, no reinforcement, Pre-mix Concrete ENVIROCRETE PLUS (Boral) (NSW), (Sydney) ENVIROCRETE PLUS 25MPa | m³ | 202 | 0.084167 | 0 | 0
| Concrete, 25 MPa, in-situ, no reinforcement, Pre-mix Concrete ENVISIA (Boral) (NSW), (Sydney) ENVISIA 25MPa | m³ | 184 | 0.076667 | 0 | 0
| Concrete, 25 MPa, in-situ, no reinforcement, Pre-mix Concrete KERB MACHINE (Boral) (NSW), (Sydney) KERB MACHINE 25MPa 10MM | m³ | 252 | 0.105 | 0 | 0
| Concrete, 25 MPa, in-situ, no reinforcement, Pre-mix Concrete Normal Class GP blend (Boral) (NSW), (Wollongong) Normal Class GP blend 25MPa | m³ | 285 | 0.11875 | 0 | 0
| Concrete, 25 MPa, in-situ, no reinforcement, Pre-mix Concrete Normal Class GP/FA blend (Boral) (NSW), (Wollongong) Normal Class GP/FA blend 25 MPa | m³ | 227 | 0.094583 | 0 | 0
| Concrete, 25 MPa, in-situ, no reinforcement, Pre-mix Concrete KERB MACHINE (Boral) (NSW), (Wollongong) KERB MACHINE 25MPa 10MM | m³ | 254 | 0.10583 | 0 | 0
| Concrete, 25 MPa, in-situ, no reinforcement, Pre-mix Concrete Normal Class GP/GGBFS blend (Boral) (NSW), (Wollongong) Normal Class GP/GGBFS blend 25 MPa | m³ | 199 | 0.082917 | 0 | 0
| Concrete, 25 MPa, in-situ, no reinforcement, Pre-mix Concrete Normal Class GP/GGBFS/FA blend (Boral) (NSW), (Wollongong) Normal Class GP/GGBFS/FA blend 25 MPa | m³ | 162 | 0.0675 | 0 | 0
| Concrete, 25 MPa, in-situ, no reinforcement, Pre-mix Concrete ENVIROCRETE 30% (Boral) (NSW), (Wollongong) ENVIROCRETE 30% 25 MPa | m³ | 227 | 0.094583 | 0 | 0
| Concrete, 25 MPa, in-situ, no reinforcement, Pre-mix Concrete ENVIROCRETE 40% (Boral) (NSW), (Wollongong) ENVIROCRETE 40% 25 MPa | m³ | 203 | 0.084583 | 0 | 0
| Concrete, 25 MPa, in-situ, no reinforcement, Pre-mix Concrete ENVIROCRETE PLUS (Boral) (NSW), (Wollongong) ENVIROCRETE PLUS 25MPa | m³ | 198 | 0.0825 | 0 | 0
| Concrete, 25 MPa, in-situ, no reinforcement, Pre-mix Concrete ENVISIA (Boral) (NSW), (Wollongong) ENVISIA 25MPa | m³ | 180 | 0.075 | 0 | 0
| Concrete, 25 MPa, in-situ, no reinforcement, Pre-mix Concrete Normal Class GP blend (Boral) (TAS), (Hobart) Normal Class GP blend 25MPa | m³ | 279 | 0.11625 | 0 | 0
| Concrete, 25 MPa, in-situ, no reinforcement, Pre-mix Concrete ENVISIA (Boral) (TAS), (Hobart) ENVISIA 25 MPa | m³ | 257 | 0.10708 | 0 | 0
| Concrete, 25 MPa, in-situ, no reinforcement, Pre-mix Concrete Normal Class GP blend (Boral) (TAS), (Launceston) Normal Class GP blend 25MPa | m³ | 278 | 0.11583 | 0 | 0
| Concrete, 25 MPa, in-situ, no reinforcement, Pre-mix Concrete ENVISIA (Boral) (TAS), (Launceston) ENVISIA 25 MPa | m³ | 251 | 0.10458 | 0 | 0
| Concrete, 25 MPa, in-situ, no reinforcement, GP, Normal Class (WA Premix) (WA), (Perth) | m³ | 325 | 0.13542 | 0 | 0
| Concrete, 25 MPa, in-situ, no reinforcement, Blend, Normal Class (WA Premix) (WA), (Perth) | m³ | 292 | 0.12167 | 0 | 0
| Concrete, 25 MPa, in-situ, no reinforcement, Ready-Mix Concrete (LC)50 (Concrite) (NSW) (Sydney Region, NSW) | m³ | 164 | 0.068333 | 0 | 0
| Concrete, 25 MPa, in-situ, no reinforcement, Ready-Mix Concrete (LC)40 (Concrite) (NSW) (Sydney Region, NSW) | m³ | 187 | 0.077917 | 0 | 0
| Concrete, 25 MPa, in-situ, no reinforcement, Ready-Mix Concrete (LC)30 (Concrite) (NSW) (Sydney Region, NSW) | m³ | 240 | 0.1 | 0 | 0
| Concrete, 25 MPa, in-situ, no reinforcement, Ready-Mix Concrete (LCHP) (Concrite) (NSW) (Sydney Region, NSW) | m³ | 200 | 0.083333 | 0 | 0
| Concrete, 25 MPa, in-situ, no reinforcement, Ready-Mix Concrete (LCP) (Concrite) (NSW) (Sydney Region, NSW) | m³ | 212 | 0.088333 | 0 | 0
| Concrete, 25 MPa, in-situ, no reinforcement, Ready-Mix Concrete Normal class GP blend (Concrite) (NSW) (Sydney Region, NSW) | m³ | 273 | 0.11375 | 0 | 0
| Concrete, 25 MPa, in-situ, no reinforcement, Ready-Mix Concrete KERB MACHINE (Concrite) (NSW) (Sydney Region, NSW) | m³ | 162 | 0.0675 | 0 | 0
| Concrete, 25 MPa, in-situ, no reinforcement, Ready-Mix Concrete SLAG AGG CONCRETE MIX, (LC)50 (Concrite) (NSW) (Sydney Region, NSW) | m³ | 175 | 0.072917 | 0 | 0
| Concrete, 25 MPa, in-situ, no reinforcement, Ready-Mix Concrete SLAG AGG CONCRETE MIX, (LC)40 (Concrite) (NSW) (Sydney Region, NSW) | m³ | 196 | 0.081667 | 0 | 0
| Concrete, 25 MPa, in-situ, no reinforcement, Ready-Mix Concrete SLAG AGG CONCRETE MIX, (LC)30 (Concrite) (NSW) (Sydney Region, NSW) | m³ | 225 | 0.09375 | 0 | 0
| Concrete, 25 MPa, in-situ, no reinforcement, Ready-Mix Concrete (LC)30 25MPa (Concrite) (NSW) (Southern Highlands, NSW) | m³ | 228 | 0.095 | 0 | 0
| Concrete, 25 MPa, in-situ, no reinforcement, Ready-Mix Concrete NORMAL CLASS GP BLEND (Concrite) (NSW) (Southern Highlands, NSW) | m³ | 272 | 0.11333 | 0 | 0
| Concrete, 25 MPa, in-situ, no reinforcement, Ready-Mix Concrete KERB MACHINE 10MM (Concrite) (NSW) (Southern Highlands, NSW) | m³ | 255 | 0.10625 | 0 | 0
| Concrete, 25 MPa, in-situ, no reinforcement, Ready-Mix Concrete LC30 25MPa (Concrite) (ACT) (Canberra, ACT) | m³ | 246 | 0.1025 | 0 | 0
| Concrete, 25 MPa, in-situ, no reinforcement, Ready-Mix Concrete NORMAL CLASS GP BLEND (Concrite) (ACT) (Canberra, ACT) | m³ | 280 | 0.11667 | 0 | 0
| Concrete, 25 MPa, in-situ, no reinforcement, Ready-Mix Concrete KERB MACHINE 10MM (Concrite) (ACT) (Canberra, ACT) | m³ | 245 | 0.10208 | 0 | 0
| Concrete, 25 MPa, in-situ, no reinforcement, (Futurecrete® Ultra S25MPA PILE/ TREMIE 10MM SP) (Adbri) (NSW) | m³ | 229.1999 | 0.0955 | 0 | 0
| Concrete, 25 MPa, in-situ, no reinforcement, (Futurecrete® Ultra S25MPA DINCEL 10MM) (Adbri) (NSW) | m³ | 231.7076 | 0.096545 | 0 | 0
| Concrete, 25 MPa, in-situ, no reinforcement, (Futurecrete® S25MPA HY-LINE 2INCH 10MM PUMP) (Adbri) (NSW) | m³ | 248.8266 | 0.10368 | 0 | 0
| Concrete, 25 MPa, in-situ, no reinforcement, (Futurecrete® Ultra N Class Ternary 25 MPa) (Adbri) (NSW) | m³ | 217.562 | 0.090651 | 0 | 0
| Concrete, 25 MPa, in-situ, no reinforcement, (Futurecrete® Ultra N Class GP/ GL:Slag 25 MPa) (Adbri) (NSW) | m³ | 208.8395 | 0.087016 | 0 | 0
| Concrete, 25 MPa, in-situ, no reinforcement, (Futurecrete® N Class GP/GL:FA 25 MPa) (Adbri) (SA) | m³ | 178.51 | 0.074379 | 0 | 0
| Concrete, 25 MPa, in-situ, no reinforcement, (Futurecrete® N Class GP/GL:Slag 25 MPa) (Adbri) (SA) | m³ | 173.58 | 0.072325 | 0 | 0
| Concrete, 25 MPa, in-situ, no reinforcement, (Futurecrete® Ultra S25MPA BLOCKFILL 10MM) (Adbri) (NSW) | m³ | 226.936 | 0.094557 | 0 | 0
| Concrete, 25 MPa, in-situ, no reinforcement, (Futurecrete® Ultra S25MPA BLOCKFILL 10MM 230MM SLUMP) (Adbri) (NSW) | m³ | 231.655 | 0.096523 | 0 | 0
| Concrete, 25 MPa, in-situ, no reinforcement, (Futurecrete® Ultra S25MPA 10MM RITEK SYSTEM) (Adbri) (NSW) | m³ | 226.8943 | 0.094539 | 0 | 0
| Concrete, 25 MPa, in-situ, no reinforcement, (R2520B)(GB) (BCG) (WA), (Perth) | m³ | 253.92 | 0.1058 | 0 | 0
| Concrete, 25 MPa, in-situ, no reinforcement, (VE252EF26) (Ecopact) (Holcim) (VIC) | m³ | 236.43 | 0.098513 | 0 | 0
| Concrete, 25 MPa, in-situ, no reinforcement, (CS2520BGS)(B) (BCG) (WA), (Perth) | m³ | 220.42 | 0.091842 | 0 | 0
| Concrete, 25 MPa, in-situ, no reinforcement, (VE251E56) (Ecopact) (Holcim) (VIC) | m³ | 231.33 | 0.096388 | 0 | 0
| Concrete, 25 MPa, in-situ, no reinforcement, (LH2520E)(LH) (BCG) (WA), (Perth) | m³ | 161.51 | 0.067296 | 0 | 0
| Concrete, 25 MPa, in-situ, no reinforcement, (SE252E) (Ecopact) (Holcim) (SA) (Adelaide) | m³ | 212.32 | 0.088467 | 0 | 0
| Concrete, 25 MPa, in-situ, no reinforcement, (VE252E / BE252E) (Ecopact) (Holcim) (VIC) | m³ | 212.27 | 0.088446 | 0 | 0
| Concrete, 25 MPa, in-situ, no reinforcement, (QE201L)(Ecopact) (Holcim) (QLD) (Sunshine Coast) | m³ | 220.2 | 0.09175 | 0 | 0
| Concrete, 25 MPa, in-situ, no reinforcement, (Futurecrete® N Class GP:GL:Slag 25 MPa - Winnellie) (Adbri) (NT) | m³ | 220.182 | 0.091742 | 0 | 0
| Concrete, 25 MPa, in-situ, no reinforcement, (QE252L100)(Ecopact) (Holcim) (QLD) (Sunshine Coast) | m³ | 216.19 | 0.090079 | 0 | 0
| Concrete, 25 MPa, in-situ, no reinforcement, (QE252ESF) (Ecopact) (Holcim) (QLD) (Brisbane) | m³ | 198.23 | 0.082596 | 0 | 0
| Concrete, 25 MPa, in-situ, no reinforcement, (WE252E31)(Ecopact) (Holcim) (WA), (Perth Metro) | m³ | 206.17 | 0.085904 | 0 | 0
| Concrete, 25 MPa, in-situ, no reinforcement, (WE254EKC)(Ecopact) (Holcim) (WA), (Perth Metro) | m³ | 209.11 | 0.087129 | 0 | 0
| Concrete, 25 MPa, in-situ, no reinforcement, (WE252E1)(Ecopact) (Holcim) (WA), (Perth Metro) | m³ | 204.13 | 0.085054 | 0 | 0
| Concrete, 25 MPa, in-situ, no reinforcement, (Futurecrete® N Class GP/GL:Slag 25 MPa) (Adbri) (VIC) | m³ | 191.15 | 0.079646 | 0 | 0
| Concrete, 25 MPa, in-situ, no reinforcement, (QE251EEZY) (Ecopact) (Holcim) (QLD), Gold Coast | m³ | 184.14 | 0.076725 | 0 | 0
| Concrete (in-situ), 25 MPa, Pre-mix concrete N2520 (Western Suburbs Concrete) (Australia) | m³ | 211.1193 | 0.093004 | 0 | 0
| Concrete (in-situ), 25MPa, Pre-mix Concrete EN25 (Barro Group) (Australia) | m³ | 179.486 | 0.075288 | 0 | 0
| Concrete (in-situ), 25MPa, Pre-mix Concrete EPG25 (Barro Group) (Australia) | m³ | 170.497 | 0.071517 | 0 | 0
| Concrete (in-situ), 25MPa, Pre-mix Concrete EPG25L (Barro Group) (Australia) | m³ | 159.496 | 0.066903 | 0 | 0
| Concrete (in-situ), ENVISIA concrete in-situ Melb metro - 25 MPa (Boral) (Australia) | m³ | 178 | 0.074167 | 0 | 0
| Concrete (in-situ), Envirocrete plus concrete in-situ Melb metro - 25 MPa (Boral) (Australia) | m³ | 214 | 0.089167 | 0 | 0
| Concrete (in-situ), Envirocrete concrete in-situ Melb metro - 25 MPa (Boral) (Australia) | m³ | 227 | 0.094583 | 0 | 0
| Concrete (in-situ), Envirocrete 40% concrete in-situ Melb metro - 25 MPa (Boral) (Australia) | m³ | 240 | 0.1 | 0 | 0
| Concrete (in-situ), Envirocrete 30% concrete in-situ Melb metro - 25 MPa (Boral) (Australia) | m³ | 272 | 0.11333 | 0 | 0
| Concrete (in-situ), Normal GP blend concrete in-situ Melb metro - 25 MPa (Boral) (Australia) | m³ | 301 | 0.12542 | 0 | 0
| Concrete (in-situ), Normal GP /FA blend blend concrete in-situ Melb metro - 25 MPa (Boral) (Australia) | m³ | 269 | 0.11208 | 0 | 0
| Concrete (in-situ), Normal GP /GGBFS blend blend concrete in-situ Melb metro - 25 MPa (Boral) (Australia) | m³ | 268 | 0.11167 | 0 | 0
| Concrete (in-situ), ENVISIA concrete in-situ Perth metro - 25 MPa (Boral) (Australia) | m³ | 175 | 0.072917 | 0 | 0
| Concrete (in-situ), Envirocrete plus concrete in-situ Perth metro - 25 MPa (Boral) (Australia) | m³ | 188 | 0.078333 | 0 | 0
| Concrete (in-situ), Envirocrete concrete in-situ Perth metro - 25 MPa (Boral) (Australia) | m³ | 195 | 0.08125 | 0 | 0
| Concrete (in-situ), Envirocrete 30% concrete in-situ Perth metro - 25 MPa (Boral) (Australia) | m³ | 195 | 0.08125 | 0 | 0
| Concrete (in-situ), Normal GP blend concrete in-situ Perth metro - 25 MPa (Boral) (Australia) | m³ | 263 | 0.10958 | 0 | 0
| Concrete (in-situ), Normal GP /GGBFS blend blend concrete in-situ Perth metro - 25 MPa (Boral) (Australia) | m³ | 204 | 0.085 | 0 | 0
| Concrete (in-situ), ENVISIA concrete in-situ QLD metro - 25 MPa (Boral) (Australia) | m³ | 196 | 0.081667 | 0 | 0
| Concrete (in-situ), Envirocrete plus concrete in-situ QLD metro - 25 MPa (Boral) (Australia) | m³ | 191 | 0.079583 | 0 | 0
| Concrete (in-situ), Envirocrete 40% concrete in-situ QLD metro - 25 MPa (Boral) (Australia) | m³ | 206 | 0.085833 | 0 | 0
| Concrete (in-situ), Envirocrete 30% concrete in-situ QLD metro - 25 MPa (Boral) (Australia) | m³ | 252 | 0.105 | 0 | 0
| Concrete (in-situ), Normal GP blend concrete in-situ QLD metro - 25 MPa (Boral) (Australia) | m³ | 324 | 0.135 | 0 | 0
| 25 MPa, Normal Class 25MPa - straight cement (Gunlake) (Australia) | m³ | 317.0494 | 0.1321 | 0 | 0
| 25 MPa, Normal Class 25MPa (NC2528PCI) - cement and fly-ash (Gunlake) (Australia) | m³ | 263.0554 | 0.10961 | 0 | 0
| 25 MPa, Normal Class 25MPa (NC2528PCI) - cement, slag and fly-ash (Gunlake) (Australia) | m³ | 196.0639 | 0.081693 | 0 | 0
| 25 MPa, Special Class 25MPa (GD252AP2) - green star mix with cement, high slag and fly-ash (Gunlake) (Australia) | m³ | 226.0734 | 0.094197 | 0 | 0
| 25 MPa, Reduced Liner 25 MPa - Indicative Cement Replacement. Fly Ash/GGBFS (Hymix) (Australia) | m³ | 167 | 0.069583 | 0 | 0
| 25 MPa, Blockwork Core Infill 25 MPa 50% Indicative Cement Replacement — GGBFS (Hymix) (Australia) | m³ | 282 | 0.1175 | 0 | 0
| 25 MPa, ENVISIA 25 MPa (Boral) (Australia) | m³ | 183 | 0.07625 | 0 | 0
| 25 MPa, ENVIROCRETE PLUS 25 MPa (Boral) (Australia) | m³ | 215 | 0.089583 | 0 | 0
| 25 MPa, ENVIROCRETE 40% 25 MPa (Boral) (Australia) | m³ | 252 | 0.105 | 0 | 0
| 25 MPa, ENVIROCRETE 30% 25 MPa (Boral) (Australia) | m³ | 279 | 0.11625 | 0 | 0
| 25 MPa, ENVIROCRETE 25 MPa (Boral) (Australia) | m³ | 228 | 0.095 | 0 | 0
| 25 MPa, NORMAL CLASS GP BLEND 25 MPa (Boral) (Australia) | m³ | 297 | 0.12375 | 0 | 0
| 25 MPa, NORMAL CLASS GP/FA BLEND 25 MPa (Boral) (Australia) | m³ | 272 | 0.11333 | 0 | 0
| 25 MPa, NORMAL CLASS GP/GGBFS BLEND 25 MPa (Boral) (Australia) | m³ | 265 | 0.11042 | 0 | 0
| 25 MPa, HIGH SLUMP 25 MPa (Boral) (Australia) | m³ | 284 | 0.11833 | 0 | 0
| 25 MPa, NSW, Concrete: S25/10/30 Slip manufactured at Prestons (Advanced Readymix) (Australia) | m³ | 417.4192 | 0.17392 | 0 | 0
| 25 MPa, NSW, Concrete: S22 @ 3 40pt manufactured at Prestons (Advanced Readymix) (Australia) | m³ | 326.4622 | 0.13603 | 0 | 0
| 25 MPa, NSW, Concrete: S22 @ 3 40pt manufactured at Smithfield (Advanced Readymix) (Australia) | m³ | 319.2483 | 0.13302 | 0 | 0
| 25 MPa, NSW, Concrete: S25 1060 manufactured at Prestons (Advanced Readymix) (Australia) | m³ | 222.9755 | 0.092906 | 0 | 0
| 25 MPa, NSW, Concrete: S25/20/3D manufactured at Prestons (Advanced Readymix) (Australia) | m³ | 222.9755 | 0.092906 | 0 | 0
| 25 MPa, NSW, Concrete: S25 1060 manufactured at Smithfield (Advanced Readymix) (Australia) | m³ | 216.7746 | 0.090323 | 0 | 0
| 25 MPa, NSW, Concrete: S25/20/3D manufactured at Smithfield (Advanced Readymix) (Australia) | m³ | 216.7746 | 0.090323 | 0 | 0
| 25 MPa, NSW, Concrete: NS25/20/100 manufactured at Prestons (Advanced Readymix) (Australia) | m³ | 165.675 | 0.069031 | 0 | 0
| 25 MPa, NSW, Concrete: NS25/20/100 manufactured at Smithfield (Advanced Readymix) (Australia) | m³ | 159.3884 | 0.066412 | 0 | 0
| 25 MPa, NSW, Concrete: NS25/20/80 manufactured at Prestons (Advanced Readymix) (Australia) | m³ | 165.1631 | 0.068818 | 0 | 0
| 25 MPa, NSW, Concrete: N25/20/80 manufactured at Prestons (Advanced Readymix) (Australia) | m³ | 166.3561 | 0.069315 | 0 | 0
| 25 MPa, NSW, Concrete: S25/10/30 Slip manufactured at Smithfield (Advanced Readymix) (Australia) | m³ | 248.034 | 0.10335 | 0 | 0
| 25 MPa, NSW, Concrete: NS25/20/80 manufactured at Smithfield (Advanced Readymix) (Australia) | m³ | 158.8755 | 0.066198 | 0 | 0
| 25 MPa, NSW, Concrete: N25/20/80 manufactured at Smithfield (Advanced Readymix) (Australia) | m³ | 156.9338 | 0.065389 | 0 | 0
| 25 MPa, TAS, S25/10BF concrete manufactured in our Southern Region (Hazell Bros Concrete Pty Ltd) (Australia) | m³ | 263.3865 | 0.10974 | 0 | 0
| 25 MPa, NSW, Concrete: S25/20/CLR manufactured at Prestons (Advanced Readymix) (Australia) | m³ | 173.6606 | 0.072359 | 0 | 0
| 25 MPa, NSW, Concrete: S25/20/CLR manufactured at Smithfield (Advanced Readymix) (Australia) | m³ | 164.6858 | 0.068619 | 0 | 0
| 25 MPa, TAS, S25/10BF concrete manufactured in our Northern Region (Hazell Bros Concrete Pty Ltd) (Australia) | m³ | 263.9802 | 0.10999 | 0 | 0
| 25 MPa, TAS, N25/20N concrete manufactured in our Southern Region (Hazell Bros Concrete Pty Ltd) (Australia) | m³ | 230.9232 | 0.096218 | 0 | 0
| 25 MPa, NSW, Pre-mix concrete GS2520-1 (Western Suburbs Concrete) (Australia) | m³ | 215.95 | 0.089979 | 0 | 0
| 25 MPa, NSW, Pre-mix concrete N2520 (Western Suburbs Concrete) (Australia) | m³ | 210.8654 | 0.087861 | 0 | 0
| 25 MPa, NSW, Pre-mix concrete GS2520-2 (Western Suburbs Concrete) (Australia) | m³ | 188.8455 | 0.078686 | 0 | 0
| 25 MPa, NSW, Pre-mix concrete WGS2520-1 (Western Suburbs Concrete) (Australia) | m³ | 207.6314 | 0.086513 | 0 | 0
| 25 MPa, NSW, Pre-mix concrete WN2520 (Western Suburbs Concrete) (Australia) | m³ | 208.509 | 0.086879 | 0 | 0
| 25 MPa, NSW, Pre-mix concrete WGS2520-2 (Western Suburbs Concrete) (Australia) | m³ | 196.4506 | 0.081854 | 0 | 0
| 25 MPa, TAS, N25/20N/SCM concrete manufactured in our Southern Region (Hazell Bros Concrete Pty Ltd) (Australia) | m³ | 179.0542 | 0.074606 | 0 | 0
| 25 MPa, TAS, N25/20N concrete manufactured in our Northern Region (Hazell Bros Concrete Pty Ltd) (Australia) | m³ | 227.7672 | 0.094903 | 0 | 0
| 25 MPa, NSW, Concrete: NS25/20/100 manufactured at Seven Hills (Advanced Readymix) (Australia) | m³ | 180.2558 | 0.075107 | 0 | 0
| 25 MPa, NSW, Concrete: S22 @ 3 40pt manufactured at Seven Hills (Advanced Readymix) (Australia) | m³ | 377.3595 | 0.15723 | 0 | 0
| 25 MPa, NSW, Concrete: NS25/20/80 manufactured at Seven Hills (Advanced Readymix) (Australia) | m³ | 179.7443 | 0.074893 | 0 | 0
| 25 MPa, NSW, Concrete: N25/20/80 manufactured at Seven Hills (Advanced Readymix) (Australia) | m³ | 177.4657 | 0.073944 | 0 | 0
| 25 MPa, NSW, Concrete: S25 1060 manufactured at Seven Hills (Advanced Readymix) (Australia) | m³ | 245.918 | 0.10247 | 0 | 0
| 25 MPa, NSW, Concrete: S25/20/3D manufactured at Seven Hills (Advanced Readymix) (Australia) | m³ | 245.918 | 0.10247 | 0 | 0
| 25 MPa, TAS, N25/20N/SCM concrete manufactured in our Northern Region (Hazell Bros Concrete Pty Ltd) (Australia) | m³ | 178.7098 | 0.074462 | 0 | 0
| 25 MPa, NSW, Readymix concrete: ECO2510100 (Daracrete Pty Ltd) (Australia) | m³ | 165.0612 | 0.068776 | 0 | 0
| 25 MPa, NSW, Concrete: S25/20/CLR manufactured at Seven Hills (Advanced Readymix) (Australia) | m³ | 186.8877 | 0.07787 | 0 | 0
| 25 MPa, NSW, Concrete: S25/10/30 Slip manufactured at Seven Hills (Advanced Readymix) (Australia) | m³ | 291.4586 | 0.12144 | 0 | 0
| Concrete (in-situ), SA – Adelaide Metro – ECOPact – SE252EM2 (Holcim (Australia) Pty Ltd) (Australia) | m³ | 97.827 | 0.040761 | 0 | 0
| Concrete (in-situ), QLD - Sunshine Coast - ECOPact - QE257EBMX (Holcim (Australia) Pty Ltd) (Australia) | m³ | 190.8714 | 0.07953 | 0 | 0
| Concrete (in-situ), Premix Concrete – S25MPa GreenCrete 70 (Piave Premix Concrete Pty Ltd) (Australia) | m³ | 120 | 0.050912 | 0 | 0
| Concrete (in-situ), QLD - North Queensland - ECOPact - QE251E1 (Holcim (Australia) Pty Ltd) (Australia) | m³ | 137.0303 | 0.057096 | 0 | 0
| Concrete (in-situ), GE252VW12 (Heidelberg Materials Australia Pty Ltd) (Australia) | m³ | 138.1105 | 0.060705 | 0 | 0
| Concrete (in-situ), AR2514 pre-mixed concrete (Aurora Construction Materials Epping Pty. Ltd.) (Australia) | m³ | 140.0119 | 0.061679 | 0 | 0
| Concrete (in-situ), AR2520 pre-mixed concrete (Aurora Construction Materials Epping Pty. Ltd.) (Australia) | m³ | 140.0119 | 0.061679 | 0 | 0
| Concrete (in-situ), NSW - Coffs Coast - ECOPact- NE252L8 (Holcim (Australia) Pty Ltd) (Australia) | m³ | 140.1749 | 0.058406 | 0 | 0
| Concrete (in-situ), QLD - Gold Coast - ECOPact - QE252C100 (Holcim (Australia) Pty Ltd) (Australia) | m³ | 142.8489 | 0.05952 | 0 | 0
| Concrete (in-situ), QLD – Sunshine Coast – ECOPact – QE252EFB (Holcim (Australia) Pty Ltd) (Australia) | m³ | 143.0507 | 0.059604 | 0 | 0
| Concrete (in-situ), NSW – Sydney – ECOPact – NE252ER53 (Holcim (Australia) Pty Ltd) (Australia) | m³ | 142.1572 | 0.059232 | 0 | 0
| Concrete (in-situ), QLD – Sunshine Coast – ECOPact – QE251E (Holcim (Australia) Pty Ltd) (Australia) | m³ | 147.0209 | 0.061259 | 0 | 0
| Concrete (in-situ), QLD - Acacia Ridge - Climate Active - QE252E100 (Holcim (Australia) Pty Ltd) (Australia) | m³ | 147.0399 | 0.061267 | 0 | 0
| Concrete (in-situ), Climate Active – QLD - Brisbane (City) - QZ252E (Holcim (Australia) Pty Ltd) (Australia) | m³ | 147.091 | 0.061288 | 0 | 0
| Concrete (in-situ), NSW - Sydney - ECOPact - NE251ER53 (Holcim (Australia) Pty Ltd) (Australia) | m³ | 147.1594 | 0.061316 | 0 | 0
| Concrete (in-situ), ENRICH-50 FOOTING 25MPA (Heidelberg Materials Australia Pty Ltd) (Australia) | m³ | 149.5193 | 0.064199 | 0 | 0
| Concrete (in-situ), QLD - Sunshine Coast - ECOPact - QE251E100 (Holcim (Australia) Pty Ltd) (Australia) | m³ | 149.011 | 0.062088 | 0 | 0
| Concrete (in-situ), QLD - Acacia Ridge - Climate Active - QN252T (Holcim (Australia) Pty Ltd) (Australia) | m³ | 150.0202 | 0.062508 | 0 | 0
| Concrete (in-situ), QLD - Brisbane (City) - Climate Active - QZ252E100 (Holcim (Australia) Pty Ltd) (Australia) | m³ | 150.1112 | 0.062546 | 0 | 0
| Concrete (in-situ), Climate Active – QLD - Darra - QZ252E100 (Holcim (Australia) Pty Ltd) (Australia) | m³ | 151.0512 | 0.062938 | 0 | 0
| Concrete (in-situ), QLD - Sunshine Coast - ECOPact - QE252EEZY (Holcim (Australia) Pty Ltd) (Australia) | m³ | 152.0315 | 0.063346 | 0 | 0
| Concrete (in-situ), QLD - Sunshine Coast - ECOPact - QE251EL21 (Holcim (Australia) Pty Ltd) (Australia) | m³ | 152.9483 | 0.063728 | 0 | 0
| Concrete (in-situ), Climate Active – QLD - Brisbane (City) - QZ251E100 (Holcim (Australia) Pty Ltd) (Australia) | m³ | 153.0714 | 0.06378 | 0 | 0
| Concrete (in-situ), QLD – Sunshine Coast – ECOPact – QE251EEZY (Holcim (Australia) Pty Ltd) (Australia) | m³ | 153.9984 | 0.064166 | 0 | 0
| Concrete (in-situ), NSW – Sydney – ECOPact – NE251EBMX (Holcim (Australia) Pty Ltd) (Australia) | m³ | 154.1685 | 0.064237 | 0 | 0
| Concrete (in-situ), SA - ADLC - ECOPact Mixes- SE252E2 (Holcim (Australia) Pty Ltd) (Australia) | m³ | 154.931 | 0.064555 | 0 | 0
| Concrete (in-situ), QLD – Sunshine Coast – ECOPact – QE252E (Holcim (Australia) Pty Ltd) (Australia) | m³ | 155.0077 | 0.064587 | 0 | 0
| Concrete (in-situ), SA – Adelaide Metro – ECOPact – SE252E3 (Holcim (Australia) Pty Ltd) (Australia) | m³ | 154.927 | 0.064553 | 0 | 0
| Concrete (in-situ), HYLO-50 Normal-Class 25 MPa (Hymix Australia Pty Ltd) (Australia) | m³ | 156.114 | 0.066178 | 0 | 0
| Concrete (in-situ), VIC - Melbourne Metro - ECOPact- VE254EKCS (Holcim (Australia) Pty Ltd) (Australia) | m³ | 155.9224 | 0.064968 | 0 | 0
| Concrete (in-situ), QLD – Sunshine Coast – ECOPact – QE252E100 (Holcim (Australia) Pty Ltd) (Australia) | m³ | 157.0029 | 0.065418 | 0 | 0
| Concrete (in-situ), GS LCT60G25 25 MPa (Elvin Group (ACT) Pty Ltd) (Australia) | m³ | 158.1835 | 0.066744 | 0 | 0
| Concrete (in-situ), SA - ADLC - ECOPact Mixes- SE252EF2 (Holcim (Australia) Pty Ltd) (Australia) | m³ | 158.937 | 0.066224 | 0 | 0
| Concrete (in-situ), SA - ADLC - ECOPact Mixes- SE251EKC (Holcim (Australia) Pty Ltd) (Australia) | m³ | 160.954 | 0.067064 | 0 | 0
| Concrete (in-situ), QLD - North Queensland - ECOPact - QE252EFB1 + NO FIB (Holcim (Australia) Pty Ltd) (Australia) | m³ | 161.8961 | 0.067457 | 0 | 0
| Concrete (in-situ), QLD - North Queensland - ECOPact - QE251E (Holcim (Australia) Pty Ltd) (Australia) | m³ | 162.8886 | 0.06787 | 0 | 0
| Concrete (in-situ), VIC – North East Link Project – Spark – VN252B (Holcim (Australia) Pty Ltd) (Australia) | m³ | 163.6624 | 0.068193 | 0 | 0
| Concrete (in-situ), NSW – Sydney – ECOPact – NE252E1 (Holcim (Australia) Pty Ltd) (Australia) | m³ | 164.1694 | 0.068404 | 0 | 0
| Concrete (in-situ), SYD05 & SYD06 NEW SOUTH WALES - SYDNEY (Heidelberg Materials Australia Pty Ltd) (Australia) | m³ | 165.1032 | 0.072893 | 0 | 0
| Concrete (in-situ), GE252VW12 (Enrich -50) (Heidelberg Materials Australia Pty Ltd) (Australia) | m³ | 164.2073 | 0.06842 | 0 | 0
| Concrete (in-situ), NSW – Sydney – ECOPact – NE251E1 (Holcim (Australia) Pty Ltd) (Australia) | m³ | 166.1655 | 0.069236 | 0 | 0
| Concrete (in-situ), QLD – Brisbane – ECOPact – QE252ER81 (Holcim (Australia) Pty Ltd) (Australia) | m³ | 166.7726 | 0.069489 | 0 | 0
| Concrete (in-situ), VIC – Melbourne Metro – ECOPact – VE254EKC (Holcim (Australia) Pty Ltd) (Australia) | m³ | 167.8366 | 0.069932 | 0 | 0
| Concrete (in-situ), QLD – Sunshine Coast – ECOPact – QE251EBMX (Holcim (Australia) Pty Ltd) (Australia) | m³ | 170.0312 | 0.070846 | 0 | 0
| Concrete (in-situ), VIC - Melbourne Metro - ECOPact- VE252E2 (Holcim (Australia) Pty Ltd) (Australia) | m³ | 169.807 | 0.070753 | 0 | 0
| Concrete (in-situ), AE2520 pre-mixed concrete (Aurora Construction Materials Epping Pty Ltd) (Australia) | m³ | 171.0149 | 0.075838 | 0 | 0
| Concrete (in-situ), AE2514 pre-mixed concrete (Aurora Construction Materials Epping Pty. Ltd.) (Australia) | m³ | 171.0149 | 0.075838 | 0 | 0
| Concrete (in-situ), VIC – Melbourne Metro – ECOPact – VE254E (Holcim (Australia) Pty Ltd) (Australia) | m³ | 170.765 | 0.071152 | 0 | 0
| Concrete (in-situ), AE2514 pre-mixed concrete (Aurora Construction Materials Epping Pty Ltd) (Australia) | m³ | 174.0149 | 0.077168 | 0 | 0
| Concrete (in-situ), VIC – Melbourne Metro – ECOPact – VE251E2 (Holcim (Australia) Pty Ltd) (Australia) | m³ | 174.7091 | 0.072795 | 0 | 0
| Concrete (in-situ), QLD - Tweed - Climate Active - QZ257EBMX (Holcim (Australia) Pty Ltd) (Australia) | m³ | 174.8704 | 0.072863 | 0 | 0
| Concrete (in-situ), VIC - Melbourne Metro - ECOPact- VE254E2 (Holcim (Australia) Pty Ltd) (Australia) | m³ | 173.7788 | 0.072408 | 0 | 0
| Concrete (in-situ), VIC - Melbourne Metro - ECOPact - BZ252E (Holcim (Australia) Pty Ltd) (Australia) | m³ | 174.707 | 0.072795 | 0 | 0
| Concrete (in-situ), VIC - Melbourne Metro - ECOPact- VE252E (Holcim (Australia) Pty Ltd) (Australia) | m³ | 174.707 | 0.072795 | 0 | 0
| Concrete (in-situ), VIC - Melbourne Metro - ECOPact- VZ252E (Holcim (Australia) Pty Ltd) (Australia) | m³ | 174.707 | 0.072795 | 0 | 0
| Concrete (in-situ), VIC – Melbourne Metro – ECOPact – BE252E (Holcim (Australia) Pty Ltd) (Australia) | m³ | 174.707 | 0.072795 | 0 | 0
| Concrete (in-situ), LCF40G25 25 MPa (a LCF40G25) (Elvin Group (ACT) Pty Ltd) (Australia) | m³ | 176.1495 | 0.074957 | 0 | 0
| Concrete (in-situ), Climate Active – QLD - Burleigh - QZ257EBMX (Holcim (Australia) Pty Ltd) (Australia) | m³ | 176.8925 | 0.073705 | 0 | 0
| Concrete (in-situ), QLD - Darra - Climate Active - QZ257EBMX (Holcim (Australia) Pty Ltd) (Australia) | m³ | 176.9254 | 0.073719 | 0 | 0
| Concrete (in-situ), QLD - Murarrie - Climate Active - QZ257EBMX (Holcim (Australia) Pty Ltd) (Australia) | m³ | 176.9254 | 0.073719 | 0 | 0
| Concrete (in-situ), VIC - Melbourne Metro - ECOPact- VE252EF2 (Holcim (Australia) Pty Ltd) (Australia) | m³ | 176.7287 | 0.073637 | 0 | 0
| Concrete (in-situ), Sydney Water 25MPa (Heidelberg Materials Australia Pty Ltd) (Australia) | m³ | 178.1301 | 0.073305 | 0 | 0
| Concrete (in-situ), Sydney Water 25MPa (Hymix Australia Pty Ltd) (Australia) | m³ | 178.1301 | 0.073305 | 0 | 0
| Concrete (in-situ), Climate Active – QLD - Brisbane (City) - QZ257EBMX (Holcim (Australia) Pty Ltd) (Australia) | m³ | 177.9715 | 0.074155 | 0 | 0
| Concrete (in-situ), WA – Perth Metro – ECOPact – WE252EP1 (Holcim (Australia) Pty Ltd) (Australia) | m³ | 177.619 | 0.074008 | 0 | 0
| Concrete (in-situ), GS LCT50G25 25 MPa (Elvin Group (ACT) Pty Ltd) (Australia) | m³ | 179.1892 | 0.075607 | 0 | 0
| Concrete (in-situ), VIC - Melbourne Metro - ECOPact- VE251E2 (Holcim (Australia) Pty Ltd) (Australia) | m³ | 178.7377 | 0.074474 | 0 | 0
| Concrete (in-situ), VIC – Melbourne Metro – ECOPact – VE251EKC (Holcim (Australia) Pty Ltd) (Australia) | m³ | 182.7762 | 0.076157 | 0 | 0
| Concrete (in-situ), VIC – Melbourne Metro – ECOPact – VE257EKC (Holcim (Australia) Pty Ltd) (Australia) | m³ | 182.7762 | 0.076157 | 0 | 0
| Concrete (in-situ), VIC – Melbourne Metro – ECOPact – VZ251EKC (Holcim (Australia) Pty Ltd) (Australia) | m³ | 182.7762 | 0.076157 | 0 | 0
| Concrete (in-situ), VIC - Melbourne Metro - ECOPact- VE257EKC3 (Holcim (Australia) Pty Ltd) (Australia) | m³ | 181.808 | 0.075753 | 0 | 0
| Concrete (in-situ), VIC - Melbourne Metro - ECOPact- VE251ECOR (Holcim (Australia) Pty Ltd) (Australia) | m³ | 182.8333 | 0.076181 | 0 | 0
| Concrete (in-situ), ENRICH-40 FOOTING 25MPA (Heidelberg Materials Australia Pty Ltd) (Australia) | m³ | 185.097 | 0.079373 | 0 | 0
| Concrete (in-situ), WA – Perth Metro – ECOPact – WE252E2 (Holcim (Australia) Pty Ltd) (Australia) | m³ | 186.645 | 0.077769 | 0 | 0
| Concrete (in-situ), VIC - Melbourne Metro - ECOPact- VE252E56 (Holcim (Australia) Pty Ltd) (Australia) | m³ | 185.6918 | 0.077372 | 0 | 0
| Concrete (in-situ), Enrich-40 Normal-Class 25 MPa (Heidelberg Materials Australia Pty Ltd) (Australia) | m³ | 187.125 | 0.07823 | 0 | 0
| Concrete (in-situ), HYLO-40 Normal-Class 25 MPa (Hymix Australia Pty Ltd) (Australia) | m³ | 187.125 | 0.07823 | 0 | 0
| Concrete (in-situ), VIC – Melbourne Metro – ECOPact – VE251E56 (Holcim (Australia) Pty Ltd) (Australia) | m³ | 186.65 | 0.077771 | 0 | 0
| Concrete (in-situ), VIC – Melbourne Metro – ECOPact – VZ251E56 (Holcim (Australia) Pty Ltd) (Australia) | m³ | 186.7079 | 0.077795 | 0 | 0
| Concrete (in-situ), VIC - Melbourne Metro - ECOPact- VE252LAV6 (Holcim (Australia) Pty Ltd) (Australia) | m³ | 189.7224 | 0.079051 | 0 | 0
| Concrete (in-situ), GS252AP3 (25MPa Greenstar 3) concrete (Gunlake Concrete NSW Pty Ltd) (Australia) | m³ | 191.0886 | 0.081872 | 0 | 0
| Concrete (in-situ), WA – Perth Metro – ECOPact – WE254E31 (Holcim (Australia) Pty Ltd) (Australia) | m³ | 191.667 | 0.079861 | 0 | 0
| Concrete (in-situ), WA – Perth Metro – ECOPact – WE254E4 (Holcim (Australia) Pty Ltd) (Australia) | m³ | 191.668 | 0.079862 | 0 | 0
| Concrete (in-situ), WA - Perth Metropolitan - ECOPact - WE251E1 (Holcim (Australia) Pty Ltd) (Australia) | m³ | 192.668 | 0.080278 | 0 | 0
| Concrete (in-situ), WA – Perth Metro – ECOPact – WE254E2 (Holcim (Australia) Pty Ltd) (Australia) | m³ | 191.668 | 0.079862 | 0 | 0
| Concrete (in-situ), WA – Perth Metro – ECOPact – WE254EKC (Holcim (Australia) Pty Ltd) (Australia) | m³ | 193.687 | 0.080703 | 0 | 0
| Concrete (in-situ), WA - Perth Metropolitan - ECOPact - WE252E31 (Holcim (Australia) Pty Ltd) (Australia) | m³ | 195.681 | 0.081534 | 0 | 0
| Concrete (in-situ), GS LCT40G25 25 MPa (Elvin Group (ACT) Pty Ltd) (Australia) | m³ | 196.0566 | 0.082724 | 0 | 0
| Concrete (in-situ), Premix Concrete - 25MPa MIX SUPER (Piave Premix Concrete Pty Ltd) (Australia) | m³ | 196 | 0.081227 | 0 | 0
| Concrete (in-situ), QLD – Sunshine Coast – ECOPact – QE252L (Holcim (Australia) Pty Ltd) (Australia) | m³ | 196.0553 | 0.08169 | 0 | 0
| Concrete (in-situ), QLD – Sunshine Coast – ECOPact – QE251L (Holcim (Australia) Pty Ltd) (Australia) | m³ | 196.0062 | 0.081669 | 0 | 0
| Concrete (in-situ), QLD - Sunshine Coast - ECOPact - QE251L100 (Holcim (Australia) Pty Ltd) (Australia) | m³ | 199.0015 | 0.082917 | 0 | 0
| Concrete (in-situ), QLD – Sunshine Coast – ECOPact – QE252LEZY (Holcim (Australia) Pty Ltd) (Australia) | m³ | 199.0255 | 0.082927 | 0 | 0
| Concrete (in-situ), QLD - North Queensland - ECOPact - QE251EBMX (Holcim (Australia) Pty Ltd) (Australia) | m³ | 199.6937 | 0.083206 | 0 | 0
| Concrete (in-situ), WA – Perth Metro – ECOPact – WE251E2 (Holcim (Australia) Pty Ltd) (Australia) | m³ | 202.705 | 0.08446 | 0 | 0
| Concrete (in-situ), QLD – Sunshine Coast – ECOPact – QE251LEZY (Holcim (Australia) Pty Ltd) (Australia) | m³ | 204.9959 | 0.085415 | 0 | 0
| Concrete (in-situ), WA – Perth Metro – ECOPact – WE251EKC (Holcim (Australia) Pty Ltd) (Australia) | m³ | 204.733 | 0.085305 | 0 | 0
| Concrete (in-situ), Blockfill 25 MPa (Hymix Australia Pty Ltd) (Australia) | m³ | 208.0876 | 0.092471 | 0 | 0
| Concrete (in-situ), N25/20/100 GP/FA blend (Nucon Concrete Pty Ltd) (Australia) | m³ | 208.1927 | 0.088593 | 0 | 0
| Concrete (in-situ), WA - Mid West - ECOPact- WE252E1 (Holcim (Australia) Pty Ltd) (Australia) | m³ | 209.7262 | 0.087386 | 0 | 0
| Concrete (in-situ), WA - Southwest - ECOPact - WE254E1 (Holcim (Australia) Pty Ltd) (Australia) | m³ | 211.7351 | 0.088223 | 0 | 0
| Concrete (in-situ), QLD - Mt Louisa - Climate Active - QE252E1 (Holcim (Australia) Pty Ltd) (Australia) | m³ | 212.83 | 0.088679 | 0 | 0
| Concrete (in-situ), NSW - Newcastle - ECOPact- NE252L295 (Holcim (Australia) Pty Ltd) (Australia) | m³ | 213.1701 | 0.088821 | 0 | 0
| Concrete (in-situ), NSW - Newcastle - ECOPact- NE252R195 (Holcim (Australia) Pty Ltd) (Australia) | m³ | 213.1701 | 0.088821 | 0 | 0
| Concrete (in-situ), GS LCF30G25 25 MPa (Elvin Group (ACT) Pty Ltd) (Australia) | m³ | 214.1993 | 0.090762 | 0 | 0
| Concrete (in-situ), QLD – North Queensland – ECOPact – QE252EFB1 (Holcim (Australia) Pty Ltd) (Australia) | m³ | 213.8684 | 0.089112 | 0 | 0
| Concrete (in-situ), Climate Active – NSW - Byron Bay - NZ252L (Holcim (Australia) Pty Ltd) (Australia) | m³ | 215.962 | 0.089984 | 0 | 0
| Concrete (in-situ), NSW – West NSW – ECOPact – NE251E142 (Holcim (Australia) Pty Ltd) (Australia) | m³ | 216.1544 | 0.090064 | 0 | 0
| Concrete (in-situ), NSW – West NSW – ECOPact – NE252E342 (Holcim (Australia) Pty Ltd) (Australia) | m³ | 216.1556 | 0.090065 | 0 | 0
| Concrete (in-situ), QLD - Sunshine Coast - ECOPact - QE252L100 (Holcim (Australia) Pty Ltd) (Australia) | m³ | 217.6978 | 0.090707 | 0 | 0
| Concrete (in-situ), Climate Active – QLD - Mt Louisa - QE252EFB1 (Holcim (Australia) Pty Ltd) (Australia) | m³ | 216.8142 | 0.090339 | 0 | 0
| Concrete (in-situ), NSW - Newcastle - ECOPact- NE251L295 (Holcim (Australia) Pty Ltd) (Australia) | m³ | 218.1695 | 0.090904 | 0 | 0
| Concrete (in-situ), WA - Southwest - ECOPact - WE254E2 (Holcim (Australia) Pty Ltd) (Australia) | m³ | 218.7586 | 0.091149 | 0 | 0
| Concrete (in-situ), QLD - North Queensland - ECOPact - QE252E (Holcim (Australia) Pty Ltd) (Australia) | m³ | 219.7959 | 0.091582 | 0 | 0
| Concrete (in-situ), Climate Active – NSW - Brunswick Heads - NZ257LBMX (Holcim (Australia) Pty Ltd) (Australia) | m³ | 219.7959 | 0.091582 | 0 | 0
| Concrete (in-situ), QLD - North Queensland - ECOPact - QE252E1 (Holcim (Australia) Pty Ltd) (Australia) | m³ | 219.7959 | 0.091582 | 0 | 0
| Concrete (in-situ), NSW - Byron Bay - Climate Active - NZ257LBMX (Holcim (Australia) Pty Ltd) (Australia) | m³ | 219.7959 | 0.091582 | 0 | 0
| Concrete (in-situ), VIC – Melbourne Metro – ECOPact – VE254E56 (Holcim (Australia) Pty Ltd) (Australia) | m³ | 220.1129 | 0.091714 | 0 | 0
| Concrete (in-situ), NSW - Far North Coast - ECOPact - NE252LLH (Holcim (Australia) Pty Ltd) (Australia) | m³ | 221.1727 | 0.092155 | 0 | 0
| Concrete (in-situ), WA - North West - ECOPact- WE251E1P (Holcim (Australia) Pty Ltd) (Australia) | m³ | 221.7566 | 0.092399 | 0 | 0
| Concrete (in-situ), NSW - Coffs Coast - ECOPact- NE251L2 (Holcim (Australia) Pty Ltd) (Australia) | m³ | 222.1903 | 0.092579 | 0 | 0
| Concrete (in-situ), NSW - Coffs Coast - ECOPact- NE251L1 (Holcim (Australia) Pty Ltd) (Australia) | m³ | 222.1902 | 0.092579 | 0 | 0
| Concrete (in-situ), WA – Mid West – ECOPact – WE251EKC (Holcim (Australia) Pty Ltd) (Australia) | m³ | 223.77 | 0.093238 | 0 | 0
| Concrete (in-situ), NSW - Coffs Coast - ECOPact- NE251LBX (Holcim (Australia) Pty Ltd) (Australia) | m³ | 226.1926 | 0.094247 | 0 | 0
| Concrete (in-situ), NSW - Coffs Coast - ECOPact- NE252L1 (Holcim (Australia) Pty Ltd) (Australia) | m³ | 226.1916 | 0.094246 | 0 | 0
| Concrete (in-situ), NSW - Coffs Coast - ECOPact- NE252L2 (Holcim (Australia) Pty Ltd) (Australia) | m³ | 226.1917 | 0.094247 | 0 | 0
| Concrete (in-situ), WA - Southwest - ECOPact - WE251EBMX (Holcim (Australia) Pty Ltd) (Australia) | m³ | 226.7651 | 0.094485 | 0 | 0
| Concrete (in-situ), NSW - Far North Coast - ECOPact - NE252LLH1 (Holcim (Australia) Pty Ltd) (Australia) | m³ | 228.1734 | 0.095072 | 0 | 0
| Concrete (in-situ), NSW - Forster - Climate Active - NE252L290 (Holcim (Australia) Pty Ltd) (Australia) | m³ | 228.1811 | 0.095075 | 0 | 0
| Concrete (in-situ), WA – Mid West – ECOPact – WE257EKC (Holcim (Australia) Pty Ltd) (Australia) | m³ | 229.0692 | 0.095446 | 0 | 0
| Concrete (in-situ), Climate Active – NSW - Port Macquarie - NE252L290 (Holcim (Australia) Pty Ltd) (Australia) | m³ | 228.1811 | 0.095075 | 0 | 0
| Concrete (in-situ), NSW - Far North Coast - ECOPact - NE251L120 (Holcim (Australia) Pty Ltd) (Australia) | m³ | 231.1806 | 0.096325 | 0 | 0
| Concrete (in-situ), NSW - Far North Coast - ECOPact - NE251L1L2 (Holcim (Australia) Pty Ltd) (Australia) | m³ | 231.1824 | 0.096326 | 0 | 0
| Concrete (in-situ), NSW - Far North Coast - ECOPact - NE252L100 (Holcim (Australia) Pty Ltd) (Australia) | m³ | 231.157 | 0.096315 | 0 | 0
| Concrete (in-situ), NSW – Far North Coast – ECOPact – NE251L100 (Holcim (Australia) Pty Ltd) (Australia) | m³ | 231.1806 | 0.096325 | 0 | 0
| Concrete (in-situ), NSW – Far North Coast – ECOPact – NE252L (Holcim (Australia) Pty Ltd) (Australia) | m³ | 231.1817 | 0.096326 | 0 | 0
| Concrete (in-situ), NSW - Far North Coast - ECOPact - NE252L120 (Holcim (Australia) Pty Ltd) (Australia) | m³ | 231.1826 | 0.096326 | 0 | 0
| Concrete (in-situ), NSW - Far North Coast - ECOPact - NE251L (Holcim (Australia) Pty Ltd) (Australia) | m³ | 231.1816 | 0.096326 | 0 | 0
| Concrete (in-situ), AN2514PU pre-mixed concrete (Aurora Construction Materials Epping Pty. Ltd.) (Australia) | m³ | 233.0204 | 0.10207 | 0 | 0
| Concrete (in-situ), AN2520PU pre-mixed concrete (Aurora Construction Materials Epping Pty. Ltd.) (Australia) | m³ | 233.0204 | 0.10297 | 0 | 0
| Concrete (in-situ), Climate Active – NSW - Taree (Blackhead) - NN252F (Holcim (Australia) Pty Ltd) (Australia) | m³ | 244.156 | 0.10173 | 0 | 0
| Concrete (in-situ), NSW - Forster - Climate Active - NN252F (Holcim (Australia) Pty Ltd) (Australia) | m³ | 244.1806 | 0.10174 | 0 | 0
| Concrete (in-situ), Climate Active – NSW - Taree (Blackhead) - NN252RC1 (Holcim (Australia) Pty Ltd) (Australia) | m³ | 244.1783 | 0.10174 | 0 | 0
| Concrete (in-situ), Climate Active – NSW - Port Macquarie - NN252F (Holcim (Australia) Pty Ltd) (Australia) | m³ | 244.1806 | 0.10174 | 0 | 0
| Concrete (in-situ), KERB MACHINE-PLACED 25MPA (Heidelberg Materials Australia Pty Ltd) (Australia) | m³ | 252.202 | 0.10942 | 0 | 0
| Concrete (in-situ), Climate Active – NSW - Port Macquarie - NN251F (Holcim (Australia) Pty Ltd) (Australia) | m³ | 252.1822 | 0.10508 | 0 | 0
| Concrete (in-situ), NSW - Taree (Blackhead) - Climate Active - NN251F (Holcim (Australia) Pty Ltd) (Australia) | m³ | 252.1822 | 0.10508 | 0 | 0
| Concrete (in-situ), Normal-Class 25 MPa (Heidelberg Materials Australia Pty Ltd) (Australia) | m³ | 254.2616 | 0.1095 | 0 | 0
| Concrete (in-situ), NSW - Taree (Blackhead) - Climate Active - NS252FOX (Holcim (Australia) Pty Ltd) (Australia) | m³ | 254.0653 | 0.10586 | 0 | 0
| Concrete (in-situ), Climate Active – NSW - Port Macquarie - NN254F (Holcim (Australia) Pty Ltd) (Australia) | m³ | 257.1866 | 0.10716 | 0 | 0
| Concrete (in-situ), WA - Mid West - ECOPact- WE251E1 (Holcim (Australia) Pty Ltd) (Australia) | m³ | 222.7743 | 0.092823 | 0 | 0
| Concrete (in-situ), Climate Active – NSW - Forster - NN251RC1 (Holcim (Australia) Pty Ltd) (Australia) | m³ | 259.1828 | 0.10799 | 0 | 0
| Concrete (in-situ), Climate Active – NSW - Forster - NN251F (Holcim (Australia) Pty Ltd) (Australia) | m³ | 259.1828 | 0.10799 | 0 | 0
| Concrete (in-situ), QLD - Acacia Ridge - Climate Active - QE252E (Holcim (Australia) Pty Ltd) (Australia) | m³ | 260.0671 | 0.10836 | 0 | 0
| Concrete (in-situ), IMAGECRETE 25MPA OYSTER WHITE (Heidelberg Materials Australia Pty Ltd) (Australia) | m³ | 267.1965 | 0.11952 | 0 | 0
| Concrete (in-situ), NSW - Forster - Climate Active - NS257FBMX (Holcim (Australia) Pty Ltd) (Australia) | m³ | 270.1788 | 0.11257 | 0 | 0
| Concrete (in-situ), Hylite Exposed 25 MPa (Hymix Australia Pty Ltd) (Australia) | m³ | 219.1937 | 0.089208 | 0 | 0
| Concrete (in-situ), Climate Active – NSW - Taree (Blackhead) - NE252L290 (Holcim (Australia) Pty Ltd) (Australia) | m³ | 287.0686 | 0.11961 | 0 | 0
| Concrete (in-situ), COREMASTA 25MPA (Heidelberg Materials Australia Pty Ltd) (Australia) | m³ | 287.7288 | 0.12487 | 0 | 0
| Concrete (in-situ), EASYCRETE 25MPa GP Sureset Bronze (Heidelberg Materials Australia Pty Ltd) (Australia) | m³ | 327.2366 | 0.14008 | 0 | 0
| Concrete (in-situ), NSW - Far North Coast - ECOPact - NE257LBMX (Holcim (Australia) Pty Ltd) (Australia) | m³ | 224.1801 | 0.093408 | 0 | 0
| Concrete (in-situ), WA - Southwest - ECOPact - WE252E1 (Holcim (Australia) Pty Ltd) (Australia) | m³ | 206.7117 | 0.08613 | 0 | 0
| Concrete (in-situ), NSW - Far North Coast - ECOPact - NE251LBMX (Holcim (Australia) Pty Ltd) (Australia) | m³ | 225.1811 | 0.093825 | 0 | 0
| Concrete (in-situ), WA – Mid West – ECOPact – WE254E1 (Holcim (Australia) Pty Ltd) (Australia) | m³ | 215.7497 | 0.089896 | 0 | 0
| Concrete (in-situ), CoreMasta 25 MPa (Heidelberg Materials Australia Pty Ltd) (Australia) | m³ | 321.123 | 0.1338 | 0 | 0
| Concrete (in-situ), Enrich-30 Normal-Class 25 MPa (Heidelberg Materials Australia Pty Ltd) (Australia) | m³ | 262.1682 | 0.11557 | 0 | 0
| Concrete (in-situ), ImageCrete Colour 25 MPa (Heidelberg Materials Australia Pty Ltd) (Australia) | m³ | 221.1925 | 0.091629 | 0 | 0
| Concrete (in-situ), Chute 25 MPa (Heidelberg Materials Australia Pty Ltd) (Australia) | m³ | 147.1683 | 0.064497 | 0 | 0
| Concrete (in-situ), Chute Normal-Class 25 MPa (Heidelberg Materials Australia Pty Ltd) (Australia) | m³ | 133.1713 | 0.058029 | 0 | 0
| Concrete (in-situ), Footings TT0960 30kg 25 MPa (Heidelberg Materials Australia Pty Ltd) (Australia) | m³ | 238.316 | 0.099298 | 0 | 0
| Concrete (in-situ), General Purpose 25 MPa (Heidelberg Materials Australia Pty Ltd) (Australia) | m³ | 145.1617 | 0.063768 | 0 | 0
| Concrete (in-situ), Pump 25MPa (Heidelberg Materials Australia Pty Ltd) (Australia) | m³ | 163.1663 | 0.074967 | 0 | 0
| Concrete (in-situ), Sydney Water N25 SG252AC41 (Heidelberg Materials Australia Pty Ltd) (Australia) | m³ | 157.1642 | 0.076061 | 0 | 0
| Concrete (in-situ), Sydney Water N25 SG252AD34 (Heidelberg Materials Australia Pty Ltd) (Australia) | m³ | 180.2422 | 0.092985 | 0 | 0
| Concrete (in-situ), 25 MPa - SL/GP Blend concrete (Gunlake Concrete NSW Pty Ltd) (Australia) | m³ | 326.0935 | 0.13794 | 0 | 0
| Concrete (in-situ), 25MPa Footings concrete (Gunlake Concrete NSW Pty Ltd) (Australia) | m³ | 185.1138 | 0.079997 | 0 | 0
| Concrete (in-situ), 25MPa Bluestar concrete (Gunlake Concrete NSW Pty Ltd) (Australia) | m³ | 250.1284 | 0.10657 | 0 | 0
| Concrete (in-situ), Envirocrete 25MPa 20mm (Boral) (Australia) | m³ | 240.1498 | 0.10006 | 0 | 0
| Concrete (in-situ), Water authority 25MPa 20mm (Boral Limited) (Australia) | m³ | 179.1846 | 0.07466 | 0 | 0
| Concrete (in-situ), S25 Envisia concrete (Boral Limited) (Australia) | m³ | 168.0951 | 0.07004 | 0 | 0
| Concrete (in-situ), 25MPa 20mm Enviro 50% SCM 100SL conc (Boral Limited) (Australia) | m³ | 165.1658 | 0.068819 | 0 | 0
| Concrete (in-situ), N25/20 Xencrete (Entire) (Australia) | m³ | 194.1254 | 0.080886 | 0 | 0
| Concrete (in-situ), BP25/20 xencrete (Entire Concrete) (Australia) | m³ | 194.1253 | 0.080886 | 0 | 0
| Concrete (in-situ), SLP25/10/100 Xencrete (Entire Concrete) (Australia) | m³ | 208.1293 | 0.086721 | 0 | 0
| Concrete (in-situ), N25/10/100 (Entire Concrete) (Australia) | m³ | 269.1308 | 0.11214 | 0 | 0
| Concrete (in-situ), BF25/10 blockfill Xencrete (Entire Concrete) (Australia) | m³ | 215.1378 | 0.089641 | 0 | 0
| Concrete (in-situ), N25/10/100 xencrete (Entire Concrete) (Australia) | m³ | 208.1296 | 0.086721 | 0 | 0
| Concrete (in-situ), K&G25 xencrete (Entire, Hunter Valley, NSW, Australia) (Australia) | m³ | 207.1251 | 0.086302 | 0 | 0
| Concrete (in-situ), AN2520100enhanced (Tandy Concrete) (Australia) | m³ | 206.0222 | 0.085843 | 0 | 0
| Concrete (in-situ), CN2520100Enhanced (Tandy Concrete) (Australia) | m³ | 212.026 | 0.088344 | 0 | 0

## Concrete_32MPa
>25 MPa to ≤32 MPa
Sub-category description: | Any concrete mix with a strength rating of 32 MPa or lower, and greater than 25 MPa.
Qualitative assessment: | Strong market coverage. Only Australasian EPDs well spread throughout Australia and across multiple suppliers. Average compares well to other sources of EFs. No weighted average possible.
Geographical rating | Tier 1
EF source data rating | Tier 1
Market coverage rating | Tier 1
TOTAL | Tier 1
Notes:
Data sources and statistics:
|  |  | Upfront carbon emissions |  | Upfront carbon storage
| >25 MPa to ≤32 MPa | Declared unit | Upfront carbon emissions (kg CO2e/quantity) | Upfront carbon emissions (kg CO2e/kg) | Upfront carbon storage (kg CO2e/quantity) | Upfront carbon storage (kg CO2e/kg)
|  | Quantity | m³ | kg | m³ | kg
|  | Max | 459.166 | 0.19132 | 0 | 0
|  | Min | 104.7994 | 0.043666 | 0 | 0
|  | Average | 239.8368 | 0.1002 | 0 | 0
List
| Concrete, 32 MPa, in-situ, no reinforcement, (VE322EF2) (Ecopact) (Holcim) (VIC) | m³ | 255.44 | 0.10643 | 0 | 0
| Concrete, 32 MPa, in-situ, no reinforcement, (SE322E) (Ecopact) (Holcim) (SA) (Adelaide) | m³ | 238.33 | 0.099304 | 0 | 0
| Concrete, 32 MPa, in-situ, no reinforcement, (SE322FE562) (Ecopact) (Holcim) (SA) (Adelaide) | m³ | 246.34 | 0.10264 | 0 | 0
| Concrete, 32 MPa, in-situ, no reinforcement, (SE322E3) (Ecopact) (Holcim) (SA) (Adelaide) | m³ | 239.33 | 0.099721 | 0 | 0
| Concrete, 32 MPa, in-situ, no reinforcement, (QE322RFB2)(Ecopact) (Holcim) (QLD) (Sunshine Coast) | m³ | 218.3 | 0.090958 | 0 | 0
| Concrete, 32 MPa, in-situ, no reinforcement, (VE322P) (Ecopact) (Holcim) (VIC) | m³ | 192.26 | 0.080108 | 0 | 0
| Concrete, 32 MPa, in-situ, no reinforcement, (VE322E / BE322E) (Ecopact) (Holcim) (VIC) | m³ | 233.3 | 0.097208 | 0 | 0
| Concrete, 32 MPa, in-situ, no reinforcement, (QE322ESF1) (Ecopact) (Holcim) (QLD) (Brisbane) | m³ | 222.25 | 0.092604 | 0 | 0
| Concrete, 32 MPa, in-situ, no reinforcement, (VE322E56) (Ecopact) (Holcim) (VIC) | m³ | 250.28 | 0.10428 | 0 | 0
| Concrete, 32 MPa, in-situ, no reinforcement, (QE322ESF) (Ecopact) (Holcim) (QLD) (Brisbane) | m³ | 217.24 | 0.090517 | 0 | 0
| Concrete, 32 MPa, in-situ, no reinforcement, (QE321E)(Ecopact) (Holcim) (QLD) (Sunshine Coast) | m³ | 192.21 | 0.080088 | 0 | 0
| Concrete, 32 MPa, in-situ, no reinforcement, (QE321EF1)(Ecopact) (Holcim) (QLD) (Sunshine Coast) | m³ | 203.22 | 0.084675 | 0 | 0
| Concrete, 32 MPa, in-situ, no reinforcement, (QE321EF2)(Ecopact) (Holcim) (QLD) (Sunshine Coast) | m³ | 203.22 | 0.084675 | 0 | 0
| Concrete, 32 MPa, in-situ, no reinforcement, (BE324XN) (Ecopact) (Holcim) (VIC) | m³ | 269.29 | 0.1122 | 0 | 0
| Concrete, 32 MPa, in-situ, no reinforcement, (QE322EF2)(Ecopact) (Holcim) (QLD) (Sunshine Coast) | m³ | 199.21 | 0.083004 | 0 | 0
| Concrete, 32 MPa, in-situ, no reinforcement, (QE322TMR2)(Ecopact) (Holcim) (QLD) (Sunshine Coast) | m³ | 210.22 | 0.087592 | 0 | 0
| Concrete, 32 MPa, in-situ, no reinforcement, (QE322E)(Ecopact) (Holcim) (QLD) (Sunshine Coast) | m³ | 183.19 | 0.076329 | 0 | 0
| Concrete, 32 MPa, in-situ, no reinforcement, (Futurecrete® N class GP/GL:Slag 32 MPa) (Adbri) (QLD) | m³ | 225.226 | 0.093844 | 0 | 0
| Concrete, 32 MPa, in-situ, no reinforcement, (R3220B)(GB) (BCG) (WA), (Perth) | m³ | 282.28 | 0.11762 | 0 | 0
| Concrete, 32 MPa, in-situ, no reinforcement, (NE322E1A1)(Ecopact) (Holcim) (NSW), (Sydney) | m³ | 240.22 | 0.10009 | 0 | 0
| Concrete, 32 MPa, in-situ, no reinforcement, (QE322L)(Ecopact) (Holcim) (QLD) (Sunshine Coast) | m³ | 242.22 | 0.10093 | 0 | 0
| Concrete, 32 MPa, in-situ, no reinforcement, (QE321L100)(Ecopact) (Holcim) (QLD) (Sunshine Coast) | m³ | 256.23 | 0.10676 | 0 | 0
| Concrete, 32 MPa, in-situ, no reinforcement, (32MPa 10MM BLOCKMIX) (Adbri) (QLD) | m³ | 295.264 | 0.12303 | 0 | 0
| Concrete, 32 MPa, in-situ, no reinforcement, (QE322L100)(Ecopact) (Holcim) (QLD) (Sunshine Coast) | m³ | 248.22 | 0.10343 | 0 | 0
| Concrete, 32 MPa, in-situ, no reinforcement, (Futurecrete® Ultra N Class GP/GL:Slag 32 MPa) (Adbri) (VIC) | m³ | 181.16 | 0.075483 | 0 | 0
| Concrete, 32 MPa, in-situ, no reinforcement, (Futurecrete® N Class GP:GL:Slag 32 MPa - Winnellie) (Adbri) (NT) | m³ | 248.21 | 0.10342 | 0 | 0
| Concrete, 32 MPa, in-situ, no reinforcement, (32MPa 20MM SHR LIMIT 600um) (Adbri) (VIC) | m³ | 260.22 | 0.10843 | 0 | 0
| Concrete, 32 MPa, in-situ, no reinforcement, (NE322E1)(Ecopact) (Holcim) (NSW), (Sydney) | m³ | 167.14 | 0.069642 | 0 | 0
| Concrete, 32 MPa, in-situ, no reinforcement, (NE322E5)(Ecopact) (Holcim) (NSW), (Sydney) | m³ | 167.14 | 0.069642 | 0 | 0
| Concrete, 32 MPa, in-situ, no reinforcement, (Futurecrete® N class GP/GL:FA 32 MPa) (Adbri) (QLD) | m³ | 271.225 | 0.11301 | 0 | 0
| Concrete, 32 MPa, in-situ, no reinforcement, (NE321E1)(Ecopact) (Holcim) (NSW), (Sydney) | m³ | 169.14 | 0.070475 | 0 | 0
| Concrete, 32 MPa, in-situ, no reinforcement, (NE321E5)(Ecopact) (Holcim) (NSW), (Sydney) | m³ | 169.14 | 0.070475 | 0 | 0
| Concrete, 32 MPa, in-situ, no reinforcement, (QE323EBMX) (Ecopact) (Holcim) (QLD), Gold Coast | m³ | 248.2 | 0.10342 | 0 | 0
| Concrete, 32 MPa, in-situ, no reinforcement, (Futurecrete® N Class GP/GL:Slag 32 MPa) (Adbri) (VIC) | m³ | 217.17 | 0.090487 | 0 | 0
| Concrete, 32 MPa, in-situ, no reinforcement, (QE327EBMX) (Ecopact) (Holcim) (QLD), Gold Coast | m³ | 230.18 | 0.095908 | 0 | 0
| Concrete, 32 MPa, in-situ, no reinforcement, (QE323EBMX) (Ecopact) (Holcim) (QLD) (Brisbane) | m³ | 258.2 | 0.10758 | 0 | 0
| Concrete, 32 MPa, in-situ, no reinforcement, (QE321EL21) (Ecopact) (Holcim) (QLD), Gold Coast | m³ | 209.16 | 0.08715 | 0 | 0
| Concrete, 32 MPa, in-situ, no reinforcement, (Adbri concrete N class GP/GL 32 MPa) (Adbri) (QLD) | m³ | 325.247 | 0.13552 | 0 | 0
| Concrete, 32 MPa, in-situ, no reinforcement, (QE321EL21) (Ecopact) (Holcim) (QLD) (Brisbane) | m³ | 198.15 | 0.082562 | 0 | 0
| Concrete, 32 MPa, in-situ, no reinforcement, (QE322EEZY) (Ecopact) (Holcim) (QLD) (Brisbane) | m³ | 188.14 | 0.078392 | 0 | 0
| Concrete, 32 MPa, in-situ, no reinforcement, (QE321EEZY) (Ecopact) (Holcim) (QLD), Gold Coast | m³ | 202.15 | 0.084229 | 0 | 0
| Concrete, 32 MPa, in-situ, no reinforcement, (QE327EBMX) (Ecopact) (Holcim) (QLD) (Brisbane) | m³ | 229.17 | 0.095487 | 0 | 0
| Concrete, 32 MPa, in-situ, no reinforcement, (QE327ETOP) (Ecopact) (Holcim) (QLD), Gold Coast | m³ | 230.17 | 0.095904 | 0 | 0
| Concrete, 32 MPa, in-situ, no reinforcement, (QE321E100) (Ecopact) (Holcim) (QLD), Gold Coast | m³ | 203.15 | 0.084646 | 0 | 0
| Concrete, 32 MPa, in-situ, no reinforcement, (QE322E100) (Ecopact) (Holcim) (QLD), Gold Coast | m³ | 190.14 | 0.079225 | 0 | 0
| Concrete, 32 MPa, in-situ, no reinforcement, (QE322E) (Ecopact) (Holcim) (QLD), Gold Coast | m³ | 191.14 | 0.079642 | 0 | 0
| Concrete, 32 MPa, in-situ, no reinforcement, (QE321E100) (Ecopact) (Holcim) (QLD) (Brisbane) | m³ | 191.14 | 0.079642 | 0 | 0
| Concrete, 32 MPa, in-situ, no reinforcement, (QE321EEZY) (Ecopact) (Holcim) (QLD) (Brisbane) | m³ | 193.14 | 0.080475 | 0 | 0
| Concrete, 32 MPa, in-situ, no reinforcement, (Adbri concrete N class GP/GL:FA 32 MPa) (Adbri) (QLD) | m³ | 280.203 | 0.11675 | 0 | 0
| Concrete, 32 MPa, in-situ, no reinforcement, (QE322E) (Ecopact) (Holcim) (QLD) (Brisbane) | m³ | 181.13 | 0.075471 | 0 | 0
| Concrete, 32 MPa, in-situ, no reinforcement, (QE322EEZY) (Ecopact) (Holcim) (QLD), Gold Coast | m³ | 197.14 | 0.082142 | 0 | 0
| Concrete, 32 MPa, in-situ, no reinforcement, (QE322E100) (Ecopact) (Holcim) (QLD) (Brisbane) | m³ | 185.13 | 0.077137 | 0 | 0
| Concrete, 32 MPa, in-situ, no reinforcement, (WE321E1)(Ecopact) (Holcim) (WA), (Perth Metro) | m³ | 236.16 | 0.0984 | 0 | 0
| Concrete, 32 MPa, in-situ, no reinforcement, (WE321E2)(Ecopact) (Holcim) (WA), (Perth Metro) | m³ | 237.16 | 0.098817 | 0 | 0
| Concrete, 32 MPa, in-situ, no reinforcement, (WE321E4)(Ecopact) (Holcim) (WA), (Perth Metro) | m³ | 237.16 | 0.098817 | 0 | 0
| Concrete, 32 MPa, in-situ, no reinforcement, (QE327ETOP) (Ecopact) (Holcim) (QLD) (Brisbane) | m³ | 255.17 | 0.10632 | 0 | 0
| Concrete, 32 MPa, in-situ, no reinforcement, (WE322E1)(Ecopact) (Holcim) (WA), (Perth Metro) | m³ | 227.15 | 0.094646 | 0 | 0
| Concrete, 32 MPa, in-situ, no reinforcement, (WE324E1)(Ecopact) (Holcim) (WA), (Perth Metro) | m³ | 234.15 | 0.097562 | 0 | 0
| Concrete, 32 MPa, in-situ, no reinforcement, (WE324E2)(Ecopact) (Holcim) (WA), (Perth Metro) | m³ | 235.15 | 0.097979 | 0 | 0
| Concrete, 32 MPa, in-situ, no reinforcement, (WE324E4)(Ecopact) (Holcim) (WA), (Perth Metro) | m³ | 235.15 | 0.097979 | 0 | 0
| Concrete, 32 MPa, in-situ, no reinforcement, (Adbri Concrete N Class GP:GL 32 MPa - Winnellie) (Adbri) (NT) | m³ | 337.213 | 0.14051 | 0 | 0
| Concrete, 32 MPa, in-situ, no reinforcement, (QE322EXT1) (Ecopact) (Holcim) (QLD) (Brisbane) | m³ | 240.15 | 0.10006 | 0 | 0
| Concrete, 32 MPa, in-situ, no reinforcement, (NE321E1L2)(Ecopact) (Holcim) (NSW), (Sydney) | m³ | 178.11 | 0.074213 | 0 | 0
| Concrete, 32 MPa, in-situ, no reinforcement, (QE322LPN2) (Ecopact) (Holcim) (QLD), Gold Coast | m³ | 259.16 | 0.10798 | 0 | 0
| Concrete, 32 MPa, in-situ, no reinforcement, (QE322L652) (Ecopact) (Holcim) (QLD), Gold Coast | m³ | 261.16 | 0.10882 | 0 | 0
| Concrete, 32 MPa, in-situ, no reinforcement, (QE321L)(Ecopact) (Holcim) (QLD) (Sunshine Coast) | m³ | 245.15 | 0.10215 | 0 | 0
| Concrete, 32 MPa, in-situ, no reinforcement, (QE322LOX) (Ecopact) (Holcim) (QLD), Gold Coast | m³ | 248.15 | 0.1034 | 0 | 0
| Concrete, 32 MPa, in-situ, no reinforcement, (Adbri Concrete N Class GP/GL 32 MPa) (Adbri) (VIC) | m³ | 270.16 | 0.11257 | 0 | 0
| Concrete, 32 MPa, in-situ, no reinforcement, (WE321EKC)(Ecopact) (Holcim) (WA), (Perth Metro) | m³ | 266.14 | 0.11089 | 0 | 0
| Concrete, 32 MPa, in-situ, no reinforcement, (VE321EK6) (Ecopact) (Holcim) (VIC) | m³ | 257.13 | 0.10714 | 0 | 0
| Concrete, 32 MPa, in-situ, no reinforcement, (VE321EKC) (Ecopact) (Holcim) (VIC) | m³ | 258.13 | 0.10755 | 0 | 0
| Concrete, 32 MPa, in-situ, no reinforcement, (WE324EP1)(Ecopact) (Holcim) (WA), (Perth Metro) | m³ | 231.11 | 0.096296 | 0 | 0
| Concrete, 32 MPa, in-situ, no reinforcement, (WE322E31)(Ecopact) (Holcim) (WA), (Perth Metro) | m³ | 222.1 | 0.092542 | 0 | 0
| Concrete, 32 MPa, in-situ, no reinforcement, (Adbri Concrete N Class GP:GL 32 MPa - Katherine) (Adbri) (NT) | m³ | 342.127 | 0.14255 | 0 | 0
| Concrete, 32 MPa, in-situ, no reinforcement, (Adbri Concrete N Class GP:GL 32 MPa - Alice Springs) (Adbri) (NT) | m³ | 459.166 | 0.19132 | 0 | 0
| Concrete, 32 MPa, in-situ, no reinforcement, (S32MPA 20MM RMS B80 B1 EXPOSURE) (Adbri) (NSW) | m³ | 306 | 0.1275 | 0 | 0
| Concrete, 32 MPa, in-situ, no reinforcement, (S32MPA PT DECK 22MPA AT 7 DAYS 20MM) (Adbri) (NSW) | m³ | 343.19 | 0.143 | 0 | 0
| Concrete, 32 MPa, in-situ, no reinforcement, (S32MPA 25MPA AT 7 DAYS 20MM) (Adbri) (NSW) | m³ | 360.48 | 0.1502 | 0 | 0
| Concrete, 32 MPa, in-situ, no reinforcement, (Futurecrete® Ultra S32MPA BLOCKFILL 10MM 230MM SLUMP ) (Adbri) (NSW) | m³ | 247.3319 | 0.10305 | 0 | 0
| Concrete, 32 MPa, in-situ, no reinforcement, (Futurecrete® Ultra S32MPA PILE/ TREMIE 10MM SP) (Adbri) (NSW) | m³ | 244.9615 | 0.10207 | 0 | 0
| Concrete, 32 MPa, in-situ, no reinforcement, (Futurecrete® Ultra S32MPA BLOCKFILL 10MM) (Adbri) (NSW) | m³ | 245.0215 | 0.10209 | 0 | 0
| Concrete, 32 MPa, in-situ, no reinforcement, (Futurecrete® Ultra N Class GP/ GL:Slag 32 MPa) (Adbri) (NSW) | m³ | 235.5814 | 0.098159 | 0 | 0
| Concrete, 32 MPa, in-situ, no reinforcement, (Futurecrete® Ultra S32MPA 10MM RITEK SYSTEM) (Adbri) (NSW) | m³ | 242.5812 | 0.10108 | 0 | 0
| Concrete, 32 MPa, in-situ, no reinforcement, (Futurecrete® Ultra S32MPA 10MM AFS WALL SYSTEM) (Adbri) (NSW) | m³ | 240.2008 | 0.10008 | 0 | 0
| Concrete, 32 MPa, in-situ, no reinforcement, (Futurecrete® S32MPA HY-LINE 2INCH 10MM PUMP) (Adbri) (NSW) | m³ | 277.6708 | 0.1157 | 0 | 0
| Concrete, 32 MPa, in-situ, no reinforcement, (Futurecrete® Ultra S32MPA JUMP/ SLIP/COLUMNS 10MM SP) (Adbri) (NSW) | m³ | 256.0501 | 0.10669 | 0 | 0
| Concrete, 32 MPa, in-situ, no reinforcement, (General) (Holcim) (NSW)(ACT) | m³ | 343 | 0.14292 | 0 | 0
| Concrete, 32 MPa, in-situ, no reinforcement, (Fly Ash) (Holcim) (NSW)(ACT) | m³ | 273 | 0.11375 | 0 | 0
| Concrete, 32 MPa, in-situ, no reinforcement, (GGBS Slag) (Holcim) (NSW)(ACT) | m³ | 196 | 0.081667 | 0 | 0
| Concrete, 32 MPa, in-situ, no reinforcement, (Triple Blend) (Holcim) (NSW)(ACT) | m³ | 176 | 0.073333 | 0 | 0
| Concrete, 32 MPa, in-situ, no reinforcement,(General) (Holcim) (QLD) | m³ | 303 | 0.12625 | 0 | 0
| Concrete, 32 MPa, in-situ, no reinforcement,(Fly Ash) (Holcim) (QLD) | m³ | 247 | 0.10292 | 0 | 0
| Concrete, 32 MPa, in-situ, no reinforcement,(Triple Blend) (Holcim) (QLD) | m³ | 186 | 0.0775 | 0 | 0
| Concrete, 32 MPa, in-situ, no reinforcement, (General) (Holcim) (VIC) | m³ | 328 | 0.13667 | 0 | 0
| Concrete, 32 MPa, in-situ, no reinforcement, (Fly Ash) (Holcim) (VIC) | m³ | 265 | 0.11042 | 0 | 0
| Concrete, 32 MPa, in-situ, no reinforcement, (Triple Blend) (Holcim) (VIC) | m³ | 252 | 0.105 | 0 | 0
| Concrete, 32 MPa, in-situ, no reinforcement, (General) (Holcim) (SA) | m³ | 351 | 0.14625 | 0 | 0
| Concrete, MPa, in-situ, no reinforcement, (Fly Ash) (Holcim) (SA) | m³ | 198 | 0.0825 | 0 | 0
| Concrete, MPa, in-situ, no reinforcement, (GGBS Slag) (Holcim) (SA) | m³ | 200 | 0.083333 | 0 | 0
| Concrete, 32 MPa, in-situ, no reinforcement, (General) (Holcim) (WA) | m³ | 321 | 0.13375 | 0 | 0
| Concrete, MPa, in-situ, no reinforcement, (GGBS Slag) (Holcim) (WA) | m³ | 207 | 0.08625 | 0 | 0
| Concrete, 32 MPa, in-situ, no reinforcement, (NE322E151)(Ecopact) (Holcim) (ACT) | m³ | 217.34 | 0.090558 | 0 | 0
| Concrete, 32 MPa, in-situ, no reinforcement, (NE322E351)(Ecopact) (Holcim) (ACT) | m³ | 219.35 | 0.091396 | 0 | 0
| Concrete, 32 MPa, in-situ, no reinforcement, (NE321E151)(Ecopact) (Holcim) (ACT) | m³ | 217.59 | 0.090663 | 0 | 0
| Concrete, 32 MPa, in-situ, no reinforcement, (NE321E351)(Ecopact) (Holcim) (ACT) | m³ | 219.55 | 0.091479 | 0 | 0
| Concrete, 32 MPa, in-situ, no reinforcement, (VN322B) (Holcim) (VIC) | m³ | 266.21 | 0.11092 | 0 | 0
| Concrete, 32 MPa, in-situ, no reinforcement, (VS321MSPR) (Holcim) (VIC) | m³ | 324.73 | 0.1353 | 0 | 0
| Concrete, 32 MPa, in-situ, no reinforcement, (VS321BPV) (Holcim) (VIC) | m³ | 275.49 | 0.11479 | 0 | 0
| Concrete, 32 MPa, in-situ, no reinforcement, (VE322E75) (Holcim) (VIC) | m³ | 249.31 | 0.10388 | 0 | 0
| Concrete, 32 MPa, in-situ, no reinforcement, (VS322BHS2) (Holcim) (VIC) | m³ | 203.16 | 0.08465 | 0 | 0
| Concrete, 32 MPa, in-situ, no reinforcement, (QE322E)(Holcim) (QLD), (North QLD) | m³ | 237.22 | 0.098842 | 0 | 0
| Concrete, 32 MPa, in-situ, no reinforcement, (QE322E1)(Holcim) (QLD), (North QLD) | m³ | 237.71 | 0.099046 | 0 | 0
| Concrete, 32 MPa, in-situ, no reinforcement, (QE321E)(Holcim) (QLD), (North QLD) | m³ | 245.84 | 0.10243 | 0 | 0
| Concrete, 32 MPa, in-situ, no reinforcement, (QE321E1)(Holcim) (QLD), (North QLD) | m³ | 246.17 | 0.10257 | 0 | 0
| Concrete, 32 MPa, in-situ, no reinforcement, (Futurecrete® S Class GP/GL:FA 32 MPa) (Adbri) (SA) | m³ | 194.77 | 0.081154 | 0 | 0
| Concrete, 32 MPa, in-situ, no reinforcement, (Adbri Concrete N Class GP/GL 32 MPa) (Adbri) (NSW) | m³ | 335.12 | 0.13963 | 0 | 0
| Concrete, 32 MPa, in-situ, no reinforcement, (Futurecrete® N Class GP/GL:FA 32 MPa) (Adbri) (NSW) | m³ | 295.48 | 0.12312 | 0 | 0
| Concrete, 32 MPa, in-situ, no reinforcement, (S32MPA 22MPA AT 4 DAYS 20MM) (Adbri) (NSW) | m³ | 358.56 | 0.1494 | 0 | 0
| Concrete, 32 MPa, in-situ, no reinforcement, (S32MPA KERB&GUTTER MACHINE PLACED 10MM) (Adbri) (NSW) | m³ | 307.26 | 0.12802 | 0 | 0
| Concrete, 32 MPa, in-situ, no reinforcement, (S32MPA PT DECK 22MPA AT 5 DAYS 20MM) (Adbri) (NSW) | m³ | 347.94 | 0.14497 | 0 | 0
| Concrete, 32 MPa, in-situ, no reinforcement, Pre-mix Concrete Normal Class GP blend (Boral) (ACT), (Canberra) Normal Class GP blend 32MPa | m³ | 314 | 0.13083 | 0 | 0
| Concrete, 32 MPa, in-situ, no reinforcement, Pre-mix Concrete Normal Class GP/FA blend (Boral) (ACT), (Canberra) Normal Class GP/FA blend 32 MPa | m³ | 262 | 0.10917 | 0 | 0
| Concrete, 32 MPa, in-situ, no reinforcement, Pre-mix Concrete Normal Class GP/GGBFS blend (Boral) (ACT), (Canberra) Normal Class GP/GGBFS blend 32 MPa | m³ | 224 | 0.093333 | 0 | 0
| Concrete, 32 MPa, in-situ, no reinforcement, Pre-mix Concrete ENVIROCRETE 30% (Boral) (ACT), (Canberra) ENVIROCRETE 30% 32 MPa | m³ | 262 | 0.10917 | 0 | 0
| Concrete, 32 MPa, in-situ, no reinforcement, Pre-mix Concrete ENVIROCRETE 40% (Boral) (ACT), (Canberra) ENVIROCRETE 40% 32 MPa | m³ | 240 | 0.1 | 0 | 0
| Concrete, 32 MPa, in-situ, no reinforcement, Pre-mix Concrete ENVIROCRETE PLUS (Boral) (ACT), (Canberra) ENVIROCRETE PLUS 32MPa | m³ | 228 | 0.095 | 0 | 0
| Concrete, 32 MPa, in-situ, no reinforcement, Pre-mix Concrete ENVISIA (Boral) (ACT), (Canberra) ENVISIA 32MPa | m³ | 197 | 0.082083 | 0 | 0
| Concrete, 32 MPa, in-situ, no reinforcement, Pre-mix Concrete KERB MACHINE (Boral) (ACT), (Canberra) KERB MACHINE 32MPa 10MM | m³ | 295 | 0.12292 | 0 | 0
| Concrete, 32 MPa, in-situ, no reinforcement, Pre-mix Concrete Normal Class GP blend (Boral) (NSW), (Newcastle) Normal Class GP blend 32MPa | m³ | 306 | 0.1275 | 0 | 0
| Concrete, 32 MPa, in-situ, no reinforcement, Pre-mix Concrete Normal Class GP/FA blend (Boral) (NSW), (Newcastle) Normal Class GP/FA blend 32 MPa | m³ | 250 | 0.10417 | 0 | 0
| Concrete, 32 MPa, in-situ, no reinforcement, Pre-mix Concrete ENVIROCRETE 30% (Boral) (NSW), (Newcastle) ENVIROCRETE 30% 32 MPa | m³ | 250 | 0.10417 | 0 | 0
| Concrete, 32 MPa, in-situ, no reinforcement, Pre-mix Concrete ENVIROCRETE 40% (Boral) (NSW), (Newcastle) ENVIROCRETE 40% 32 MPa | m³ | 232 | 0.096667 | 0 | 0
| Concrete, 32 MPa, in-situ, no reinforcement, Pre-mix Concrete ENVIROCRETE PLUS (Boral) (NSW), (Newcastle) ENVIROCRETE PLUS 32MPa | m³ | 220 | 0.091667 | 0 | 0
| Concrete, 32 MPa, in-situ, no reinforcement, Pre-mix Concrete ENVISIA (Boral) (NSW), (Newcastle) ENVISIA 32MPa | m³ | 198 | 0.0825 | 0 | 0
| Concrete, 32 MPa, in-situ, no reinforcement, Pre-mix Concrete Normal Class GP/GGBFS blend (Boral) (NSW), (Newcastle) Normal Class GP/GGBFS blend 32 MPa | m³ | 218 | 0.090833 | 0 | 0
| Concrete, 32 MPa, in-situ, no reinforcement, Pre-mix Concrete KERB MACHINE (Boral) (NSW), (Newcastle) KERB MACHINE 32MPa 10MM | m³ | 287 | 0.11958 | 0 | 0
| Concrete, 32 MPa, in-situ, no reinforcement, Pre-mix Concrete Normal Class GP blend (Boral) (NSW), (Sydney) Normal Class GP blend 32MPa | m³ | 314 | 0.13083 | 0 | 0
| Concrete, 32 MPa, in-situ, no reinforcement, Pre-mix Concrete Normal Class GP/FA blend (Boral) (NSW), (Sydney) Normal Class GP/FA blend 32 MPa | m³ | 260 | 0.10833 | 0 | 0
| Concrete, 32 MPa, in-situ, no reinforcement, Pre-mix Concrete Normal Class GP/GGBFS blend (Boral) (NSW), (Sydney) Normal Class GP/GGBFS blend 32 MPa | m³ | 221 | 0.092083 | 0 | 0
| Concrete, 32 MPa, in-situ, no reinforcement, Pre-mix Concrete Normal Class GP/GGBFS/FA blend (Boral) (NSW), (Sydney) Normal Class GP/GGBFS/FA blend 32 MPa | m³ | 207 | 0.08625 | 0 | 0
| Concrete, 32 MPa, in-situ, no reinforcement, Pre-mix Concrete ENVIROCRETE 30% (Boral) (NSW), (Sydney) ENVIROCRETE 30% 32 MPa | m³ | 260 | 0.10833 | 0 | 0
| Concrete, 32 MPa, in-situ, no reinforcement, Pre-mix Concrete ENVIROCRETE 40% (Boral) (NSW), (Sydney) ENVIROCRETE 40% 32 MPa | m³ | 238 | 0.099167 | 0 | 0
| Concrete, 32 MPa, in-situ, no reinforcement, Pre-mix Concrete ENVIROCRETE PLUS (Boral) (NSW), (Sydney) ENVIROCRETE PLUS 32MPa | m³ | 229 | 0.095417 | 0 | 0
| Concrete, 32 MPa, in-situ, no reinforcement, Pre-mix Concrete ENVISIA (Boral) (NSW), (Sydney) ENVISIA 32MPa | m³ | 198 | 0.0825 | 0 | 0
| Concrete, 32 MPa, in-situ, no reinforcement, Pre-mix Concrete KERB MACHINE (Boral) (NSW), (Sydney) KERB MACHINE 32MPa 10MM | m³ | 287 | 0.11958 | 0 | 0
| Concrete, 32 MPa, in-situ, no reinforcement, Pre-mix Concrete Normal Class GP blend (Boral) (NSW), (Wollongong) Normal Class GP blend 32MPa | m³ | 310 | 0.12917 | 0 | 0
| Concrete, 32 MPa, in-situ, no reinforcement, Pre-mix Concrete Normal Class GP/FA blend (Boral) (NSW), (Wollongong) Normal Class GP/FA blend 32 MPa | m³ | 257 | 0.10708 | 0 | 0
| Concrete, 32 MPa, in-situ, no reinforcement, Pre-mix Concrete Normal Class GP/GGBFS blend (Boral) (NSW), (Wollongong) Normal Class GP/GGBFS blend 32 MPa | m³ | 216 | 0.09 | 0 | 0
| Concrete, 32 MPa, in-situ, no reinforcement, Pre-mix Concrete KERB MACHINE (Boral) (NSW), (Wollongong) KERB MACHINE 32MPa 10MM | m³ | 288 | 0.12 | 0 | 0
| Concrete, 32 MPa, in-situ, no reinforcement, Pre-mix Concrete Normal Class GP/GGBFS/FA blend (Boral) (NSW), (Wollongong) Normal Class GP/GGBFS/FA blend 32 MPa | m³ | 185 | 0.077083 | 0 | 0
| Concrete, 32 MPa, in-situ, no reinforcement, Pre-mix Concrete ENVIROCRETE 30% (Boral) (NSW), (Wollongong) ENVIROCRETE 30% 32 MPa | m³ | 257 | 0.10708 | 0 | 0
| Concrete, 32 MPa, in-situ, no reinforcement, Pre-mix Concrete ENVIROCRETE 40% (Boral) (NSW), (Wollongong) ENVIROCRETE 40% 32 MPa | m³ | 233 | 0.097083 | 0 | 0
| Concrete, 32 MPa, in-situ, no reinforcement, Pre-mix Concrete ENVIROCRETE PLUS (Boral) (NSW), (Wollongong) ENVIROCRETE PLUS 32MPa | m³ | 224 | 0.093333 | 0 | 0
| Concrete, 32 MPa, in-situ, no reinforcement, Pre-mix Concrete ENVISIA (Boral) (NSW), (Wollongong) ENVISIA 32MPa | m³ | 193 | 0.080417 | 0 | 0
| Concrete, 32 MPa, in-situ, no reinforcement, Pre-mix Concrete Normal Class GP blend (Boral) (TAS), (Hobart) Normal Class GP blend 32MPa | m³ | 308 | 0.12833 | 0 | 0
| Concrete, 32 MPa, in-situ, no reinforcement, Pre-mix Concrete ENVISIA (Boral) (TAS), (Hobart) ENVISIA 32 MPa | m³ | 276 | 0.115 | 0 | 0
| Concrete, 32 MPa, in-situ, no reinforcement, Pre-mix Concrete Normal Class GP blend (Boral) (TAS), (Launceston) Normal Class GP blend 32MPa | m³ | 306 | 0.1275 | 0 | 0
| Concrete, 32 MPa, in-situ, no reinforcement, Pre-mix Concrete ENVISIA (Boral) (TAS), (Launceston) ENVISIA 32 MPa | m³ | 268 | 0.11167 | 0 | 0
| Concrete, 32 MPa, in-situ, no reinforcement, GP, Normal Class (WA Premix) (WA), (Perth) | m³ | 363 | 0.15125 | 0 | 0
| Concrete, 32 MPa, in-situ, no reinforcement, Blend, Normal Class (WA Premix) (WA), (Perth) | m³ | 349 | 0.14542 | 0 | 0
| Concrete, 32 MPa, in-situ, no reinforcement, AQ1339, Special Class (WA Premix) (WA), (Perth) | m³ | 399 | 0.16625 | 0 | 0
| Concrete, 32 MPa, in-situ, no reinforcement, AQ1340, Special Class (WA Premix) (WA), (Perth) | m³ | 399 | 0.16625 | 0 | 0
| Concrete, 32 MPa, in-situ, no reinforcement, AQ2339, Special Class (WA Premix) (WA), (Perth) | m³ | 317 | 0.13208 | 0 | 0
| Concrete, 32 MPa, in-situ, no reinforcement, AQ2340, Special Class (WA Premix) (WA), (Perth) | m³ | 318 | 0.1325 | 0 | 0
| Concrete, 32 MPa, in-situ, no reinforcement, Ready-Mix Concrete (LC)50 (Concrite) (NSW) (Sydney Region, NSW) | m³ | 187 | 0.077917 | 0 | 0
| Concrete, 32 MPa, in-situ, no reinforcement, Ready-Mix Concrete (LC)40 (Concrite) (NSW) (Sydney Region, NSW) | m³ | 215 | 0.089583 | 0 | 0
| Concrete, 32 MPa, in-situ, no reinforcement, Ready-Mix Concrete (LC)30 (Concrite) (NSW) (Sydney Region, NSW) | m³ | 274 | 0.11417 | 0 | 0
| Concrete, 32 MPa, in-situ, no reinforcement, Ready-Mix Concrete (LCHP) (Concrite) (NSW) (Sydney Region, NSW) | m³ | 224 | 0.093333 | 0 | 0
| Concrete, 32 MPa, in-situ, no reinforcement, Ready-Mix Concrete (LCP) (Concrite) (NSW) (Sydney Region, NSW) | m³ | 239 | 0.099583 | 0 | 0
| Concrete, 32 MPa, in-situ, no reinforcement, Ready-Mix Concrete Normal class GP blend (Concrite) (NSW) (Sydney Region, NSW) | m³ | 297 | 0.12375 | 0 | 0
| Concrete, 32 MPa, in-situ, no reinforcement, Ready-Mix Concrete KERB MACHINE (Concrite) (NSW) (Sydney Region, NSW) | m³ | 180 | 0.075 | 0 | 0
| Concrete, 32 MPa, in-situ, no reinforcement, Ready-Mix Concrete SLAG AGG CONCRETE MIX, (LC)50 (Concrite) (NSW) (Sydney Region, NSW) | m³ | 204 | 0.085 | 0 | 0
| Concrete, 32 MPa, in-situ, no reinforcement, Ready-Mix Concrete SLAG AGG CONCRETE MIX, (LC)40 (Concrite) (NSW) (Sydney Region, NSW) | m³ | 223 | 0.092917 | 0 | 0
| Concrete, 32 MPa, in-situ, no reinforcement, Ready-Mix Concrete SLAG AGG CONCRETE MIX, (LC)30 (Concrite) (NSW) (Sydney Region, NSW) | m³ | 266 | 0.11083 | 0 | 0
| Concrete, 32 MPa, in-situ, no reinforcement, Ready-Mix Concrete (LC)30 32MPa (Concrite) (NSW) (Southern Highlands, NSW) | m³ | 270 | 0.1125 | 0 | 0
| Concrete, 32 MPa, in-situ, no reinforcement, Ready-Mix Concrete NORMAL CLASS GP BLEND (Concrite) (NSW) (Southern Highlands, NSW) | m³ | 302 | 0.12583 | 0 | 0
| Concrete, 32 MPa, in-situ, no reinforcement, Ready-Mix Concrete KERB MACHINE 10MM (Concrite) (NSW) (Southern Highlands, NSW) | m³ | 281 | 0.11708 | 0 | 0
| Concrete, 32 MPa, in-situ, no reinforcement, Ready-Mix Concrete LC30 32MPa (Concrite) (ACT) (Canberra, ACT) | m³ | 268 | 0.11167 | 0 | 0
| Concrete, 32 MPa, in-situ, no reinforcement, Ready-Mix Concrete NORMAL CLASS GP BLEND (Concrite) (ACT) (Canberra, ACT) | m³ | 323 | 0.13458 | 0 | 0
| Concrete, 32 MPa, in-situ, no reinforcement, Ready-Mix Concrete KERB MACHINE 10MM (Concrite) (ACT) (Canberra, ACT) | m³ | 271 | 0.11292 | 0 | 0
| Concrete, 32 MPa, in-situ, no reinforcement, (Adbri Concrete N Class GP/GL:FA 32 MPa) (Adbri) (NSW) | m³ | 302.6654 | 0.12611 | 0 | 0
| Concrete, 32 MPa, in-situ, no reinforcement, (Futurecrete® Ultra N Class Ternary 32 MPa) (Adbri) (NSW) | m³ | 243.5827 | 0.10149 | 0 | 0
| Concrete, 32 MPa, in-situ, no reinforcement, (Futurecrete® S Class GP/GL 32 MPa) (Adbri) (SA) | m³ | 252.01 | 0.105 | 0 | 0
| Concrete, 32 MPa, in-situ, no reinforcement, (Adbri N Class GP/GL 32 MPa) (Adbri) (SA) | m³ | 240.19 | 0.10008 | 0 | 0
| Concrete, 32 MPa, in-situ, no reinforcement, (Futurecrete® N Class GP/GL:FA 32 MPa) (Adbri) (SA) | m³ | 194.06 | 0.080858 | 0 | 0
| Concrete, 32 MPa, in-situ, no reinforcement, (Futurecrete® N Class GP/GL:Slag 32 MPa) (Adbri) (SA) | m³ | 188.38 | 0.078492 | 0 | 0
| Concrete, 32 MPa, in-situ, no reinforcement, (Futurecrete® S Class GP/GL:Slag 32 MPa) (Adbri) (SA) | m³ | 188.16 | 0.0784 | 0 | 0
| Concrete, 32 MPa, in-situ, no reinforcement, (CS3220BGS)(B) (BCG) (WA), (Perth) | m³ | 252.83 | 0.10535 | 0 | 0
| Concrete, 32 MPa, in-situ, no reinforcement, (CS3220ASC)(GP) (BCG) (WA), (Perth) | m³ | 373.69 | 0.1557 | 0 | 0
| Concrete, 32 MPa, in-situ, no reinforcement, (R3220A)(GP) (BCG) (WA), (Perth) | m³ | 368.61 | 0.15359 | 0 | 0
| Concrete, 32 MPa, in-situ, no reinforcement, (QE327LSPR) (Ecopact) (Holcim) (QLD) (Brisbane) | m³ | 273.65 | 0.11402 | 0 | 0
| Concrete, 32 MPa, in-situ, no reinforcement, (QE327LSPR) (Ecopact) (Holcim) (QLD), Gold Coast | m³ | 258.64 | 0.10777 | 0 | 0
| Concrete, 32 MPa, in-situ, no reinforcement, (LH3220E)(LH) (BCG) (WA), (Perth) | m³ | 180.72 | 0.0753 | 0 | 0
| Concrete, 32 MPa, in-situ, no reinforcement, (VE322EF26) (Ecopact) (Holcim) (VIC) | m³ | 264.45 | 0.11019 | 0 | 0
| Concrete, 32 MPa, in-situ, no reinforcement, (32MPa 7MM BLOCKMIX) (Adbri) (QLD) | m³ | 270.277 | 0.11262 | 0 | 0
| Concrete, 32 MPa, in-situ, no reinforcement, (SE322FE56) (Ecopact) (Holcim) (SA) (Adelaide) | m³ | 244.34 | 0.10181 | 0 | 0
| Concrete, 32 MPa, in-situ, no reinforcement, (SE322E2) (Ecopact) (Holcim) (SA) (Adelaide) | m³ | 238.33 | 0.099304 | 0 | 0
| Concrete, 32 MPa, in-situ, no reinforcement, (QE322LPN2) (Ecopact) (Holcim) (QLD) (Brisbane) | m³ | 261.16 | 0.10882 | 0 | 0
| Concrete, 32 MPa, in-situ, no reinforcement, (VZ322E5) (Ecopact) (Holcim) (VIC) | m³ | 221.27 | 0.092196 | 0 | 0
| Concrete, 32 MPa, in-situ, no reinforcement, (WE324EKC)(Ecopact) (Holcim) (WA), (Perth Metro) | m³ | 253.13 | 0.10547 | 0 | 0
| Concrete, 32 MPa, in-situ, no reinforcement, (QE322L652) (Ecopact) (Holcim) (QLD) (Brisbane) | m³ | 235.15 | 0.097979 | 0 | 0
| Concrete, 32 MPa, in-situ, no reinforcement, (WE321EBMX)(Ecopact) (Holcim) (WA), (Perth Metro) | m³ | 242.11 | 0.10088 | 0 | 0
| Concrete, 32 MPa, in-situ, no reinforcement, (Futurecrete® Ultra N class GP/ GL:Slag 32 MPa) (Adbri) (QLD) | m³ | 225.164 | 0.093818 | 0 | 0
| Concrete, 32 MPa, in-situ, no reinforcement, (WE322E2)(Ecopact) (Holcim) (WA), (Perth Metro) | m³ | 228.15 | 0.095063 | 0 | 0
| Concrete, 32 MPa, in-situ, no reinforcement, (WE322E4)(Ecopact) (Holcim) (WA), (Perth Metro) | m³ | 228.15 | 0.095063 | 0 | 0
| Concrete, 32 MPa, in-situ, no reinforcement, (QE321E100)(Ecopact) (Holcim) (QLD) (Sunshine Coast) | m³ | 196.22 | 0.081758 | 0 | 0
| Concrete, 32 MPa, in-situ, no reinforcement, (QE322E100)(Ecopact) (Holcim) (QLD) (Sunshine Coast) | m³ | 187.2 | 0.078 | 0 | 0
| Concrete, 32 MPa, in-situ, no reinforcement, (QE321E) (Ecopact) (Holcim) (QLD), Gold Coast | m³ | 198.15 | 0.082562 | 0 | 0
| Concrete (in-situ), 32MPa, Pre-mix Concrete EFM32 (Barro Group) (Australia) | m³ | 175.53 | 0.073628 | 0 | 0
| Concrete (in-situ), 32MPa, Pre-mix Concrete EN32 (Barro Group) (Australia) | m³ | 196.516 | 0.082431 | 0 | 0
| Concrete (in-situ), 32MPa, Pre-mix Concrete EVR330 (Barro Group) (Australia) | m³ | 262.547 | 0.11013 | 0 | 0
| Concrete (in-situ), 32MPa, Pre-mix Concrete E32700 (Barro Group) (Australia) | m³ | 232.522 | 0.097534 | 0 | 0
| Concrete (in-situ), 32MPa, Pre-mix Concrete E32600 (Barro Group) (Australia) | m³ | 250.518 | 0.10508 | 0 | 0
| Concrete (in-situ), 32MPa, Pre-mix Concrete EPG32 (Barro Group) (Australia) | m³ | 192.525 | 0.080757 | 0 | 0
| Concrete (in-situ), Krb 280kg, Pre-mix Concrete EKB280 (Barro Group) (Australia) | m³ | 185.479 | 0.077802 | 0 | 0
| Concrete (in-situ), Krb 320kg, Pre-mix Concrete EKB320 (Barro Group) (Australia) | m³ | 206.49 | 0.086615 | 0 | 0
| Concrete (in-situ), 32MPa, Pre-mix Concrete EPG32L (Barro Group) (Australia) | m³ | 180.524 | 0.075723 | 0 | 0
| Concrete (in-situ), Krb 280kg, Pre-mix Concrete EKB280L (Barro Group) (Australia) | m³ | 174.478 | 0.073187 | 0 | 0
| Concrete (in-situ), Krb 320kg, Pre-mix Concrete EKB320L (Barro Group) (Australia) | m³ | 193.489 | 0.081161 | 0 | 0
| Concrete (in-situ), ENVISIA concrete in-situ Melb metro - 32 MPa (Boral) (Australia) | m³ | 205 | 0.085417 | 0 | 0
| Concrete (in-situ), Envirocrete plus concrete in-situ Melb metro - 32 MPa (Boral) (Australia) | m³ | 232 | 0.096667 | 0 | 0
| Concrete (in-situ), Envirocrete concrete in-situ Melb metro - 32 MPa (Boral) (Australia) | m³ | 240 | 0.1 | 0 | 0
| Concrete (in-situ), Envirocrete 40% concrete in-situ Melb metro - 32 MPa (Boral) (Australia) | m³ | 270 | 0.1125 | 0 | 0
| Concrete (in-situ), Envirocrete 30% concrete in-situ Melb metro - 32 MPa (Boral) (Australia) | m³ | 307 | 0.12792 | 0 | 0
| Concrete (in-situ), Normal GP blend concrete in-situ Melb metro - 32 MPa (Boral) (Australia) | m³ | 326 | 0.13583 | 0 | 0
| Concrete (in-situ), Normal GP /FA blend blend concrete in-situ Melb metro - 32 MPa (Boral) (Australia) | m³ | 298 | 0.12417 | 0 | 0
| Concrete (in-situ), Normal GP /GGBFS blend blend concrete in-situ Melb metro - 32 MPa (Boral) (Australia) | m³ | 290 | 0.12083 | 0 | 0
| Concrete (in-situ), ENVISIA concrete in-situ Perth metro - 32 MPa (Boral) (Australia) | m³ | 205 | 0.085417 | 0 | 0
| Concrete (in-situ), Envirocrete plus concrete in-situ Perth metro - 32 MPa (Boral) (Australia) | m³ | 212 | 0.088333 | 0 | 0
| Concrete (in-situ), Envirocrete concrete in-situ Perth metro - 32 MPa (Boral) (Australia) | m³ | 220 | 0.091667 | 0 | 0
| Concrete (in-situ), Envirocrete 30% concrete in-situ Perth metro - 32 MPa (Boral) (Australia) | m³ | 220 | 0.091667 | 0 | 0
| Concrete (in-situ), Normal GP blend concrete in-situ Perth metro - 32 MPa (Boral) (Australia) | m³ | 295 | 0.12292 | 0 | 0
| Concrete (in-situ), Normal GP /GGBFS blend blend concrete in-situ Perth metro - 32 MPa (Boral) (Australia) | m³ | 235 | 0.097917 | 0 | 0
| Concrete (in-situ), ENVISIA concrete in-situ QLD metro - 32 MPa (Boral) (Australia) | m³ | 217 | 0.090417 | 0 | 0
| Concrete (in-situ), Envirocrete plus concrete in-situ QLD metro - 32 MPa (Boral) (Australia) | m³ | 215 | 0.089583 | 0 | 0
| Concrete (in-situ), Envirocrete 40% concrete in-situ QLD metro - 32 MPa (Boral) (Australia) | m³ | 228 | 0.095 | 0 | 0
| Concrete (in-situ), Envirocrete 30% concrete in-situ QLD metro - 32 MPa (Boral) (Australia) | m³ | 267 | 0.11125 | 0 | 0
| Concrete (in-situ), Normal GP blend concrete in-situ QLD metro - 32 MPa (Boral) (Australia) | m³ | 346 | 0.14417 | 0 | 0
| 32 MPa, Normal Class 32MPa - straight cement (Gunlake) (Australia) | m³ | 350.0501 | 0.14585 | 0 | 0
| 32 MPa, Normal Class 32MPa (NC3228PCI) - cement and fly-ash (Gunlake) (Australia) | m³ | 286.0569 | 0.11919 | 0 | 0
| 32 MPa, Normal Class 32MPa (NC3228PCI) - cement, slag and fly-ash (Gunlake) (Australia) | m³ | 225.0674 | 0.093778 | 0 | 0
| 32 MPa, Special Class 32MPa (GD322AP2) - green star mix with cement, high slag and fly-ash (Gunlake) (Australia) | m³ | 242.077 | 0.10087 | 0 | 0
| 32 MPa, ENVISIA 32 MPa (Boral) (Australia) | m³ | 207 | 0.08625 | 0 | 0
| 32 MPa, ENVIROCRETE PLUS 32 MPa (Boral) (Australia) | m³ | 232 | 0.096667 | 0 | 0
| 32 MPa, ENVIROCRETE 40% 32 MPa (Boral) (Australia) | m³ | 282 | 0.1175 | 0 | 0
| 32 MPa, ENVIROCRETE 30% 32 MPa (Boral) (Australia) | m³ | 315 | 0.13125 | 0 | 0
| 32 MPa, ENVIROCRETE 32 MPa (Boral) (Australia) | m³ | 241 | 0.10042 | 0 | 0
| 32 MPa, NORMAL CLASS GP BLEND 32 MPa (Boral) (Australia) | m³ | 327 | 0.13625 | 0 | 0
| 32 MPa, NORMAL CLASS GP/FA BLEND 32 MPa (Boral) (Australia) | m³ | 305 | 0.12708 | 0 | 0
| 32 MPa, NORMAL CLASS GP/GGBFS BLEND 32 MPa (Boral) (Australia) | m³ | 292 | 0.12167 | 0 | 0
| 32 MPa, VR330 32 MPa GP/FA (Boral) (Australia) | m³ | 310 | 0.12917 | 0 | 0
| 32 MPa, VR330 32 MPa GP/SLAG (Boral) (Australia) | m³ | 243 | 0.10125 | 0 | 0
| 32 MPa, HIGH SLUMP 32 MPa (Boral) (Australia) | m³ | 306 | 0.1275 | 0 | 0
| 32 MPa, TAS, VR330/32/EXP CL A concrete manufactured in our Northern Region (Hazell Bros Concrete Pty Ltd) (Australia) | m³ | 323.2451 | 0.13469 | 0 | 0
| 32 MPa, TAS, VR330/32/EXP CL A concrete manufactured in our Southern Region (Hazell Bros Concrete Pty Ltd) (Australia) | m³ | 324.9872 | 0.13541 | 0 | 0
| 32 MPa, NSW, Concrete: S32 650BF manufactured at Prestons (Advanced Readymix) (Australia) | m³ | 300.5696 | 0.12524 | 0 | 0
| 32 MPa, NSW, Concrete: S32 650BF manufactured at Smithfield (Advanced Readymix) (Australia) | m³ | 292.5521 | 0.1219 | 0 | 0
| 32 MPa, NSW, Concrete: GS32/20/100 manufactured at Prestons (Advanced Readymix) (Australia) | m³ | 248.9443 | 0.10373 | 0 | 0
| 32 MPa, NSW, Concrete: GS32/20/100 manufactured at Smithfield (Advanced Readymix) (Australia) | m³ | 244.3676 | 0.10182 | 0 | 0
| 32 MPa, NSW, Concrete: N32/20/100G3 manufactured at Prestons (Advanced Readymix) (Australia) | m³ | 227.1826 | 0.094659 | 0 | 0
| 32 MPa, NSW, Concrete: N32/20/100G3 manufactured at Smithfield (Advanced Readymix) (Australia) | m³ | 210.6396 | 0.087766 | 0 | 0
| 32 MPa, NSW, Concrete: NS32/20/100 manufactured at Prestons (Advanced Readymix) (Australia) | m³ | 181.3826 | 0.075576 | 0 | 0
| 32 MPa, NSW, Concrete: S32/20/80PNL manufactured at Prestons (Advanced Readymix) (Australia) | m³ | 192.0403 | 0.080017 | 0 | 0
| 32 MPa, NSW, Concrete: NS32/20/100 manufactured at Smithfield (Advanced Readymix) (Australia) | m³ | 175.9808 | 0.073325 | 0 | 0
| 32 MPa, NSW, Concrete: S32/20/80PNL manufactured at Smithfield (Advanced Readymix) (Australia) | m³ | 182.8581 | 0.076191 | 0 | 0
| 32 MPa, NSW, Concrete: S32/10/30 Slip manufactured at Prestons (Advanced Readymix) (Australia) | m³ | 290.3033 | 0.12096 | 0 | 0
| 32 MPa, NSW, Concrete: S32/20/5D manufactured at Prestons (Advanced Readymix) (Australia) | m³ | 217.405 | 0.090585 | 0 | 0
| 32 MPa, NSW, Concrete: S32/20/5D manufactured at Smithfield (Advanced Readymix) (Australia) | m³ | 212.1142 | 0.088381 | 0 | 0
| 32 MPa, NSW, Concrete: NS32/20/80 manufactured at Prestons (Advanced Readymix) (Australia) | m³ | 180.8025 | 0.075334 | 0 | 0
| 32 MPa, NSW, Concrete: N32/20/80 manufactured at Prestons (Advanced Readymix) (Australia) | m³ | 182.4442 | 0.076018 | 0 | 0
| 32 MPa, NSW, Concrete: NS32/20/80 manufactured at Smithfield (Advanced Readymix) (Australia) | m³ | 175.3995 | 0.073083 | 0 | 0
| 32 MPa, NSW, Concrete: N32/20/80 manufactured at Smithfield (Advanced Readymix) (Australia) | m³ | 173.7038 | 0.072377 | 0 | 0
| 32 MPa, NSW, Concrete: S32/10/30 Slip manufactured at Smithfield (Advanced Readymix) (Australia) | m³ | 265.1361 | 0.11047 | 0 | 0
| 32 MPa, NSW, Concrete: S32/20/CLR manufactured at Prestons (Advanced Readymix) (Australia) | m³ | 196.6584 | 0.081941 | 0 | 0
| 32 MPa, NSW, Concrete: S32/20/CLR manufactured at Smithfield (Advanced Readymix) (Australia) | m³ | 188.205 | 0.078419 | 0 | 0
| 32 MPa, NSW, Concrete: N32/20/80 with 4 kg/m3 Emesh manufactured at Prestons (Advanced Readymix) (Australia) | m³ | 188.9261 | 0.078719 | 0 | 0
| 32 MPa, NSW, Concrete: N32/20/80 with 4 kg/m3 Emesh manufactured at Smithfield (Advanced Readymix) (Australia) | m³ | 180.1857 | 0.075077 | 0 | 0
| 32 MPa, TAS, N32/20N concrete manufactured in our Southern Region (Hazell Bros Concrete Pty Ltd) (Australia) | m³ | 266.0671 | 0.11086 | 0 | 0
| 32 MPa, NSW, Pre-mix concrete N3220 (Western Suburbs Concrete) (Australia) | m³ | 249.0843 | 0.10379 | 0 | 0
| 32 MPa, NSW, Pre-mix concrete GS3220-1 (Western Suburbs Concrete) (Australia) | m³ | 246.2497 | 0.1026 | 0 | 0
| 32 MPa, NSW, Pre-mix concrete S32EXTP (Western Suburbs Concrete) (Australia) | m³ | 273.0283 | 0.11376 | 0 | 0
| 32 MPa, NSW, Pre-mix concrete WN3220 (Western Suburbs Concrete) (Australia) | m³ | 246.8383 | 0.10285 | 0 | 0
| 32 MPa, TAS, N32/20N concrete manufactured in our Northern Region (Hazell Bros Concrete Pty Ltd) (Australia) | m³ | 266.5786 | 0.11107 | 0 | 0
| 32 MPa, NSW, Pre-mix concrete WGS3220-1 (Western Suburbs Concrete) (Australia) | m³ | 237.2742 | 0.098864 | 0 | 0
| 32 MPa, NSW, Pre-mix concrete WGS3220-2 (Western Suburbs Concrete) (Australia) | m³ | 223.9794 | 0.093325 | 0 | 0
| 32 MPa, TAS, N32/20N/SCM concrete manufactured in our Southern Region (Hazell Bros Concrete Pty Ltd) (Australia) | m³ | 205.2129 | 0.085505 | 0 | 0
| 32 MPa, NSW, Pre-mix concrete GS3220-2 (Western Suburbs Concrete) (Australia) | m³ | 199.2189 | 0.083008 | 0 | 0
| 32 MPa, NSW, Pre-mix concrete S32AZZIN (Western Suburbs Concrete) (Australia) | m³ | 320.6297 | 0.1336 | 0 | 0
| 32 MPa, NSW, Pre-mix concrete S32IN (Western Suburbs Concrete) (Australia) | m³ | 320.6297 | 0.1336 | 0 | 0
| 32 MPa, NSW, Pre-mix concrete S32RCIN (Western Suburbs Concrete) (Australia) | m³ | 295.7743 | 0.12324 | 0 | 0
| 32 MPa, NSW, Concrete: NS32/20/100 manufactured at Seven Hills (Advanced Readymix) (Australia) | m³ | 200.1193 | 0.083383 | 0 | 0
| 32 MPa, NSW, Concrete: S32/20/5D manufactured at Seven Hills (Advanced Readymix) (Australia) | m³ | 236.2314 | 0.09843 | 0 | 0
| 32 MPa, NSW, Concrete: S32/20/80PNL manufactured at Seven Hills (Advanced Readymix) (Australia) | m³ | 208.3129 | 0.086797 | 0 | 0
| 32 MPa, TAS, N32/20N/SCM concrete manufactured in our Northern Region (Hazell Bros Concrete Pty Ltd) (Australia) | m³ | 204.4493 | 0.085187 | 0 | 0
| 32 MPa, NSW, Concrete: NS32/20/80 manufactured at Seven Hills (Advanced Readymix) (Australia) | m³ | 199.5396 | 0.083141 | 0 | 0
| 32 MPa, NSW, Concrete: N32/20/80 manufactured at Seven Hills (Advanced Readymix) (Australia) | m³ | 197.3564 | 0.082232 | 0 | 0
| 32 MPa, NSW, Concrete: N32/20/100G3 manufactured at Seven Hills (Advanced Readymix) (Australia) | m³ | 243.0535 | 0.10127 | 0 | 0
| 32 MPa, NSW, Readymix concrete: D32JKERBR53 (Daracrete Pty Ltd) (Australia) | m³ | 298.5375 | 0.12439 | 0 | 0
| 32 MPa, NSW, Concrete: GS32/20/100 manufactured at Seven Hills (Advanced Readymix) (Australia) | m³ | 286.5681 | 0.1194 | 0 | 0
| 32 MPa, NSW, Concrete: S32 650BF manufactured at Seven Hills (Advanced Readymix) (Australia) | m³ | 345.2214 | 0.14384 | 0 | 0
| 32 MPa, NSW, Concrete: N32/20/80 with 4 kg/m3 Emesh manufactured at Seven Hills (Advanced Readymix) (Australia) | m³ | 203.8383 | 0.084933 | 0 | 0
| 32 MPa, NSW, Concrete: S32/20/CLR manufactured at Seven Hills (Advanced Readymix) (Australia) | m³ | 215.516 | 0.089798 | 0 | 0
| 32 MPa, NSW, Readymix concrete: D327KERB (Daracrete Pty Ltd) (Australia) | m³ | 346.9531 | 0.14456 | 0 | 0
| 32 MPa, NSW, Concrete: S32/10/30 Slip manufactured at Seven Hills (Advanced Readymix) (Australia) | m³ | 312.255 | 0.13011 | 0 | 0
| 32 MPa, TAS, S32/20N OFF WHITE concrete manufactured in our Southern Region (Hazell Bros Concrete Pty Ltd) (Australia) | m³ | 371.9286 | 0.15497 | 0 | 0
| 32 MPa, TAS, S32/20N OFF WHITE concrete manufactured in our Northern Region (Hazell Bros Concrete Pty Ltd) (Australia) | m³ | 365.1007 | 0.15213 | 0 | 0
| Concrete (in-situ), VIC – Melbourne Metro – ECOPact – VE322EAMF (Holcim (Australia) Pty Ltd) (Australia) | m³ | 104.7994 | 0.043666 | 0 | 0
| Concrete (in-situ), SA - ADLC - ECOPact Mixes- SE322EM2 (Holcim (Australia) Pty Ltd) (Australia) | m³ | 107.579 | 0.044825 | 0 | 0
| Concrete (in-situ), Premix Concrete – S32MPa GreenCrete 70 (Piave Premix Concrete Pty Ltd) (Australia) | m³ | 134 | 0.056469 | 0 | 0
| Concrete (in-situ), GS LCHP50HPX32 32 MPa (LCHP50HPX32) (Elvin Group (ACT) Pty Ltd) (Australia) | m³ | 212.2019 | 0.089916 | 0 | 0
| Concrete (in-situ), GS LCHP25HE32 32 MPa (LCHP25HE32) (Elvin Group (ACT) Pty Ltd) (Australia) | m³ | 270.2174 | 0.1145 | 0 | 0
| Concrete (in-situ), GS LCHP20HE32 32 MPa (LCHP20HE32) (Elvin Group (ACT) Pty Ltd) (Australia) | m³ | 285.222 | 0.12035 | 0 | 0
| Concrete (in-situ), Climate Active – NSW - Narellan - NE322E5 (Holcim (Australia) Pty Ltd) (Australia) | m³ | 156.168 | 0.06507 | 0 | 0
| Concrete (in-situ), GE322KGF3 (Heidelberg Materials Australia Pty Ltd) (Australia) | m³ | 157.1135 | 0.065464 | 0 | 0
| Concrete (in-situ), QLD - Gold Coast - ECOPact - QE322C100 (Holcim (Australia) Pty Ltd) (Australia) | m³ | 157.8649 | 0.065777 | 0 | 0
| Concrete (in-situ), Climate Active – NSW - Narellan - NE321E5 (Holcim (Australia) Pty Ltd) (Australia) | m³ | 160.1683 | 0.066737 | 0 | 0
| Concrete (in-situ), NSW – Sydney – ECOPact – NE322ER53 (Holcim (Australia) Pty Ltd) (Australia) | m³ | 159.1606 | 0.066317 | 0 | 0
| Concrete (in-situ), NSW - Forster - Climate Active - NS327FBMX (Holcim (Australia) Pty Ltd) (Australia) | m³ | 161.0535 | 0.067106 | 0 | 0
| Concrete (in-situ), NSW - Sydney - ECOPact - NE321E1L2 (Holcim (Australia) Pty Ltd) (Australia) | m³ | 161.1836 | 0.06716 | 0 | 0
| Concrete (in-situ), VIC – Melbourne Metro – ECOPact – VE322P (Holcim (Australia) Pty Ltd) (Australia) | m³ | 160.64 | 0.066933 | 0 | 0
| Concrete (in-situ), Climate Active – QLD - Acacia Ridge - QE322E (Holcim (Australia) Pty Ltd) (Australia) | m³ | 162.0408 | 0.067517 | 0 | 0
| Concrete (in-situ), VIC - Melbourne Metro - ECOPact- VE322EH2 (Holcim (Australia) Pty Ltd) (Australia) | m³ | 164.7698 | 0.068654 | 0 | 0
| Concrete (in-situ), NSW – Sydney – ECOPact – NE321ER53 (Holcim (Australia) Pty Ltd) (Australia) | m³ | 164.1629 | 0.068401 | 0 | 0
| Concrete (in-situ), AR3214 pre-mixed concrete (Aurora Construction Materials Epping Pty. Ltd.) (Australia) | m³ | 165.0108 | 0.071744 | 0 | 0
| Concrete (in-situ), AR3220 pre-mixed concrete (Aurora Construction Materials Epping Pty. Ltd.) (Australia) | m³ | 165.0108 | 0.071744 | 0 | 0
| Concrete (in-situ), QLD - Sunshine Coast - ECOPact - QE322E (Holcim (Australia) Pty Ltd) (Australia) | m³ | 165.0224 | 0.068759 | 0 | 0
| Concrete (in-situ), NSW – Far North Coast – ECOPact – NE321L (Holcim (Australia) Pty Ltd) (Australia) | m³ | 164.2073 | 0.06842 | 0 | 0
| Concrete (in-situ), QLD - Wacol - Climate Active - QZ322E100 (Holcim (Australia) Pty Ltd) (Australia) | m³ | 166.0423 | 0.069184 | 0 | 0
| Concrete (in-situ), QLD - Sunshine Coast - ECOPact - QE321E (Holcim (Australia) Pty Ltd) (Australia) | m³ | 166.0123 | 0.069172 | 0 | 0
| Concrete (in-situ), Climate Active – QLD - Murarrie - QZ322E100 (Holcim (Australia) Pty Ltd) (Australia) | m³ | 168.0424 | 0.070018 | 0 | 0
| Concrete (in-situ), VIC – Melbourne Metro – ECOPact – VE321E5KC (Holcim (Australia) Pty Ltd) (Australia) | m³ | 167.8019 | 0.069917 | 0 | 0
| Concrete (in-situ), QLD - Sunshine Coast - ECOPact - QE322EEZY (Holcim (Australia) Pty Ltd) (Australia) | m³ | 169.0047 | 0.070419 | 0 | 0
| Concrete (in-situ), Climate Active – QLD - Geebung - QZ322E100 (Holcim (Australia) Pty Ltd) (Australia) | m³ | 169.1026 | 0.070459 | 0 | 0
| Concrete (in-situ), Climate Active – QLD - Burleigh - QZ322E100 (Holcim (Australia) Pty Ltd) (Australia) | m³ | 170.0312 | 0.070846 | 0 | 0
| Concrete (in-situ), Climate Active – QLD - Darra - QZ322E100 (Holcim (Australia) Pty Ltd) (Australia) | m³ | 169.0425 | 0.070434 | 0 | 0
| Concrete (in-situ), Climate Active – QLD - Tweed - QZ322E100 (Holcim (Australia) Pty Ltd) (Australia) | m³ | 170.0212 | 0.070842 | 0 | 0
| Concrete (in-situ), QLD - Acacia Ridge - Climate Active - QN322T100 (Holcim (Australia) Pty Ltd) (Australia) | m³ | 171.0415 | 0.071267 | 0 | 0
| Concrete (in-situ), QLD - Sunshine Coast - ECOPact - QE321E100 (Holcim (Australia) Pty Ltd) (Australia) | m³ | 171.0066 | 0.071253 | 0 | 0
| Concrete (in-situ), SA - ADLC - ECOPact Mixes- SE322E3 (Holcim (Australia) Pty Ltd) (Australia) | m³ | 172.005 | 0.071669 | 0 | 0
| Concrete (in-situ), Climate Active – QLD - Brisbane (City) - QZ321E100 (Holcim (Australia) Pty Ltd) (Australia) | m³ | 172.0527 | 0.071689 | 0 | 0
| Concrete (in-situ), NSW - Far North Coast - ECOPact - NE322L120 (Holcim (Australia) Pty Ltd) (Australia) | m³ | 172.2222 | 0.071759 | 0 | 0
| Concrete (in-situ), SA - ADLC - ECOPact Mixes- SE322E (Holcim (Australia) Pty Ltd) (Australia) | m³ | 172.016 | 0.071673 | 0 | 0
| Concrete (in-situ), QLD – Sunshine Coast – ECOPact – QE321EL21 (Holcim (Australia) Pty Ltd) (Australia) | m³ | 172.9417 | 0.072059 | 0 | 0
| Concrete (in-situ), SA - ADLC - ECOPact Mixes- SE322EF2 + NO Fibres (Holcim (Australia) Pty Ltd) (Australia) | m³ | 173.003 | 0.072085 | 0 | 0
| Concrete (in-situ), NSW – Sydney – ECOPact – NE322E1S (Holcim (Australia) Pty Ltd) (Australia) | m³ | 174.1691 | 0.07257 | 0 | 0
| Concrete (in-situ), SA - ADLC - ECOPact Mixes- SE321E5 (Holcim (Australia) Pty Ltd) (Australia) | m³ | 176.001 | 0.073334 | 0 | 0
| Concrete (in-situ), QLD - North Queensland - ECOPact - QE3201EKC (Holcim (Australia) Pty Ltd) (Australia) | m³ | 176.8125 | 0.073672 | 0 | 0
| Concrete (in-situ), NSW – Sydney – ECOPact – NE322E1 (Holcim (Australia) Pty Ltd) (Australia) | m³ | 178.1707 | 0.074238 | 0 | 0
| Concrete (in-situ), VIC - Footscray - Climate Active - VZ322E (Holcim (Australia) Pty Ltd) (Australia) | m³ | 178.6699 | 0.074446 | 0 | 0
| Concrete (in-situ), NSW – Sydney – ECOPact – NE321E220 (Holcim (Australia) Pty Ltd) (Australia) | m³ | 178.1842 | 0.074243 | 0 | 0
| Concrete (in-situ), NSW – Sydney – ECOPact – NE321E5 (Holcim (Australia) Pty Ltd) (Australia) | m³ | 180.1698 | 0.075071 | 0 | 0
| Concrete (in-situ), NSW – Sydney – ECOPact – NE321E1 (Holcim (Australia) Pty Ltd) (Australia) | m³ | 180.1709 | 0.075071 | 0 | 0
| Concrete (in-situ), VIC - Melbourne Metro - ECOPact- VE324EKC (Holcim (Australia) Pty Ltd) (Australia) | m³ | 181.9087 | 0.075795 | 0 | 0
| Concrete (in-situ), VIC – Melbourne Metro – ECOPact – VZ322E5 (Holcim (Australia) Pty Ltd) (Australia) | m³ | 181.7456 | 0.075727 | 0 | 0
| Concrete (in-situ), SA - ADLC - ECOPact Mixes- SE321EKC (Holcim (Australia) Pty Ltd) (Australia) | m³ | 182.06 | 0.075858 | 0 | 0
| Concrete (in-situ), GS LCT60G32 32 MPa (a LCT60G32) (Elvin Group (ACT) Pty Ltd) (Australia) | m³ | 182.1924 | 0.076874 | 0 | 0
| Concrete (in-situ), VIC - Melbourne Metro - ECOPact- VE322E2 (Holcim (Australia) Pty Ltd) (Australia) | m³ | 182.7487 | 0.076145 | 0 | 0
| Concrete (in-situ), VIC - Melbourne Metro - ECOPact- VE322EPT2 (Holcim (Australia) Pty Ltd) (Australia) | m³ | 184.681 | 0.07695 | 0 | 0
| Concrete (in-situ), QLD - Sunshine Coast - ECOPact - QE322EFB (Holcim (Australia) Pty Ltd) (Australia) | m³ | 184.5589 | 0.0769 | 0 | 0
| Concrete (in-situ), NSW - Taree (Blackhead) - Climate Active - NE322L290 (Holcim (Australia) Pty Ltd) (Australia) | m³ | 185 | 0.077083 | 0 | 0
| Concrete (in-situ), QLD - North Queensland - ECOPact - QE321E (Holcim (Australia) Pty Ltd) (Australia) | m³ | 185.8972 | 0.077457 | 0 | 0
| Concrete (in-situ), QLD - North Queensland - ECOPact - QE322EMR1 (Holcim (Australia) Pty Ltd) (Australia) | m³ | 186.9123 | 0.07788 | 0 | 0
| Concrete (in-situ), Piling 32 MPa Enrich-50 (Heidelberg Materials Australia Pty Ltd) (Australia) | m³ | 187.1006 | 0.078909 | 0 | 0
| Concrete (in-situ), Piling 32 MPa HYLO-50 (Hymix Australia Pty Ltd) (Australia) | m³ | 187.1006 | 0.078909 | 0 | 0
| Concrete (in-situ), QLD - North Queensland - ECOPact - QE322EFB1 + NO FIB (Holcim (Australia) Pty Ltd) (Australia) | m³ | 186.8983 | 0.077874 | 0 | 0
| Concrete (in-situ), QLD - North Queensland - ECOPact - QE322ELS1 (Holcim (Australia) Pty Ltd) (Australia) | m³ | 186.9314 | 0.077888 | 0 | 0
| Concrete (in-situ), VIC – Melbourne Metro – ECOPact – VE322E659 (Holcim (Australia) Pty Ltd) (Australia) | m³ | 187.7751 | 0.07824 | 0 | 0
| Concrete (in-situ), VIC – Melbourne Metro – ECOPact – VE322EVR2 (Holcim (Australia) Pty Ltd) (Australia) | m³ | 186.7693 | 0.077821 | 0 | 0
| Concrete (in-situ), QLD - North Queensland - ECOPact - QE321EMR1 (Holcim (Australia) Pty Ltd) (Australia) | m³ | 187.8974 | 0.078291 | 0 | 0
| Concrete (in-situ), QLD - North Queensland - ECOPact - QE321E18 (Holcim (Australia) Pty Ltd) (Australia) | m³ | 188.8989 | 0.078708 | 0 | 0
| Concrete (in-situ), VIC – Melbourne Metro – ECOPact – VE322E5FH (Holcim (Australia) Pty Ltd) (Australia) | m³ | 188.2425 | 0.078434 | 0 | 0
| Concrete (in-situ), VIC – Melbourne Metro – ECOPact – VE321E56 (Holcim (Australia) Pty Ltd) (Australia) | m³ | 188.877 | 0.078699 | 0 | 0
| Concrete (in-situ), Premix Concrete – 32MPa CURB (Piave Premix Concrete Pty Ltd) (Australia) | m³ | 190 | 0.083297 | 0 | 0
| Concrete (in-situ), VIC - Melbourne Metro - ECOPact- VE322EVF2 (Holcim (Australia) Pty Ltd) (Australia) | m³ | 189.7592 | 0.079066 | 0 | 0
| Concrete (in-situ), GS LCHP60HPX32 32 MPa (LCHP60HPX32) (Elvin Group (ACT) Pty Ltd) (Australia) | m³ | 191.1964 | 0.08136 | 0 | 0
| Concrete (in-situ), QLD - BNE - ECOPact - QE321EBMX (Holcim (Australia) Pty Ltd) (Australia) | m³ | 190.9164 | 0.079548 | 0 | 0
| Concrete (in-situ), AE3220 pre-mixed concrete (Aurora Construction Materials Epping Pty. Ltd.) (Australia) | m³ | 193.0153 | 0.084656 | 0 | 0
| Concrete (in-situ), AE3214 pre-mixed concrete (Aurora Construction Materials Epping Pty. Ltd.) (Australia) | m³ | 193.0153 | 0.084656 | 0 | 0
| Concrete (in-situ), CM321AD96 (Heidelberg Materials Australia Pty Ltd) (Australia) | m³ | 192.0877 | 0.085891 | 0 | 0
| Concrete (in-situ), VIC – Melbourne Metro – ECOPact – VZ322E (Holcim (Australia) Pty Ltd) (Australia) | m³ | 191.7138 | 0.079881 | 0 | 0
| Concrete (in-situ), VIC – Melbourne Metro – ECOPact – BE322E2 (Holcim (Australia) Pty Ltd) (Australia) | m³ | 191.7138 | 0.079881 | 0 | 0
| Concrete (in-situ), VIC - Melbourne Metro - ECOPact- VE322E (Holcim (Australia) Pty Ltd) (Australia) | m³ | 191.7138 | 0.079881 | 0 | 0
| Concrete (in-situ), VIC - Melbourne Metro - ECOPact- VE324E (Holcim (Australia) Pty Ltd) (Australia) | m³ | 191.7138 | 0.079881 | 0 | 0
| Concrete (in-situ), VIC – Melbourne Metro – ECOPact – BE322E (Holcim (Australia) Pty Ltd) (Australia) | m³ | 191.7138 | 0.079881 | 0 | 0
| Concrete (in-situ), VIC – Melbourne Metro – ECOPact – BZ322E (Holcim (Australia) Pty Ltd) (Australia) | m³ | 191.7138 | 0.079881 | 0 | 0
| Concrete (in-situ), SA – Adelaide Metro – ECOPact – SE322E562 (Holcim (Australia) Pty Ltd) (Australia) | m³ | 193.166 | 0.080486 | 0 | 0
| Concrete (in-situ), VIC - Melbourne Metro - ECOPact- VE321ECOR (Holcim (Australia) Pty Ltd) (Australia) | m³ | 193.8245 | 0.08076 | 0 | 0
| Concrete (in-situ), VIC – Melbourne Metro – ECOPact – BE321ECR (Holcim (Australia) Pty Ltd) (Australia) | m³ | 193.8245 | 0.08076 | 0 | 0
| Concrete (in-situ), SA – Adelaide Metro – ECOPact – SE322E56 (Holcim (Australia) Pty Ltd) (Australia) | m³ | 193.17 | 0.080487 | 0 | 0
| Concrete (in-situ), VIC – Melbourne Metro – ECOPact – VE322EF2H (Holcim (Australia) Pty Ltd) (Australia) | m³ | 192.7113 | 0.080296 | 0 | 0
| Concrete (in-situ), VIC - Melbourne Metro - ECOPact- VE327ESPR (Holcim (Australia) Pty Ltd) (Australia) | m³ | 194.1099 | 0.080879 | 0 | 0
| Concrete (in-situ), VIC - Melbourne Metro - ECOPact- VE324EVR2 (Holcim (Australia) Pty Ltd) (Australia) | m³ | 194.8214 | 0.081176 | 0 | 0
| Concrete (in-situ), VIC - Melbourne Metro - ECOPact- VE324E56 (Holcim (Australia) Pty Ltd) (Australia) | m³ | 195.826 | 0.081594 | 0 | 0
| Concrete (in-situ), VIC - Melbourne Metro - ECOPact- VE322EF2 (Holcim (Australia) Pty Ltd) (Australia) | m³ | 196.703 | 0.08196 | 0 | 0
| Concrete (in-situ), VIC – Melbourne Metro – ECOPact – BE322E56 (Holcim (Australia) Pty Ltd) (Australia) | m³ | 197.7127 | 0.08238 | 0 | 0
| Concrete (in-situ), QLD – Sunshine Coast – ECOPact – QE322LEZY (Holcim (Australia) Pty Ltd) (Australia) | m³ | 197.6734 | 0.082364 | 0 | 0
| Concrete (in-situ), Premix Concrete - 32MPa MIX SUPER (Piave Premix Concrete Pty Ltd) (Australia) | m³ | 199 | 0.083333 | 0 | 0
| Concrete (in-situ), Sydney Water 32MPa (Heidelberg Materials Australia Pty Ltd) (Australia) | m³ | 201.1306 | 0.082329 | 0 | 0
| Concrete (in-situ), Sydney Water 32MPa (Hymix Australia Pty Ltd) (Australia) | m³ | 201.1306 | 0.082329 | 0 | 0
| Concrete (in-situ), SA – Adelaide Metro – ECOPact – SE322ERC5 (Holcim (Australia) Pty Ltd) (Australia) | m³ | 201.096 | 0.08379 | 0 | 0
| Concrete (in-situ), VIC – Melbourne Metro – ECOPact – VE322E56 (Holcim (Australia) Pty Ltd) (Australia) | m³ | 202.6941 | 0.084456 | 0 | 0
| Concrete (in-situ), QLD – North Queensland – ECOPact – QE322EFB1 (Holcim (Australia) Pty Ltd) (Australia) | m³ | 203.0589 | 0.084608 | 0 | 0
| Concrete (in-situ), WA – Perth Metro – ECOPact – WE322EP1 (Holcim (Australia) Pty Ltd) (Australia) | m³ | 203.715 | 0.084881 | 0 | 0
| Concrete (in-situ), GS SLCT60S32 32 MPa (SLCT60S32) (Elvin Group (ACT) Pty Ltd) (Australia) | m³ | 204.1508 | 0.087618 | 0 | 0
| Concrete (in-situ), VIC - Melbourne Metro - ECOPact- VE327EKC3 (Holcim (Australia) Pty Ltd) (Australia) | m³ | 204.8914 | 0.085371 | 0 | 0
| Concrete (in-situ), GS LCT50G32 32 MPa (LCT50G32) (Elvin Group (ACT) Pty Ltd) (Australia) | m³ | 206.1983 | 0.087004 | 0 | 0
| Concrete (in-situ), SA - ALDC - Geostone Range - SX321MSLN (Holcim (Australia) Pty Ltd) (Australia) | m³ | 207.237 | 0.086349 | 0 | 0
| Concrete (in-situ), FP324AW22 (Enrich -30) (Heidelberg Materials Australia Pty Ltd) (Australia) | m³ | 209.2379 | 0.087584 | 0 | 0
| Concrete (in-situ), QLD - Sunshine Coast - ECOPact - QE321EEZY (Holcim (Australia) Pty Ltd) (Australia) | m³ | 209.0353 | 0.087098 | 0 | 0
| Concrete (in-situ), Enrich-40 Normal-Class 32 MPa (Heidelberg Materials Australia Pty Ltd) (Australia) | m³ | 210.1231 | 0.086864 | 0 | 0
| Concrete (in-situ), HYLO-40 Normal-Class 32 MPa (Hymix Australia Pty Ltd) (Australia) | m³ | 210.1231 | 0.086864 | 0 | 0
| Concrete (in-situ), QLD – Sunshine Coast – ECOPact – QE321EBMX (Holcim (Australia) Pty Ltd) (Australia) | m³ | 210.8978 | 0.087874 | 0 | 0
| Concrete (in-situ), QLD - Sunshine Coast - ECOPact - QE327EBMX (Holcim (Australia) Pty Ltd) (Australia) | m³ | 210.9008 | 0.087875 | 0 | 0
| Concrete (in-situ), SA - ALDC - Geostone Range - SX321BELL (Holcim (Australia) Pty Ltd) (Australia) | m³ | 209.961 | 0.087484 | 0 | 0
| Concrete (in-situ), ENRICH-40 FOOTING 32MPA (Heidelberg Materials Australia Pty Ltd) (Australia) | m³ | 211.4127 | 0.088089 | 0 | 0
| Concrete (in-situ), VIC - Melbourne Metro - ECOPact- VE321EKC (Holcim (Australia) Pty Ltd) (Australia) | m³ | 212.7575 | 0.088649 | 0 | 0
| Concrete (in-situ), VIC - Melbourne Metro - ECOPact- VE321EK6 (Holcim (Australia) Pty Ltd) (Australia) | m³ | 212.7997 | 0.088667 | 0 | 0
| Concrete (in-situ), Climate Active – NSW - Port Macquarie - NN324F (Holcim (Australia) Pty Ltd) (Australia) | m³ | 214.0593 | 0.089191 | 0 | 0
| Concrete (in-situ), QLD – Brisbane – ECOPact – QE322EMR2 (Holcim (Australia) Pty Ltd) (Australia) | m³ | 214.0596 | 0.089191 | 0 | 0
| Concrete (in-situ), VIC – Melbourne Metro – ECOPact – VE321ESPR (Holcim (Australia) Pty Ltd) (Australia) | m³ | 214.7918 | 0.089497 | 0 | 0
| Concrete (in-situ), VIC - Melbourne Metro - ECOPact - BE321ESPR (Holcim (Australia) Pty Ltd) (Australia) | m³ | 214.7918 | 0.089497 | 0 | 0
| Concrete (in-situ), Climate Active – QLD - Mt Louisa - QE321E1 (Holcim (Australia) Pty Ltd) (Australia) | m³ | 215.0622 | 0.089609 | 0 | 0
| Concrete (in-situ), WA – Perth Metro – ECOPact – WE322E31 (Holcim (Australia) Pty Ltd) (Australia) | m³ | 215.752 | 0.089897 | 0 | 0
| Concrete (in-situ), GS322AP3 (32MPa Greenstar 3) concrete (Gunlake Concrete NSW Pty Ltd) (Australia) | m³ | 217.0976 | 0.092856 | 0 | 0
| Concrete (in-situ), VIC - Footscray - Climate Active - VZ321EAV (Holcim (Australia) Pty Ltd) (Australia) | m³ | 217.6978 | 0.090707 | 0 | 0
| Concrete (in-situ), VIC - Melbourne Metro - ECOPact- VE322E5 (Holcim (Australia) Pty Ltd) (Australia) | m³ | 216.6653 | 0.090277 | 0 | 0
| Concrete (in-situ), VIC - Melbourne Metro - ECOPact- VE324E2 (Holcim (Australia) Pty Ltd) (Australia) | m³ | 217.7655 | 0.090736 | 0 | 0
| Concrete (in-situ), WA – Perth Metro – ECOPact – WE324E31 (Holcim (Australia) Pty Ltd) (Australia) | m³ | 217.763 | 0.090735 | 0 | 0
| Concrete (in-situ), WA – Perth Metro – ECOPact – WE322E4 (Holcim (Australia) Pty Ltd) (Australia) | m³ | 219.765 | 0.091569 | 0 | 0
| Concrete (in-situ), WA - Perth Metropolitan - ECOPact - WE322E2 (Holcim (Australia) Pty Ltd) (Australia) | m³ | 219.765 | 0.091569 | 0 | 0
| Concrete (in-situ), VIC – Melbourne Metro – ECOPact – VE322LAV6 (Holcim (Australia) Pty Ltd) (Australia) | m³ | 220.1271 | 0.09172 | 0 | 0
| Concrete (in-situ), QLD – Brisbane – ECOPact – QE322EMR3 (Holcim (Australia) Pty Ltd) (Australia) | m³ | 220.0604 | 0.091692 | 0 | 0
| Concrete (in-situ), VIC - Melbourne Metro - ECOPact- VE321EAV (Holcim (Australia) Pty Ltd) (Australia) | m³ | 219.6913 | 0.091538 | 0 | 0
| Concrete (in-situ), VIC - Melbourne Metro - ECOPact- VZ321EAV (Holcim (Australia) Pty Ltd) (Australia) | m³ | 219.6913 | 0.091538 | 0 | 0
| Concrete (in-situ), VIC – Melbourne Metro – ECOPact – BE321EAV (Holcim (Australia) Pty Ltd) (Australia) | m³ | 219.6913 | 0.091538 | 0 | 0
| Concrete (in-situ), VIC – Melbourne – Geostone – VX324ERP (Holcim (Australia) Pty Ltd) (Australia) | m³ | 221.7604 | 0.0924 | 0 | 0
| Concrete (in-situ), NSW – Far North Coast – ECOPact – NE321FKC (Holcim (Australia) Pty Ltd) (Australia) | m³ | 221.1899 | 0.092162 | 0 | 0
| Concrete (in-situ), VIC - Melbourne - Geostone- VX321ATL (Holcim (Australia) Pty Ltd) (Australia) | m³ | 222.7168 | 0.092799 | 0 | 0
| Concrete (in-situ), VIC - Melbourne - Geostone- VX321GXY (Holcim (Australia) Pty Ltd) (Australia) | m³ | 222.654 | 0.092772 | 0 | 0
| Concrete (in-situ), VIC - Melbourne - Geostone- VX321JPT (Holcim (Australia) Pty Ltd) (Australia) | m³ | 222.5873 | 0.092745 | 0 | 0
| Concrete (in-situ), VIC - Melbourne - Geostone- VX321NBL (Holcim (Australia) Pty Ltd) (Australia) | m³ | 222.691 | 0.092788 | 0 | 0
| Concrete (in-situ), VIC - Melbourne - Geostone- VX321STG (Holcim (Australia) Pty Ltd) (Australia) | m³ | 221.705 | 0.092377 | 0 | 0
| Concrete (in-situ), VIC - Melbourne - Geostone- VX321CMT (Holcim (Australia) Pty Ltd) (Australia) | m³ | 222.636 | 0.092765 | 0 | 0
| Concrete (in-situ), QLD – Sunshine Coast – ECOPact – QE321L (Holcim (Australia) Pty Ltd) (Australia) | m³ | 223.0022 | 0.092918 | 0 | 0
| Concrete (in-situ), 32MPa Premixed Concrete (or ready-mixed concrete) (Neilsens Concrete Pty Ltd) (Australia) | m³ | 224.2074 | 0.095407 | 0 | 0
| Concrete (in-situ), WA – Perth Metro – ECOPact – WE324E1 (Holcim (Australia) Pty Ltd) (Australia) | m³ | 224.787 | 0.093661 | 0 | 0
| Concrete (in-situ), NSW – West NSW – ECOPact – NE322E142 (Holcim (Australia) Pty Ltd) (Australia) | m³ | 223.1597 | 0.092983 | 0 | 0
| Concrete (in-situ), Climate Active – NSW - Liverpool - NE321E5 (Holcim (Australia) Pty Ltd) (Australia) | m³ | 224.0624 | 0.093359 | 0 | 0
| Concrete (in-situ), WA - Perth Metropolitan - ECOPact - WE324E2 (Holcim (Australia) Pty Ltd) (Australia) | m³ | 224.788 | 0.093662 | 0 | 0
| Concrete (in-situ), WA - Perth Metropolitan - ECOPact - WE324E4 (Holcim (Australia) Pty Ltd) (Australia) | m³ | 224.788 | 0.093662 | 0 | 0
| Concrete (in-situ), WA – Perth Metro – ECOPact – WE321E1 (Holcim (Australia) Pty Ltd) (Australia) | m³ | 225.789 | 0.094079 | 0 | 0
| Concrete (in-situ), WA – Perth Metro – ECOPact – WE321E4 (Holcim (Australia) Pty Ltd) (Australia) | m³ | 225.789 | 0.094079 | 0 | 0
| Concrete (in-situ), VIC - Melbourne Metro - ECOPact- VE322E5T (Holcim (Australia) Pty Ltd) (Australia) | m³ | 226.7026 | 0.094459 | 0 | 0
| Concrete (in-situ), WA - Perth Metropolitan - ECOPact - WE321E2 (Holcim (Australia) Pty Ltd) (Australia) | m³ | 225.789 | 0.094079 | 0 | 0
| Concrete (in-situ), N32/20/100 GP/FA blend (Nucon Concrete Pty Ltd) (Australia) | m³ | 228.2061 | 0.097109 | 0 | 0
| Concrete (in-situ), QLD – Sunshine Coast – ECOPact – QE322L100 (Holcim (Australia) Pty Ltd) (Australia) | m³ | 228.0477 | 0.09502 | 0 | 0
| Concrete (in-situ), 32MPa Greenstar 3 (Gunlake Concrete NSW Pty Ltd) (Australia) | m³ | 229.1 | 0.097489 | 0 | 0
| Concrete (in-situ), QLD - Sunshine Coast - ECOPact - QE321L100 (Holcim (Australia) Pty Ltd) (Australia) | m³ | 228.9957 | 0.095415 | 0 | 0
| Concrete (in-situ), GE322NUR6 (Enrich -30) (Heidelberg Materials Australia Pty Ltd) (Australia) | m³ | 230.2337 | 0.099196 | 0 | 0
| Concrete (in-situ), NSW – Far North Coast – ECOPact – NE321L100 (Holcim (Australia) Pty Ltd) (Australia) | m³ | 230.2337 | 0.095931 | 0 | 0
| Concrete (in-situ), NSW – Sydney – ECOPact – NE322E1A2 (Holcim (Australia) Pty Ltd) (Australia) | m³ | 230.1572 | 0.095899 | 0 | 0
| Concrete (in-situ), WA – Perth Metro – ECOPact – WE321EBMX (Holcim (Australia) Pty Ltd) (Australia) | m³ | 231.81 | 0.096588 | 0 | 0
| Concrete (in-situ), GS SLCT50S32 32 MPa (Elvin Group (ACT) Pty Ltd) (Australia) | m³ | 231.1579 | 0.099209 | 0 | 0
| Concrete (in-situ), WA - Southwest - ECOPact - WE322BP01 (Holcim (Australia) Pty Ltd) (Australia) | m³ | 231.8089 | 0.096587 | 0 | 0
| Concrete (in-situ), GE324LH26 (Enrich -30) (Heidelberg Materials Australia Pty Ltd) (Australia) | m³ | 233.2466 | 0.095652 | 0 | 0
| Concrete (in-situ), NSW – Far North Coast – ECOPact – NE321L120 (Holcim (Australia) Pty Ltd) (Australia) | m³ | 233.2466 | 0.097186 | 0 | 0
| Concrete (in-situ), Premix Concrete - 32MPA Pump Post Tension (Piave Premix Concrete Pty Ltd) (Australia) | m³ | 234 | 0.098278 | 0 | 0
| Concrete (in-situ), WA - Mid West - ECOPact- WE322E1 (Holcim (Australia) Pty Ltd) (Australia) | m³ | 235.8234 | 0.09826 | 0 | 0
| Concrete (in-situ), NSW - West NSW - ECOPact - NE321E142 (Holcim (Australia) Pty Ltd) (Australia) | m³ | 237.1807 | 0.098825 | 0 | 0
| Concrete (in-situ), HYLO-50 Normal-Class 32 MPa (Hymix Australia Pty Ltd) (Australia) | m³ | 239.0855 | 0.10025 | 0 | 0
| Concrete (in-situ), WA - Southwest - ECOPact - WE322E2 (Holcim (Australia) Pty Ltd) (Australia) | m³ | 238.835 | 0.099515 | 0 | 0
| Concrete (in-situ), WA - Southwest - ECOPact - WE322E4 (Holcim (Australia) Pty Ltd) (Australia) | m³ | 238.835 | 0.099515 | 0 | 0
| Concrete (in-situ), NSW - West NSW - ECOPact - NE321E342 (Holcim (Australia) Pty Ltd) (Australia) | m³ | 239.1602 | 0.09965 | 0 | 0
| Concrete (in-situ), WA – Perth Metro – ECOPact – WE324EKC (Holcim (Australia) Pty Ltd) (Australia) | m³ | 238.851 | 0.099521 | 0 | 0
| Concrete (in-situ), NSW – West NSW – ECOPact – NE322E342 (Holcim (Australia) Pty Ltd) (Australia) | m³ | 239.1589 | 0.09965 | 0 | 0
| Concrete (in-situ), WA - Perth Metropolitan - ECOPact - WE324WE12 (Holcim (Australia) Pty Ltd) (Australia) | m³ | 240.8481 | 0.10035 | 0 | 0
| Concrete (in-situ), WA – Mid West – ECOPact – WE324E1 (Holcim (Australia) Pty Ltd) (Australia) | m³ | 241.8469 | 0.10077 | 0 | 0
| Concrete (in-situ), GS LCT40G32 32 MPa (Elvin Group (ACT) Pty Ltd) (Australia) | m³ | 243.0677 | 0.10256 | 0 | 0
| Concrete (in-situ), GS LCHP40HPX32 32 MPa (LCHP40HPX32) (Elvin Group (ACT) Pty Ltd) (Australia) | m³ | 243.0939 | 0.10301 | 0 | 0
| Concrete (in-situ), NSW - Newcastle - ECOPact- NE322R195 (Holcim (Australia) Pty Ltd) (Australia) | m³ | 243.1719 | 0.10132 | 0 | 0
| Concrete (in-situ), NSW - Far North Coast - ECOPact - NE322L600 (Holcim (Australia) Pty Ltd) (Australia) | m³ | 243.1828 | 0.10133 | 0 | 0
| Concrete (in-situ), WA - Southwest - ECOPact - WE321E2 (Holcim (Australia) Pty Ltd) (Australia) | m³ | 242.8451 | 0.10119 | 0 | 0
| Concrete (in-situ), NSW – Far North Coast – ECOPact – NE322L (Holcim (Australia) Pty Ltd) (Australia) | m³ | 243.158 | 0.10132 | 0 | 0
| Concrete (in-situ), WA - Southwest - ECOPact - WE324E2 (Holcim (Australia) Pty Ltd) (Australia) | m³ | 244.8584 | 0.10202 | 0 | 0
| Concrete (in-situ), WA - Southwest - ECOPact - WE324E4 (Holcim (Australia) Pty Ltd) (Australia) | m³ | 244.8584 | 0.10202 | 0 | 0
| Concrete (in-situ), VIC - Melbourne - Geostone- VX324NPT (Holcim (Australia) Pty Ltd) (Australia) | m³ | 245.9575 | 0.10248 | 0 | 0
| Concrete (in-situ), VIC - Melbourne - Geostone- VX324CLP (Holcim (Australia) Pty Ltd) (Australia) | m³ | 245.9565 | 0.10248 | 0 | 0
| Concrete (in-situ), NSW - Far North Coast - ECOPact - NE322LLH (Holcim (Australia) Pty Ltd) (Australia) | m³ | 245.1762 | 0.10216 | 0 | 0
| Concrete (in-situ), VIC – Melbourne – Geostone – VX321NOV (Holcim (Australia) Pty Ltd) (Australia) | m³ | 246.885 | 0.10287 | 0 | 0
| Concrete (in-situ), VIC - Melbourne - Geostone- VX321PGS (Holcim (Australia) Pty Ltd) (Australia) | m³ | 246.9136 | 0.10288 | 0 | 0
| Concrete (in-situ), VIC - Melbourne - Geostone- VX321PHX (Holcim (Australia) Pty Ltd) (Australia) | m³ | 246.9047 | 0.10288 | 0 | 0
| Concrete (in-situ), VIC - Melbourne - Geostone- VX321SRN (Holcim (Australia) Pty Ltd) (Australia) | m³ | 246.8671 | 0.10286 | 0 | 0
| Concrete (in-situ), SA - ALDC - Geostone Range - SX321FARB (Holcim (Australia) Pty Ltd) (Australia) | m³ | 246.757 | 0.10282 | 0 | 0
| Concrete (in-situ), SA - ALDC - Geostone Range - SX321FHVN (Holcim (Australia) Pty Ltd) (Australia) | m³ | 246.767 | 0.10282 | 0 | 0
| Concrete (in-situ), WA - Mid West - ECOPact- WE321E1 (Holcim (Australia) Pty Ltd) (Australia) | m³ | 247.8715 | 0.10328 | 0 | 0
| Concrete (in-situ), VIC – Melbourne – Geostone – VX321ARG (Holcim (Australia) Pty Ltd) (Australia) | m³ | 248.0026 | 0.10333 | 0 | 0
| Concrete (in-situ), VIC - Melbourne - Geostone- VS321WARW (Holcim (Australia) Pty Ltd) (Australia) | m³ | 247.9394 | 0.10331 | 0 | 0
| Concrete (in-situ), SA - ALDC - Geostone Range - SX321WNGL (Holcim (Australia) Pty Ltd) (Australia) | m³ | 247.709 | 0.10321 | 0 | 0
| Concrete (in-situ), WA – Perth Metro – ECOPact – WE321EKC (Holcim (Australia) Pty Ltd) (Australia) | m³ | 248.893 | 0.10371 | 0 | 0
| Concrete (in-situ), NSW – Far North Coast – ECOPact – NE322L100 (Holcim (Australia) Pty Ltd) (Australia) | m³ | 249.1824 | 0.10383 | 0 | 0
| Concrete (in-situ), GS SLCT70S32 32 MPa (SLCT70S32) ELVIN GROUP READY-MIXED CONCRETE (Elvin Group (ACT) Pty Ltd) (Australia) | m³ | 250.0856 | 0.1078 | 0 | 0
| Concrete (in-situ), NSW – Far North Coast – ECOPact – NE321L1L2 (Holcim (Australia) Pty Ltd) (Australia) | m³ | 250.1833 | 0.10424 | 0 | 0
| Concrete (in-situ), Imagecrete Colour 32 MPa (Heidelberg Materials Australia Pty Ltd) (Australia) | m³ | 251.1996 | 0.10388 | 0 | 0
| Concrete (in-situ), Imagecrete Exposed 32 MPa (Heidelberg Materials Australia Pty Ltd) (Australia) | m³ | 252.1953 | 0.10276 | 0 | 0
| Concrete (in-situ), Hylite Exposed 32 MPa (Hymix Australia Pty Ltd) (Australia) | m³ | 252.1953 | 0.10276 | 0 | 0
| Concrete (in-situ), WA – Mid West – ECOPact – WE327EKC (Holcim (Australia) Pty Ltd) (Australia) | m³ | 254.8836 | 0.1062 | 0 | 0
| Concrete (in-situ), WA - North West - ECOPact- WE322E1P (Holcim (Australia) Pty Ltd) (Australia) | m³ | 253.8897 | 0.10579 | 0 | 0
| Concrete (in-situ), NSW - Coffs Coast - ECOPact- NE322L8 (Holcim (Australia) Pty Ltd) (Australia) | m³ | 253.1981 | 0.1055 | 0 | 0
| Concrete (in-situ), WA - Southwest - ECOPact - WE322BP02 (Holcim (Australia) Pty Ltd) (Australia) | m³ | 254.1577 | 0.1059 | 0 | 0
| Concrete (in-situ), NSW – Far North Coast – ECOPact – NE322FP1 (Holcim (Australia) Pty Ltd) (Australia) | m³ | 255.1881 | 0.10633 | 0 | 0
| Concrete (in-situ), WA - Mid West - ECOPact- WE321EKC (Holcim (Australia) Pty Ltd) (Australia) | m³ | 254.8847 | 0.1062 | 0 | 0
| Concrete (in-situ), N32PR20H084 concrete manufactured at Dinawan for Project EnergyConnect (E.B. Mawson & Sons Pty Ltd) (Australia) | m³ | 257.2982 | 0.11375 | 0 | 0
| Concrete (in-situ), NSW - Far North Coast - ECOPact - NE321LBMX (Holcim (Australia) Pty Ltd) (Australia) | m³ | 258.1885 | 0.10758 | 0 | 0
| Concrete (in-situ), NSW - Far North Coast - ECOPact - NE327LBMX (Holcim (Australia) Pty Ltd) (Australia) | m³ | 258.1874 | 0.10758 | 0 | 0
| Concrete (in-situ), WA - Southwest - ECOPact - WE324E5 (Holcim (Australia) Pty Ltd) (Australia) | m³ | 258.909 | 0.10788 | 0 | 0
| Concrete (in-situ), Imagecrete Polished 32 MPa (Heidelberg Materials Australia Pty Ltd) (Australia) | m³ | 259.1558 | 0.10798 | 0 | 0
| Concrete (in-situ), Enrich-30 Normal-Class 32 MPa (Heidelberg Materials Australia Pty Ltd) (Australia) | m³ | 259.2629 | 0.10926 | 0 | 0
| Concrete (in-situ), Hyshine Polished 32 MPa (Hymix Australia Pty Ltd) (Australia) | m³ | 259.1558 | 0.10712 | 0 | 0
| Concrete (in-situ), NSW - Coffs Coast - ECOPact- NE321LBX (Holcim (Australia) Pty Ltd) (Australia) | m³ | 259.1978 | 0.108 | 0 | 0
| Concrete (in-situ), NSW - Forster - Climate Active - NE322L290 (Holcim (Australia) Pty Ltd) (Australia) | m³ | 261.1834 | 0.10883 | 0 | 0
| Concrete (in-situ), WA - Southwest - ECOPact - WE321EKC6 (Holcim (Australia) Pty Ltd) (Australia) | m³ | 261.9211 | 0.10913 | 0 | 0
| Concrete (in-situ), WA - Southwest - ECOPact - WE321EKC3 (Holcim (Australia) Pty Ltd) (Australia) | m³ | 261.9211 | 0.10913 | 0 | 0
| Concrete (in-situ), Climate Active – NSW - Forster - NS321CUST (Holcim (Australia) Pty Ltd) (Australia) | m³ | 263.1815 | 0.10966 | 0 | 0
| Concrete (in-situ), NSW - Forster - Climate Active - NN321F (Holcim (Australia) Pty Ltd) (Australia) | m³ | 264.033 | 0.11001 | 0 | 0
| Concrete (in-situ), NSW - Far North Coast - ECOPact - NE323LBMX (Holcim (Australia) Pty Ltd) (Australia) | m³ | 264.167 | 0.11007 | 0 | 0
| Concrete (in-situ), AN3220PU pre-mixed concrete (Aurora Construction Materials Epping Pty Ltd) (Australia) | m³ | 266.0189 | 0.11586 | 0 | 0
| Concrete (in-situ), Climate Active – NSW - Camellia - NS321FMOR (Holcim (Australia) Pty Ltd) (Australia) | m³ | 264.072 | 0.11003 | 0 | 0
| Concrete (in-situ), AN3214PU pre-mixed concrete (Aurora Construction Materials Epping Pty. Ltd.) (Australia) | m³ | 266.0189 | 0.11243 | 0 | 0
| Concrete (in-situ), VIC - Melbourne - Geostone- VX322MCY (Holcim (Australia) Pty Ltd) (Australia) | m³ | 265.73 | 0.11072 | 0 | 0
| Concrete (in-situ), NSW - Narellan - Climate Active - NS321FMOR (Holcim (Australia) Pty Ltd) (Australia) | m³ | 267.0682 | 0.11128 | 0 | 0
| Concrete (in-situ), WA - North West - ECOPact- WE321E1P (Holcim (Australia) Pty Ltd) (Australia) | m³ | 266.9388 | 0.11122 | 0 | 0
| Concrete (in-situ), VIC - Melbourne - Geostone- VX321ORN (Holcim (Australia) Pty Ltd) (Australia) | m³ | 266.7639 | 0.11115 | 0 | 0
| Concrete (in-situ), VIC – Melbourne – Geostone – VX321ADM (Holcim (Australia) Pty Ltd) (Australia) | m³ | 266.7923 | 0.11116 | 0 | 0
| Concrete (in-situ), VIC - Melbourne - Geostone- VX321DMT (Holcim (Australia) Pty Ltd) (Australia) | m³ | 266.8307 | 0.11118 | 0 | 0
| Concrete (in-situ), AN3220PU pre-mixed concrete (Aurora Construction Materials Epping Pty. Ltd.) (Australia) | m³ | 269.0211 | 0.11566 | 0 | 0
| Concrete (in-situ), SA - ALDC - Geostone Range - SX321FARG (Holcim (Australia) Pty Ltd) (Australia) | m³ | 271.477 | 0.11312 | 0 | 0
| Concrete (in-situ), Climate Active – NSW - Forster - NN322RC1 (Holcim (Australia) Pty Ltd) (Australia) | m³ | 275.1822 | 0.11466 | 0 | 0
| Concrete (in-situ), NSW - Forster - Climate Active - NN322RC2 (Holcim (Australia) Pty Ltd) (Australia) | m³ | 275.1859 | 0.11466 | 0 | 0
| Concrete (in-situ), N3220H concrete manufactured at Wagga Wagga (E.B. Mawson & Sons Pty Ltd) (Australia) | m³ | 277.3042 | 0.12152 | 0 | 0
| Concrete (in-situ), SLIPFORM BARRIER KERB 32MPA (Heidelberg Materials Australia Pty Ltd) (Australia) | m³ | 277.5684 | 0.11565 | 0 | 0
| Concrete (in-situ), Climate Active – NSW - Taree (Blackhead) - NN322F (Holcim (Australia) Pty Ltd) (Australia) | m³ | 278.1848 | 0.11591 | 0 | 0
| Concrete (in-situ), Climate Active – NSW - Port Macquarie - NN322F (Holcim (Australia) Pty Ltd) (Australia) | m³ | 278.1848 | 0.11591 | 0 | 0
| Concrete (in-situ), VIC – Melbourne – Geostone – VX324APL (Holcim (Australia) Pty Ltd) (Australia) | m³ | 280.04 | 0.11668 | 0 | 0
| Concrete (in-situ), VIC - Melbourne - Geostone- VX321LNR (Holcim (Australia) Pty Ltd) (Australia) | m³ | 280.975 | 0.11707 | 0 | 0
| Concrete (in-situ), QLD – Sunshine Coast – ECOPact – QE322E100 (Holcim (Australia) Pty Ltd) (Australia) | m³ | 282.0065 | 0.1175 | 0 | 0
| Concrete (in-situ), SLABMASTA/PMP 32MPa (Heidelberg Materials Australia Pty Ltd) (Australia) | m³ | 284.6884 | 0.11972 | 0 | 0
| Concrete (in-situ), AN3214LP pre-mixed concrete (Aurora Construction Materials Epping Pty Ltd) (Australia) | m³ | 284.2052 | 0.12432 | 0 | 0
| Concrete (in-situ), N32NS20H100 concrete manufactured at Wagga Wagga (E.B. Mawson & Sons Pty Ltd) (Australia) | m³ | 284.3092 | 0.12541 | 0 | 0
| Concrete (in-situ), GS322AP2 (32MPa Greenstar 2) concrete (Gunlake Concrete NSW Pty Ltd) (Australia) | m³ | 286.09 | 0.12257 | 0 | 0
| Concrete (in-situ), KERB MACHINE-PLACED 32MPA (Heidelberg Materials Australia Pty Ltd) (Australia) | m³ | 287.6995 | 0.12476 | 0 | 0
| Concrete (in-situ), Climate Active – NSW - Brunswick Heads - NZ321L (Holcim (Australia) Pty Ltd) (Australia) | m³ | 288.0737 | 0.12003 | 0 | 0
| Concrete (in-situ), AN3214LP pre-mixed concrete (Aurora Construction Materials Epping Pty. Ltd.) (Australia) | m³ | 290.02 | 0.12687 | 0 | 0
| Concrete (in-situ), L32FR20H084 concrete manufactured at Dinawan (E.B. Mawson & Sons Pty Ltd) (Australia) | m³ | 289.4514 | 0.12802 | 0 | 0
| Concrete (in-situ), Climate Active – NSW - Port Macquarie - NN321F (Holcim (Australia) Pty Ltd) (Australia) | m³ | 292.187 | 0.12174 | 0 | 0
| Concrete (in-situ), NSW - Taree (Blackhead) - Climate Active - NN321F (Holcim (Australia) Pty Ltd) (Australia) | m³ | 292.187 | 0.12174 | 0 | 0
| Concrete (in-situ), NSW - Taree (Blackhead) - Climate Active - NN321RC3 (Holcim (Australia) Pty Ltd) (Australia) | m³ | 293.1954 | 0.12216 | 0 | 0
| Concrete (in-situ), SA - ALDC - Geostone Range - SX321ALMO (Holcim (Australia) Pty Ltd) (Australia) | m³ | 295.359 | 0.12307 | 0 | 0
| Concrete (in-situ), Climate Active – NSW - Forster - NN321RC3 (Holcim (Australia) Pty Ltd) (Australia) | m³ | 297.1958 | 0.12383 | 0 | 0
| Concrete (in-situ), QLD - Burleigh - Climate Active - QZ322EEZY (Holcim (Australia) Pty Ltd) (Australia) | m³ | 300.61 | 0.12525 | 0 | 0
| Concrete (in-situ), VIC - Melbourne Metro - ECOPact- VE322EAM2 (Holcim (Australia) Pty Ltd) (Australia) | m³ | 300.0861 | 0.12504 | 0 | 0
| Concrete (in-situ), TfNSW R83 Pavement 35MPa (Heidelberg Materials Australia Pty Ltd) (Australia) | m³ | 301.1851 | 0.12411 | 0 | 0
| Concrete (in-situ), QLD - Sunshine Coast - ECOPact - QE321LEZY (Holcim (Australia) Pty Ltd) (Australia) | m³ | 303.9581 | 0.12665 | 0 | 0
| Concrete (in-situ), VIC - Melbourne Metro - ECOPact- VE327EKC (Holcim (Australia) Pty Ltd) (Australia) | m³ | 307.0074 | 0.12792 | 0 | 0
| Concrete (in-situ), WA – Perth – Main Roads WA – WS322BK05 (Holcim (Australia) Pty Ltd) (Australia) | m³ | 303.1172 | 0.1263 | 0 | 0
| Concrete (in-situ), Western Suburbs Concrete S32JGEXT l Pre-mix concrete (Western Suburbs Concrete (WSC) Pty Ltd) (Australia) | m³ | 306.1369 | 0.13305 | 0 | 0
| Concrete (in-situ), SL322APC (32MPa GP/FA Blend) concrete (Gunlake Concrete NSW Pty Ltd) (Australia) | m³ | 309.0729 | 0.1318 | 0 | 0
| Concrete (in-situ), AS3220PA pre-mixed concrete (Aurora Construction Materials Epping Pty Ltd) (Australia) | m³ | 310.022 | 0.12907 | 0 | 0
| Concrete (in-situ), AS3220PA pre-mixed concrete (Aurora Construction Materials Epping Pty. Ltd.) (Australia) | m³ | 313.022 | 0.13032 | 0 | 0
| Concrete (in-situ), AS3220SL pre-mixed concrete (Aurora Construction Materials Epping Pty. Ltd.) (Australia) | m³ | 320.0224 | 0.13872 | 0 | 0
| Concrete (in-situ), GS LCF30G32 32 MPa (LCF30G32) (Elvin Group (ACT) Pty Ltd) (Australia) | m³ | 322.1068 | 0.13649 | 0 | 0
| Concrete (in-situ), VIC - Melbourne - Geostone- VX321SNV (Holcim (Australia) Pty Ltd) (Australia) | m³ | 325.2286 | 0.13551 | 0 | 0
| Concrete (in-situ), GS LCF40G32 32 MPa (Elvin Group (ACT) Pty Ltd) (Australia) | m³ | 326.0844 | 0.13995 | 0 | 0
| Concrete (in-situ), 32MPa GP/FA Blend (Gunlake Concrete NSW Pty Ltd) (Australia) | m³ | 326.0813 | 0.13858 | 0 | 0
| Concrete (in-situ), Climate Active – NSW - Byron Bay - NZ321L (Holcim (Australia) Pty Ltd) (Australia) | m³ | 335.0815 | 0.13962 | 0 | 0
| Concrete (in-situ), VIC – Melbourne – Geostone – VX322MTR (Holcim (Australia) Pty Ltd) (Australia) | m³ | 338.307 | 0.14096 | 0 | 0
| Concrete (in-situ), P3220100 (Heidelberg Materials Australia Pty Ltd) (Australia) | m³ | 339.0832 | 0.14128 | 0 | 0
| Concrete (in-situ), WA - Southwest - ECOPact - WE321EBMX (Holcim (Australia) Pty Ltd) (Australia) | m³ | 339.1876 | 0.14133 | 0 | 0
| Concrete (in-situ), VIC - Melbourne - Geostone- VX321CLS (Holcim (Australia) Pty Ltd) (Australia) | m³ | 339.213 | 0.14134 | 0 | 0
| Concrete (in-situ), S32 External Pavement (Gunlake Concrete NSW Pty Ltd) (Australia) | m³ | 346.0861 | 0.1464 | 0 | 0
| Concrete (in-situ), SA - ALDC - Geostone Range - SX321AVOC (Holcim (Australia) Pty Ltd) (Australia) | m³ | 348.5438 | 0.14523 | 0 | 0
| Concrete (in-situ), 32MPa Fibre Footing (Gunlake Concrete NSW Pty Ltd) (Australia) | m³ | 354.0889 | 0.151 | 0 | 0
| Concrete (in-situ), 32MPa Internal Burnish (Gunlake Concrete NSW Pty Ltd) (Australia) | m³ | 365.0982 | 0.1534 | 0 | 0
| Concrete (in-situ), QLD - Sunshine Coast - ECOPact - QE322L (Holcim (Australia) Pty Ltd) (Australia) | m³ | 370.9454 | 0.15456 | 0 | 0
| Concrete (in-situ), VIC - Melbourne - Geostone- VX324TRS (Holcim (Australia) Pty Ltd) (Australia) | m³ | 376.428 | 0.15685 | 0 | 0
| Concrete (in-situ), SA - ALDC - Geostone Range - SX321GLEN (Holcim (Australia) Pty Ltd) (Australia) | m³ | 386.6397 | 0.1611 | 0 | 0
| Concrete (in-situ), GS SLCF40S32 32 MPa (SLCF40S32) ELPVIN GROUP Ready-mixed concrete (Elvin Group (ACT) Pty Ltd) (Australia) | m³ | 232.1842 | 0.10008 | 0 | 0
| Concrete (in-situ), N32/20/120/30% fly ash concrete manufactured in Northern Region (Hazell Bros Group (HBG) Pty Ltd) (Australia) | m³ | 217.1022 | 0.090047 | 0 | 0
| Concrete (in-situ), CoreMasta 32 MPa (Heidelberg Materials Australia Pty Ltd) (Australia) | m³ | 353.1312 | 0.15677 | 0 | 0
| Concrete (in-situ), Sydney Water N32 ZZP32AG22 (Heidelberg Materials Australia Pty Ltd) (Australia) | m³ | 210.1914 | 0.08758 | 0 | 0
| Concrete (in-situ), 32MPa GP/FA Blend concrete (Gunlake Concrete NSW Pty Ltd) (Australia) | m³ | 275.1216 | 0.11793 | 0 | 0
| Concrete (in-situ), 32MPa Greenstar 3 concrete (Gunlake Concrete NSW Pty Ltd) (Australia) | m³ | 220.1129 | 0.091752 | 0 | 0
| Concrete (in-situ), 32MPa Footings concrete (Gunlake Concrete NSW Pty Ltd) (Australia) | m³ | 220.1271 | 0.094273 | 0 | 0
| Concrete (in-situ), 32MPa Greenstar 2 concrete (Gunlake Concrete NSW Pty Ltd) (Australia) | m³ | 287.1388 | 0.1224 | 0 | 0
| Concrete (in-situ), Envirocrete® 40% 32MPa (Boral) (Australia) | m³ | 192.1475 | 0.080061 | 0 | 0
| Concrete (in-situ), Envirocrete® 30% 32MPa (Boral Limited) (Australia) | m³ | 194.1079 | 0.080878 | 0 | 0
| Concrete (in-situ), Envirocrete 32MPa 20mm (Boral Limited) (Australia) | m³ | 253.1569 | 0.10548 | 0 | 0
| Concrete (in-situ), S32 tremie Envisia concrete (Boral Limited) (Australia) | m³ | 191.143 | 0.079643 | 0 | 0
| Concrete (in-situ), Envirocrete® 40% 32MPa (Boral Limited) (Australia) | m³ | 274.1693 | 0.11424 | 0 | 0
| Concrete (in-situ), Envisia 32MPa (Boral Limited) (Australia) | m³ | 240.2371 | 0.1001 | 0 | 0
| Concrete (in-situ), 32MPa 20mm Enviro 50% SCM 100SL conc (Boral Limited) (Australia) | m³ | 185.185 | 0.07716 | 0 | 0
| Concrete (in-situ), Kerb Hand 32MPa 10mm (Boral Limited) (Australia) | m³ | 264.2136 | 0.11009 | 0 | 0
| Concrete (in-situ), S32 Envisia concrete (Boral Limited) (Australia) | m³ | 189.1436 | 0.07881 | 0 | 0
| Concrete (in-situ), Envirocrete 32MPa R53 (Boral Limited) (Australia) | m³ | 203.2072 | 0.08467 | 0 | 0
| Concrete (in-situ), 32 MPa low shrinkage concrete (Boral Limited) (Australia) | m³ | 273.0833 | 0.11378 | 0 | 0
| Concrete (in-situ), S32 Envisia post tensioned (Boral Limited) (Australia) | m³ | 241.1852 | 0.10049 | 0 | 0
| Concrete (in-situ), N32/10 Xencrete (Entire Concrete) (Australia) | m³ | 249.1468 | 0.10381 | 0 | 0
| Concrete (in-situ), SLP32/10/100 Xencrete (Entire Concrete) (Australia) | m³ | 249.1461 | 0.10381 | 0 | 0
| Concrete (in-situ), BF32/10 blockfill xencrete (Entire Concrete) (Australia) | m³ | 274.1579 | 0.11423 | 0 | 0
| Concrete (in-situ), N32/20 Xencrete (Entire Concrete) (Australia) | m³ | 239.1434 | 0.099643 | 0 | 0
| Concrete (in-situ), BP32/20 xencrete (Entire Concrete) (Australia) | m³ | 240.1446 | 0.10006 | 0 | 0
| Concrete (in-situ), Tandy concrete (Tandy Concrete) (Australia) | m³ | 240.0291 | 0.10001 | 0 | 0
| Concrete (in-situ), AN3220100Enhanced (Tandy Concrete) (Australia) | m³ | 232.025 | 0.096677 | 0 | 0

## Concrete_40MPa
>32 MPa to ≤40 MPa
Sub-category description: | Any concrete mix with a strength rating of 40 MPa or lower, and greater than 32 MPa.
Qualitative assessment: | Strong market coverage. Only Australasian EPDs well spread throughout Australia and across multiple suppliers. Average compares well to other sources of EFs. No weighted average possible.
Geographical rating | Tier 1
EF source data rating | Tier 1
Market coverage rating | Tier 1
TOTAL | Tier 1
Notes:
Data sources and statistics:
|  |  | Upfront carbon emissions |  | Upfront carbon storage
| >32 MPa to ≤40 MPa | Declared unit | Upfront carbon emissions (kg CO2e/quantity) | Upfront carbon emissions (kg CO2e/kg) | Upfront carbon storage (kg CO2e/quantity) | Upfront carbon storage (kg CO2e/kg)
|  | Quantity | m³ | kg | m³ | kg
|  | Max | 545.203 | 0.22717 | 0 | 0
|  | Min | 133.5767 | 0.055657 | 0 | 0
|  | Average | 280.8384 | 0.11734 | 0 | 0
List
| Concrete, 40 MPa, in-situ, no reinforcement, (QE407LSPR) (Ecopact) (Holcim) (QLD) (Brisbane) | m³ | 322.69 | 0.13445 | 0 | 0
| Concrete, 40 MPa, in-situ, no reinforcement, (VE401EAPF) (Ecopact) (Holcim) (VIC) | m³ | 315.62 | 0.13151 | 0 | 0
| Concrete, 40 MPa, in-situ, no reinforcement, (VE401EVMW) (Ecopact) (Holcim) (VIC) | m³ | 237.37 | 0.098904 | 0 | 0
| Concrete, 40 MPa, in-situ, no reinforcement, (SE401EWC) (Ecopact) (Holcim) (SA) (Adelaide) | m³ | 268.37 | 0.11182 | 0 | 0
| Concrete, 40 MPa, in-situ, no reinforcement, (SE402E56) (Ecopact) (Holcim) (SA) (Adelaide) | m³ | 274.35 | 0.11431 | 0 | 0
| Concrete, 40 MPa, in-situ, no reinforcement, (SE401EAV) (Ecopact) (Holcim) (SA) (Adelaide) | m³ | 291.37 | 0.1214 | 0 | 0
| Concrete, 40 MPa, in-situ, no reinforcement, (SE402E562) (Ecopact) (Holcim) (SA) (Adelaide) | m³ | 276.35 | 0.11515 | 0 | 0
| Concrete, 40 MPa, in-situ, no reinforcement, (VE401E56) (Ecopact) (Holcim) (VIC) | m³ | 279.33 | 0.11639 | 0 | 0
| Concrete, 40 MPa, in-situ, no reinforcement, (SE402E) (Ecopact) (Holcim) (SA) (Adelaide) | m³ | 263.31 | 0.10971 | 0 | 0
| Concrete, 40 MPa, in-situ, no reinforcement, (SE402E2) (Ecopact) (Holcim) (SA) (Adelaide) | m³ | 264.31 | 0.11013 | 0 | 0
| Concrete, 40 MPa, in-situ, no reinforcement, (VE402E5) (Ecopact) (Holcim) (VIC) | m³ | 245.28 | 0.1022 | 0 | 0
| Concrete, 40 MPa, in-situ, no reinforcement, (SE401E5) (Ecopact) (Holcim) (SA) (Adelaide) | m³ | 272.31 | 0.11346 | 0 | 0
| Concrete, 40 MPa, in-situ, no reinforcement, (QE401E)(Ecopact) (Holcim) (QLD) (Sunshine Coast) | m³ | 221.25 | 0.092188 | 0 | 0
| Concrete, 40 MPa, in-situ, no reinforcement, (VE402E / BE402E) (Ecopact) (Holcim) (VIC) | m³ | 262.29 | 0.10929 | 0 | 0
| Concrete, 40 MPa, in-situ, no reinforcement, (QE402E100)(Ecopact) (Holcim) (QLD) (Sunshine Coast) | m³ | 221.24 | 0.092183 | 0 | 0
| Concrete, 40 MPa, in-situ, no reinforcement, (VE402E56) (Ecopact) (Holcim) (VIC) | m³ | 283.3 | 0.11804 | 0 | 0
| Concrete, 40 MPa, in-situ, no reinforcement, (40MPa 10MM BLOCKMIX) (Adbri) (QLD) | m³ | 282.298 | 0.11762 | 0 | 0
| Concrete, 40 MPa, in-situ, no reinforcement, (Futurecrete® Ultra N class GP/ GL:Slag 40 MPa) (Adbri) (QLD) | m³ | 276.29 | 0.11512 | 0 | 0
| Concrete, 40 MPa, in-situ, no reinforcement, (VE401EAV) (Ecopact) (Holcim) (VIC) | m³ | 279.29 | 0.11637 | 0 | 0
| Concrete, 40 MPa, in-situ, no reinforcement, (QE402EBF2) (Ecopact) (Holcim) (QLD) (Brisbane) | m³ | 341.35 | 0.14223 | 0 | 0
| Concrete, 40 MPa, in-situ, no reinforcement, (VE402EAP) (Ecopact) (Holcim) (VIC) | m³ | 310.31 | 0.1293 | 0 | 0
| Concrete, 40 MPa, in-situ, no reinforcement, (QE401L100)(Ecopact) (Holcim) (QLD) (Sunshine Coast) | m³ | 305.28 | 0.1272 | 0 | 0
| Concrete, 40 MPa, in-situ, no reinforcement, (Futurecrete® N class GP/GL:Slag 40 MPa) (Adbri) (QLD) | m³ | 268.246 | 0.11177 | 0 | 0
| Concrete, 40 MPa, in-situ, no reinforcement, (QE402L100)(Ecopact) (Holcim) (QLD) (Sunshine Coast) | m³ | 295.27 | 0.12303 | 0 | 0
| Concrete, 40 MPa, in-situ, no reinforcement, (QE401L)(Ecopact) (Holcim) (QLD) (Sunshine Coast) | m³ | 297.27 | 0.12386 | 0 | 0
| Concrete, 40 MPa, in-situ, no reinforcement, (NE402E1A1)(Ecopact) (Holcim) (NSW), (Sydney) | m³ | 298.27 | 0.12428 | 0 | 0
| Concrete, 40 MPa, in-situ, no reinforcement, (QE402L)(Ecopact) (Holcim) (QLD) (Sunshine Coast) | m³ | 287.26 | 0.11969 | 0 | 0
| Concrete, 40 MPa, in-situ, no reinforcement, (40MPa 20MM 3 GST POINTS CONCRETE) (Adbri) (VIC) | m³ | 257.22 | 0.10718 | 0 | 0
| Concrete, 40 MPa, in-situ, no reinforcement, (NE401E1)(Ecopact) (Holcim) (NSW), (Sydney) | m³ | 202.17 | 0.084237 | 0 | 0
| Concrete, 40 MPa, in-situ, no reinforcement, (40MPa 14MM 150MM SLUMP CONCRETE) (Adbri) (VIC) | m³ | 253.21 | 0.1055 | 0 | 0
| Concrete, 40 MPa, in-situ, no reinforcement, (Futurecrete® N Class GP:GL:Slag 40 MPa - Winnellie) (Adbri) (NT) | m³ | 298.246 | 0.12427 | 0 | 0
| Concrete, 40 MPa, in-situ, no reinforcement, (NE402PTS2)(Ecopact) (Holcim) (NSW), (Sydney) | m³ | 293.24 | 0.12218 | 0 | 0
| Concrete, 40 MPa, in-situ, no reinforcement, (QE401E) (Ecopact) (Holcim) (QLD), Gold Coast | m³ | 220.18 | 0.091742 | 0 | 0
| Concrete, 40 MPa, in-situ, no reinforcement, (NE402E1)(Ecopact) (Holcim) (NSW), (Sydney) | m³ | 199.16 | 0.082983 | 0 | 0
| Concrete, 40 MPa, in-situ, no reinforcement, (NE402E5)(Ecopact) (Holcim) (NSW), (Sydney) | m³ | 200.16 | 0.0834 | 0 | 0
| Concrete, 40 MPa, in-situ, no reinforcement, (NE402PT2)(Ecopact) (Holcim) (NSW), (Sydney) | m³ | 288.23 | 0.1201 | 0 | 0
| Concrete, 40 MPa, in-situ, no reinforcement, (40MPa 20MM FIBRE CONCRETE) (Adbri) (VIC) | m³ | 290.23 | 0.12093 | 0 | 0
| Concrete, 40 MPa, in-situ, no reinforcement, (Futurecrete® N class GP/GL:FA 40 MPa) (Adbri) (QLD) | m³ | 324.256 | 0.13511 | 0 | 0
| Concrete, 40 MPa, in-situ, no reinforcement, (Adbri concrete N class GP/GL 40 MPa) (Adbri) (QLD) | m³ | 390.308 | 0.16263 | 0 | 0
| Concrete, 40 MPa, in-situ, no reinforcement, (40MPa 14MM TREMIE 160 SLUMP) (Adbri) (VIC) | m³ | 317.25 | 0.13219 | 0 | 0
| Concrete, 40 MPa, in-situ, no reinforcement, (QE401EEZY) (Ecopact) (Holcim) (QLD), Gold Coast | m³ | 241.19 | 0.1005 | 0 | 0
| Concrete, 40 MPa, in-situ, no reinforcement, (NE401E2)(Ecopact) (Holcim) (NSW), (Sydney) | m³ | 216.17 | 0.090071 | 0 | 0
| Concrete, 40 MPa, in-situ, no reinforcement, (QE407EBMX) (Ecopact) (Holcim) (QLD), Gold Coast | m³ | 258.2 | 0.10758 | 0 | 0
| Concrete, 40 MPa, in-situ, no reinforcement, (QE401E200) (Ecopact) (Holcim) (QLD) (Brisbane) | m³ | 233.18 | 0.097158 | 0 | 0
| Concrete, 40 MPa, in-situ, no reinforcement, (QE401EDUF) (Ecopact) (Holcim) (QLD), Gold Coast | m³ | 259.2 | 0.108 | 0 | 0
| Concrete, 40 MPa, in-situ, no reinforcement, (40MPa 20MM PANEL CONCRETE 30% BL 120 SL) (Adbri) (VIC) | m³ | 259.2 | 0.108 | 0 | 0
| Concrete, 40 MPa, in-situ, no reinforcement, (QE402E100) (Ecopact) (Holcim) (QLD), Gold Coast | m³ | 234.18 | 0.097575 | 0 | 0
| Concrete, 40 MPa, in-situ, no reinforcement, (QE401EEZY) (Ecopact) (Holcim) (QLD) (Brisbane) | m³ | 234.18 | 0.097575 | 0 | 0
| Concrete, 40 MPa, in-situ, no reinforcement, (QE402EEZY) (Ecopact) (Holcim) (QLD), Gold Coast | m³ | 235.18 | 0.097992 | 0 | 0
| Concrete, 40 MPa, in-situ, no reinforcement, (QE401EL21) (Ecopact) (Holcim) (QLD), Gold Coast | m³ | 250.19 | 0.10425 | 0 | 0
| Concrete, 40 MPa, in-situ, no reinforcement, (QE402E100) (Ecopact) (Holcim) (QLD) (Brisbane) | m³ | 224.17 | 0.093404 | 0 | 0
| Concrete, 40 MPa, in-situ, no reinforcement, (QE402PT2) (Ecopact) (Holcim) (QLD), Gold Coast | m³ | 305.23 | 0.12718 | 0 | 0
| Concrete, 40 MPa, in-situ, no reinforcement, (QE401EL21) (Ecopact) (Holcim) (QLD) (Brisbane) | m³ | 239.18 | 0.099658 | 0 | 0
| Concrete, 40 MPa, in-situ, no reinforcement, (QE401EDUF) (Ecopact) (Holcim) (QLD) (Brisbane) | m³ | 253.19 | 0.1055 | 0 | 0
| Concrete, 40 MPa, in-situ, no reinforcement, (QE401E100) (Ecopact) (Holcim) (QLD), Gold Coast | m³ | 240.18 | 0.10007 | 0 | 0
| Concrete, 40 MPa, in-situ, no reinforcement, (Adbri concrete N class GP/GL:FA 40 MPa) (Adbri) (QLD) | m³ | 327.245 | 0.13635 | 0 | 0
| Concrete, 40 MPa, in-situ, no reinforcement, (QE402EEZY) (Ecopact) (Holcim) (QLD) (Brisbane) | m³ | 227.17 | 0.094654 | 0 | 0
| Concrete, 40 MPa, in-situ, no reinforcement, (QE402E) (Ecopact) (Holcim) (QLD), Gold Coast | m³ | 228.17 | 0.095071 | 0 | 0
| Concrete, 40 MPa, in-situ, no reinforcement, (QE401E200) (Ecopact) (Holcim) (QLD), Gold Coast | m³ | 242.18 | 0.10091 | 0 | 0
| Concrete, 40 MPa, in-situ, no reinforcement, (40MPa PT 14MM 22 IN 3 DAYS) (Adbri) (VIC) | m³ | 310.23 | 0.12926 | 0 | 0
| Concrete, 40 MPa, in-situ, no reinforcement, (QE407EBMX) (Ecopact) (Holcim) (QLD) (Brisbane) | m³ | 258.19 | 0.10758 | 0 | 0
| Concrete, 40 MPa, in-situ, no reinforcement, (QE401E100) (Ecopact) (Holcim) (QLD) (Brisbane) | m³ | 231.17 | 0.096321 | 0 | 0
| Concrete, 40 MPa, in-situ, no reinforcement, (QE402E) (Ecopact) (Holcim) (QLD) (Brisbane) | m³ | 219.16 | 0.091317 | 0 | 0
| Concrete, 40 MPa, in-situ, no reinforcement, (CS4020E5)(LH) (BCG) (WA), (Perth) | m³ | 219.16 | 0.091317 | 0 | 0
| Concrete, 40 MPa, in-situ, no reinforcement, (40MPa 14MM 20MPa IN 2 DAYS) (Adbri) (VIC) | m³ | 351.25 | 0.14635 | 0 | 0
| Concrete, 40 MPa, in-situ, no reinforcement, (QE402PT1) (Ecopact) (Holcim) (QLD), Gold Coast | m³ | 312.22 | 0.13009 | 0 | 0
| Concrete, 40 MPa, in-situ, no reinforcement, (WE404E1)(Ecopact) (Holcim) (WA), (Perth Metro) | m³ | 270.18 | 0.11258 | 0 | 0
| Concrete, 40 MPa, in-situ, no reinforcement, (WE401E1)(Ecopact) (Holcim) (WA), (Perth Metro) | m³ | 270.18 | 0.11258 | 0 | 0
| Concrete, 40 MPa, in-situ, no reinforcement, (WE404E2)(Ecopact) (Holcim) (WA), (Perth Metro) | m³ | 271.18 | 0.11299 | 0 | 0
| Concrete, 40 MPa, in-situ, no reinforcement, (WE401E2)(Ecopact) (Holcim) (WA), (Perth Metro) | m³ | 271.18 | 0.11299 | 0 | 0
| Concrete, 40 MPa, in-situ, no reinforcement, (WE404E4)(Ecopact) (Holcim) (WA), (Perth Metro) | m³ | 271.18 | 0.11299 | 0 | 0
| Concrete, 40 MPa, in-situ, no reinforcement, (WE401E4)(Ecopact) (Holcim) (WA), (Perth Metro) | m³ | 271.18 | 0.11299 | 0 | 0
| Concrete, 40 MPa, in-situ, no reinforcement, (QE402PT1) (Ecopact) (Holcim) (QLD) (Brisbane) | m³ | 293.19 | 0.12216 | 0 | 0
| Concrete, 40 MPa, in-situ, no reinforcement, (QE402PT2) (Ecopact) (Holcim) (QLD) (Brisbane) | m³ | 293.19 | 0.12216 | 0 | 0
| Concrete, 40 MPa, in-situ, no reinforcement, (WE402E1)(Ecopact) (Holcim) (WA), (Perth Metro) | m³ | 263.17 | 0.10965 | 0 | 0
| Concrete, 40 MPa, in-situ, no reinforcement, (QE402PT3) (Ecopact) (Holcim) (QLD) (Brisbane) | m³ | 294.19 | 0.12258 | 0 | 0
| Concrete, 40 MPa, in-situ, no reinforcement, (QE401LMO1) (Ecopact) (Holcim) (QLD) (Brisbane) | m³ | 310.2 | 0.12925 | 0 | 0
| Concrete, 40 MPa, in-situ, no reinforcement, (WE402E2)(Ecopact) (Holcim) (WA), (Perth Metro) | m³ | 264.17 | 0.11007 | 0 | 0
| Concrete, 40 MPa, in-situ, no reinforcement, (WE402E4)(Ecopact) (Holcim) (WA), (Perth Metro) | m³ | 264.17 | 0.11007 | 0 | 0
| Concrete, 40 MPa, in-situ, no reinforcement, (QE4022A31) (Ecopact) (Holcim) (QLD), Gold Coast | m³ | 311.2 | 0.12967 | 0 | 0
| Concrete, 40 MPa, in-situ, no reinforcement, (QE4022A41) (Ecopact) (Holcim) (QLD), Gold Coast | m³ | 311.2 | 0.12967 | 0 | 0
| Concrete, 40 MPa, in-situ, no reinforcement, (QE4022A51) (Ecopact) (Holcim) (QLD), Gold Coast | m³ | 311.2 | 0.12967 | 0 | 0
| Concrete, 40 MPa, in-situ, no reinforcement, (QE401LMO1) (Ecopact) (Holcim) (QLD), Gold Coast | m³ | 311.2 | 0.12967 | 0 | 0
| Concrete, 40 MPa, in-situ, no reinforcement, (QE402PT3) (Ecopact) (Holcim) (QLD), Gold Coast | m³ | 312.2 | 0.13008 | 0 | 0
| Concrete, 40 MPa, in-situ, no reinforcement, (QE4022A32) (Ecopact) (Holcim) (QLD), Gold Coast | m³ | 312.2 | 0.13008 | 0 | 0
| Concrete, 40 MPa, in-situ, no reinforcement, (QE4022A42) (Ecopact) (Holcim) (QLD), Gold Coast | m³ | 312.2 | 0.13008 | 0 | 0
| Concrete, 40 MPa, in-situ, no reinforcement, (QE4022A52) (Ecopact) (Holcim) (QLD), Gold Coast | m³ | 312.2 | 0.13008 | 0 | 0
| Concrete, 40 MPa, in-situ, no reinforcement, (QE4022A53) (Ecopact) (Holcim) (QLD), Gold Coast | m³ | 312.2 | 0.13008 | 0 | 0
| Concrete, 40 MPa, in-situ, no reinforcement, (QE402L652) (Ecopact) (Holcim) (QLD), Gold Coast | m³ | 312.2 | 0.13008 | 0 | 0
| Concrete, 40 MPa, in-situ, no reinforcement, (QE402LMO1) (Ecopact) (Holcim) (QLD) (Brisbane) | m³ | 301.19 | 0.1255 | 0 | 0
| Concrete, 40 MPa, in-situ, no reinforcement, (NE401E1L2)(Ecopact) (Holcim) (NSW), (Sydney) | m³ | 206.13 | 0.085887 | 0 | 0
| Concrete, 40 MPa, in-situ, no reinforcement, (QE402L652) (Ecopact) (Holcim) (QLD) (Brisbane) | m³ | 287.18 | 0.11966 | 0 | 0
| Concrete, 40 MPa, in-situ, no reinforcement, (Futurecrete® N class Ternary 40 MPa) (Adbri) (QLD) | m³ | 336.209 | 0.14009 | 0 | 0
| Concrete, 40 MPa, in-situ, no reinforcement, (Futurecrete® Special Class GP 40 MPa 22 hours) (Adbri) (NT) | m³ | 448.278 | 0.18678 | 0 | 0
| Concrete, 40 MPa, in-situ, no reinforcement, (QE402LPN2) (Ecopact) (Holcim) (QLD), Gold Coast | m³ | 308.19 | 0.12841 | 0 | 0
| Concrete, 40 MPa, in-situ, no reinforcement, (Adbri Concrete N Class GP/GL 40 MPa) (Adbri) (VIC) | m³ | 318.19 | 0.13258 | 0 | 0
| Concrete, 40 MPa, in-situ, no reinforcement, (QE401ELCF) (Ecopact) (Holcim) (QLD) (Brisbane) | m³ | 289.17 | 0.12049 | 0 | 0
| Concrete, 40 MPa, in-situ, no reinforcement, (QE401ECFA) (Ecopact) (Holcim) (QLD) (Brisbane) | m³ | 289.16 | 0.12048 | 0 | 0
| Concrete, 40 MPa, in-situ, no reinforcement, (VE404EWC) (Ecopact) (Holcim) (VIC) | m³ | 241.13 | 0.10047 | 0 | 0
| Concrete, 40 MPa, in-situ, no reinforcement, (VE402ESW) (Ecopact) (Holcim) (VIC) | m³ | 241.13 | 0.10047 | 0 | 0
| Concrete, 40 MPa, in-situ, no reinforcement, (Adbri Concrete N Class GP:GL 40 MPa - Katherine) (Adbri) (NT) | m³ | 406.159 | 0.16923 | 0 | 0
| Concrete, 40 MPa, in-situ, no reinforcement, (Adbri Concrete N Class GP:GL 40 MPa - Alice Springs) (Adbri) (NT) | m³ | 545.203 | 0.22717 | 0 | 0
| Concrete, 35 MPa, in-situ, no reinforcement, (S35MPA S CLASS 20MM R83 MACHINE PLACED) (Adbri) (NSW) | m³ | 356.61 | 0.14859 | 0 | 0
| Concrete, 35 MPa, in-situ, no reinforcement, (S35MPA S CLASS 20MM R83 SLIPFORM) (Adbri) (NSW) | m³ | 355.03 | 0.14793 | 0 | 0
| Concrete, 40 MPa, in-situ, no reinforcement, (Futurecrete® S Class GP/GL:FA 40 MPa) (Adbri) (SA) | m³ | 234.82 | 0.097842 | 0 | 0
| Concrete, 40 MPa, in-situ, no reinforcement, (S40MPA 22MPA AT 7 DAYS 20MM) (Adbri) (NSW) | m³ | 398.24 | 0.16593 | 0 | 0
| Concrete, 40 MPa, in-situ, no reinforcement, (S40MPA 22MPA AT 5 DAYS 20MM) (Adbri) (NSW) | m³ | 401.06 | 0.16711 | 0 | 0
| Concrete, 40 MPa, in-situ, no reinforcement, (S40MPA 25MPA AT 7 DAYS 20MM) (Adbri) (NSW) | m³ | 401.06 | 0.16711 | 0 | 0
| Concrete, 40 MPa, in-situ, no reinforcement, (S40MPA 22MPA AT 4 DAYS 20MM) (Adbri) (NSW) | m³ | 405.74 | 0.16906 | 0 | 0
| Concrete, 40 MPa, in-situ, no reinforcement, (S40MPA 25MPA AT 5 DAYS 20MM) (Adbri) (NSW) | m³ | 410.45 | 0.17102 | 0 | 0
| Concrete, 40 MPa, in-situ, no reinforcement, (S40MPA 22MPA AT 4 DAYS 20MM 120MM SLUMP) (Adbri) (NSW) | m³ | 424.55 | 0.1769 | 0 | 0
| Concrete, 40 MPa, in-situ, no reinforcement, (S40MPA PT DECK 25MPA AT 3 DAYS 20MM) (Adbri) (NSW) | m³ | 424.55 | 0.1769 | 0 | 0
| Concrete, 40 MPa, in-situ, no reinforcement, (Futurecrete® Ultra N Class GP/ GL:Slag 40 MPa) (Adbri) (NSW) | m³ | 287.0163 | 0.11959 | 0 | 0
| Concrete, 40 MPa, in-situ, no reinforcement, (S40MPA RTA SP40HC 20MM SP [HIGH EARLY]) (Adbri) (NSW) | m³ | 502.89 | 0.20954 | 0 | 0
| Concrete, 40 MPa, in-situ, no reinforcement, (S40MPA 20MM RTA 3201 SP40H) (Adbri) (NSW) | m³ | 513.4 | 0.21392 | 0 | 0
| Concrete, 40 MPa, in-situ, no reinforcement, (Futurecrete® Ultra S40MPA 20MM RMS B80 B2 EXPOSURE AP) (Adbri) (NSW) | m³ | 283.1853 | 0.11799 | 0 | 0
| Concrete, 40 MPa, in-situ, no reinforcement, (Futurecrete® S40MPA HY-LINE 2INCH 10MM PUMP ) (Adbri) (NSW) | m³ | 338.5832 | 0.14108 | 0 | 0
| Concrete, 40 MPa, in-situ, no reinforcement, (Adbri Concrete N Class GP/GL:FA 40 MPa) (Adbri) (NSW) | m³ | 366.7222 | 0.1528 | 0 | 0
| Concrete, 40 MPa, in-situ, no reinforcement, (General) (Holcim) (NSW)(ACT) | m³ | 405 | 0.16875 | 0 | 0
| Concrete, 40 MPa, in-situ, no reinforcement, (Fly Ash) (Holcim) (NSW)(ACT) | m³ | 328 | 0.13667 | 0 | 0
| Concrete, 40 MPa, in-situ, no reinforcement, (GGBS Slag) (Holcim) (NSW)(ACT) | m³ | 243 | 0.10125 | 0 | 0
| Concrete, 40 MPa, in-situ, no reinforcement, (Triple Blend) (Holcim) (NSW)(ACT) | m³ | 219 | 0.09125 | 0 | 0
| Concrete, 40 MPa, in-situ, no reinforcement,(General) (Holcim) (QLD) | m³ | 355 | 0.14792 | 0 | 0
| Concrete, 40 MPa, in-situ, no reinforcement,(Fly Ash) (Holcim) (QLD) | m³ | 297 | 0.12375 | 0 | 0
| Concrete, 40 MPa, in-situ, no reinforcement,(Triple Blend) (Holcim) (QLD) | m³ | 218 | 0.090833 | 0 | 0
| Concrete, 40 MPa, in-situ, no reinforcement, (General) (Holcim) (VIC) | m³ | 386 | 0.16083 | 0 | 0
| Concrete, 40 MPa, in-situ, no reinforcement, (Fly Ash) (Holcim) (VIC) | m³ | 302 | 0.12583 | 0 | 0
| Concrete, 40 MPa, in-situ, no reinforcement, (Triple Blend) (Holcim) (VIC) | m³ | 272 | 0.11333 | 0 | 0
| Concrete, 40 MPa, in-situ, no reinforcement, (General) (Holcim) (SA) | m³ | 413 | 0.17208 | 0 | 0
| Concrete, MPa, in-situ, no reinforcement, (Fly Ash) (Holcim) (SA) | m³ | 198 | 0.0825 | 0 | 0
| Concrete, MPa, in-situ, no reinforcement, (GGBS Slag) (Holcim) (SA) | m³ | 200 | 0.083333 | 0 | 0
| Concrete, 40 MPa, in-situ, no reinforcement, (General) (Holcim) (WA) | m³ | 370 | 0.15417 | 0 | 0
| Concrete, MPa, in-situ, no reinforcement, (GGBS Slag) (Holcim) (WA) | m³ | 207 | 0.08625 | 0 | 0
| Concrete, 40 MPa, in-situ, no reinforcement, (NE402E151)(Ecopact) (Holcim) (ACT) | m³ | 260.6 | 0.10858 | 0 | 0
| Concrete, 40 MPa, in-situ, no reinforcement, (NE402E351)(Ecopact) (Holcim) (ACT) | m³ | 263.05 | 0.1096 | 0 | 0
| Concrete, 40 MPa, in-situ, no reinforcement, (NE401E151)(Ecopact) (Holcim) (ACT) | m³ | 260.86 | 0.10869 | 0 | 0
| Concrete, 40 MPa, in-situ, no reinforcement, (NE401E351)(Ecopact) (Holcim) (ACT) | m³ | 263.24 | 0.10968 | 0 | 0
| Concrete, 40 MPa, in-situ, no reinforcement, (VS401O100) (Holcim) (VIC) | m³ | 451.63 | 0.18818 | 0 | 0
| Concrete, 40 MPa, in-situ, no reinforcement, (VS404FSWC) (Holcim) (VIC) | m³ | 302.33 | 0.12597 | 0 | 0
| Concrete, 40 MPa, in-situ, no reinforcement, (VE402ENV) (Holcim) (VIC) | m³ | 278.68 | 0.11612 | 0 | 0
| Concrete, 40 MPa, in-situ, no reinforcement, (VS402FVRT) (Holcim) (VIC) | m³ | 254.7 | 0.10612 | 0 | 0
| Concrete, 40 MPa, in-situ, no reinforcement, (VS401VMWT) (Holcim) (VIC) | m³ | 252.32 | 0.10513 | 0 | 0
| Concrete, 40 MPa, in-situ, no reinforcement, (QS402PR02) (Holcim) (QLD), South East Queensland | m³ | 424.99 | 0.17708 | 0 | 0
| Concrete, 40 MPa, in-situ, no reinforcement, (QS402PR37) (Holcim) (QLD), South East Queensland | m³ | 426.26 | 0.17761 | 0 | 0
| Concrete, 40 MPa, in-situ, no reinforcement, (QS402PR35) (Holcim) (QLD), South East Queensland | m³ | 407.83 | 0.16993 | 0 | 0
| Concrete, 40 MPa, in-situ, no reinforcement, (QS402MRF4) (Holcim) (QLD), South East Queensland | m³ | 379.5 | 0.15812 | 0 | 0
| Concrete, 40 MPa, in-situ, no reinforcement, (QE402E)(Holcim) (QLD), (North QLD) | m³ | 286.14 | 0.11922 | 0 | 0
| Concrete, 40 MPa, in-situ, no reinforcement, (QE402E1)(Holcim) (QLD), (North QLD) | m³ | 286.95 | 0.11956 | 0 | 0
| Concrete, 40 MPa, in-situ, no reinforcement, (QE401E)(Holcim) (QLD), (North QLD) | m³ | 292.06 | 0.12169 | 0 | 0
| Concrete, 40 MPa, in-situ, no reinforcement, (QE401E1)(Holcim) (QLD), (North QLD) | m³ | 292.68 | 0.12195 | 0 | 0
| Concrete, 40 MPa, in-situ, no reinforcement, (Futurecrete® N Class GP/GL:Slag 40 MPa) (Adbri) (SA) | m³ | 227.06 | 0.094608 | 0 | 0
| Concrete, 40 MPa, in-situ, no reinforcement, (Futurecrete® N Class GP/GL:FA 40 MPa) (Adbri) (SA) | m³ | 233.63 | 0.097346 | 0 | 0
| Concrete, 40 MPa, in-situ, no reinforcement, (Futurecrete® S Class GP/GL:Slag 40 MPa) (Adbri) (SA) | m³ | 225.98 | 0.094158 | 0 | 0
| Concrete, 35 MPa, in-situ, no reinforcement, (S35MPA S CLASS 20MM R83 FIBRE) (Adbri) (NSW) | m³ | 338.84 | 0.14118 | 0 | 0
| Concrete, 40 MPa, in-situ, no reinforcement, (S40MPA 20MM RMS B80 B1 EXPOSURE AP) (Adbri) (NSW) | m³ | 360.88 | 0.15037 | 0 | 0
| Concrete, 40 MPa, in-situ, no reinforcement, (S40MPA 22MPA AT 3 DAYS 20MM) (Adbri) (NSW) | m³ | 415.12 | 0.17297 | 0 | 0
| Concrete, 40 MPa, in-situ, no reinforcement, (S40MPA PT DECK 25MPA AT 4 DAYS 20MM) (Adbri) (NSW) | m³ | 415.12 | 0.17297 | 0 | 0
| Concrete, 40 MPa, in-situ, no reinforcement, Pre-mix Concrete Normal Class GP blend (Boral) (ACT), (Canberra) Normal Class GP blend 40MPa | m³ | 358 | 0.14917 | 0 | 0
| Concrete, 40 MPa, in-situ, no reinforcement, Pre-mix Concrete Normal Class GP/FA blend (Boral) (ACT), (Canberra) Normal Class GP/FA blend 40 MPa | m³ | 336 | 0.14 | 0 | 0
| Concrete, 40 MPa, in-situ, no reinforcement, Pre-mix Concrete Normal Class GP/GGBFS blend (Boral) (ACT), (Canberra) Normal Class GP/GGBFS blend 40 MPa | m³ | 254 | 0.10583 | 0 | 0
| Concrete, 40 MPa, in-situ, no reinforcement, Pre-mix Concrete ENVIROCRETE 30% (Boral) (ACT), (Canberra) ENVIROCRETE 30% 40 MPa | m³ | 316 | 0.13167 | 0 | 0
| Concrete, 40 MPa, in-situ, no reinforcement, Pre-mix Concrete POST TENSIONED (Boral) (ACT), (Canberra) POST TENSIONED 40MPa 22@3 | m³ | 373 | 0.15542 | 0 | 0
| Concrete, 40 MPa, in-situ, no reinforcement, Pre-mix Concrete ENVIROCRETE 40% (Boral) (ACT), (Canberra) ENVIROCRETE 40% 40 MPa | m³ | 286 | 0.11917 | 0 | 0
| Concrete, 40 MPa, in-situ, no reinforcement, Pre-mix Concrete ENVIROCRETE PLUS (Boral) (ACT), (Canberra) ENVIROCRETE PLUS 40MPa | m³ | 271 | 0.11292 | 0 | 0
| Concrete, 40 MPa, in-situ, no reinforcement, Pre-mix Concrete POST TENSIONED (Boral) (ACT), (Canberra) POST TENSIONED 40MPa 22@4 | m³ | 371 | 0.15458 | 0 | 0
| Concrete, 40 MPa, in-situ, no reinforcement, Pre-mix Concrete POST TENSIONED (Boral) (ACT), (Canberra) POST TENSIONED 40MPa 22@5 | m³ | 372 | 0.155 | 0 | 0
| Concrete, 40 MPa, in-situ, no reinforcement, Pre-mix Concrete ENVISIA (Boral) (ACT), (Canberra) ENVISIA 40MPa | m³ | 251 | 0.10458 | 0 | 0
| Concrete, 40 MPa, in-situ, no reinforcement, Pre-mix Concrete TREMIE (Boral) (ACT), (Canberra) TREMIE 40MPa | m³ | 314 | 0.13083 | 0 | 0
| Concrete, 40 MPa, in-situ, no reinforcement, Pre-mix Concrete TfNSW B80 (Boral) (ACT), (Canberra) TfNSW B80 40MPa 20MM PUMP B1 EXPOSURE | m³ | 320 | 0.13333 | 0 | 0
| Concrete, 40 MPa, in-situ, no reinforcement, Pre-mix Concrete TfNSW B80 (Boral) (ACT), (Canberra) TfNSW B80 40MPa 20MM PUMP B2 EXPOSURE | m³ | 327 | 0.13625 | 0 | 0
| Concrete, 40 MPa, in-situ, no reinforcement, Pre-mix Concrete TfNSW B80 (Boral) (ACT), (Canberra) TfNSW B80 40MPa 20MM TREMIE B2 EXPOSURE | m³ | 336 | 0.14 | 0 | 0
| Concrete, 35 MPa, in-situ, no reinforcement, Pre-mix Concrete TfNSW R83 (Boral) (ACT), (Canberra) TfNSW R83 35MPa 20MM HAND/MACHINE PLACED | m³ | 294 | 0.1225 | 0 | 0
| Concrete, 40 MPa, in-situ, no reinforcement, Pre-mix Concrete Normal Class GP blend (Boral) (NSW), (Newcastle) Normal Class GP blend 40MPa | m³ | 349 | 0.14542 | 0 | 0
| Concrete, 40 MPa, in-situ, no reinforcement, Pre-mix Concrete Normal Class GP/FA blend (Boral) (NSW), (Newcastle) Normal Class GP/FA blend 40 MPa | m³ | 324 | 0.135 | 0 | 0
| Concrete, 40 MPa, in-situ, no reinforcement, Pre-mix Concrete ENVIROCRETE 30% (Boral) (NSW), (Newcastle) ENVIROCRETE 30% 40 MPa | m³ | 304 | 0.12667 | 0 | 0
| Concrete, 40 MPa, in-situ, no reinforcement, Pre-mix Concrete ENVIROCRETE 40% (Boral) (NSW), (Newcastle) ENVIROCRETE 40% 40 MPa | m³ | 276 | 0.115 | 0 | 0
| Concrete, 40 MPa, in-situ, no reinforcement, Pre-mix Concrete ENVIROCRETE PLUS (Boral) (NSW), (Newcastle) ENVIROCRETE PLUS 40MPa | m³ | 265 | 0.11042 | 0 | 0
| Concrete, 40 MPa, in-situ, no reinforcement, Pre-mix Concrete ENVISIA (Boral) (NSW), (Newcastle) ENVISIA 40MPa | m³ | 249 | 0.10375 | 0 | 0
| Concrete, 40 MPa, in-situ, no reinforcement, Pre-mix Concrete POST TENSIONED (Boral) (NSW), (Newcastle) POST TENSIONED 40MPa 22@3 | m³ | 335 | 0.13958 | 0 | 0
| Concrete, 40 MPa, in-situ, no reinforcement, Pre-mix Concrete POST TENSIONED (Boral) (NSW), (Newcastle) POST TENSIONED 40MPa 22@4 | m³ | 323 | 0.13458 | 0 | 0
| Concrete, 40 MPa, in-situ, no reinforcement, Pre-mix Concrete POST TENSIONED (Boral) (NSW), (Newcastle) POST TENSIONED 40MPa 22@5 | m³ | 315 | 0.13125 | 0 | 0
| Concrete, 40 MPa, in-situ, no reinforcement, Pre-mix Concrete TREMIE (Boral) (NSW), (Newcastle) TREMIE 40MPa | m³ | 258 | 0.1075 | 0 | 0
| Concrete, 40 MPa, in-situ, no reinforcement, Pre-mix Concrete Normal Class GP/GGBFS blend (Boral) (NSW), (Newcastle) Normal Class GP/GGBFS blend 40 MPa | m³ | 247 | 0.10292 | 0 | 0
| Concrete, 40 MPa, in-situ, no reinforcement, Pre-mix Concrete TfNSW B80 (Boral) (NSW), (Newcastle) TfNSW B80 40MPa 20MM PUMP B1 EXPOSURE | m³ | 308 | 0.12833 | 0 | 0
| Concrete, 40 MPa, in-situ, no reinforcement, Pre-mix Concrete TfNSW B80 (Boral) (NSW), (Newcastle) TfNSW B80 40MPa 20MM PUMP B2 EXPOSURE | m³ | 314 | 0.13083 | 0 | 0
| Concrete, 40 MPa, in-situ, no reinforcement, Pre-mix Concrete TfNSW B80 (Boral) (NSW), (Newcastle) TfNSW B80 40MPa 20MM TREMIE B2 EXPOSURE | m³ | 322 | 0.13417 | 0 | 0
| Concrete, 40 MPa, in-situ, no reinforcement, Pre-mix Concrete Normal Class GP blend (Boral) (NSW), (Sydney) Normal Class GP blend 40MPa | m³ | 357 | 0.14875 | 0 | 0
| Concrete, 40 MPa, in-situ, no reinforcement, Pre-mix Concrete Normal Class GP/FA blend (Boral) (NSW), (Sydney) Normal Class GP/FA blend 40 MPa | m³ | 333 | 0.13875 | 0 | 0
| Concrete, 40 MPa, in-situ, no reinforcement, Pre-mix Concrete Normal Class GP/GGBFS blend (Boral) (NSW), (Sydney) Normal Class GP/GGBFS blend 40 MPa | m³ | 250 | 0.10417 | 0 | 0
| Concrete, 40 MPa, in-situ, no reinforcement, Pre-mix Concrete Normal Class GP/GGBFS /FA blend (Boral) (NSW), (Sydney) Normal Class GP/GGBFS /FA blend 40 MPa | m³ | 246 | 0.1025 | 0 | 0
| Concrete, 40 MPa, in-situ, no reinforcement, Pre-mix Concrete ENVIROCRETE 30% (Boral) (NSW), (Sydney) ENVIROCRETE 30% 40 MPa | m³ | 312 | 0.13 | 0 | 0
| Concrete, 40 MPa, in-situ, no reinforcement, Pre-mix Concrete ENVIROCRETE 40% (Boral) (NSW), (Sydney) ENVIROCRETE 40% 40 MPa | m³ | 282 | 0.1175 | 0 | 0
| Concrete, 40 MPa, in-situ, no reinforcement, Pre-mix Concrete ENVIROCRETE PLUS (Boral) (NSW), (Sydney) ENVIROCRETE PLUS 40MPa | m³ | 272 | 0.11333 | 0 | 0
| Concrete, 40 MPa, in-situ, no reinforcement, Pre-mix Concrete TREMIE (Boral) (NSW), (Sydney) TREMIE 40MPa | m³ | 258 | 0.1075 | 0 | 0
| Concrete, 40 MPa, in-situ, no reinforcement, Pre-mix Concrete ENVISIA (Boral) (NSW), (Sydney) ENVISIA 40MPa | m³ | 249 | 0.10375 | 0 | 0
| Concrete, 40 MPa, in-situ, no reinforcement, Pre-mix Concrete POST TENSIONED (Boral) (NSW), (Sydney) POST TENSIONED 40MPa 22@3 | m³ | 342 | 0.1425 | 0 | 0
| Concrete, 40 MPa, in-situ, no reinforcement, Pre-mix Concrete POST TENSIONED (Boral) (NSW), (Sydney) POST TENSIONED 40MPa 22@4 | m³ | 335 | 0.13958 | 0 | 0
| Concrete, 40 MPa, in-situ, no reinforcement, Pre-mix Concrete POST TENSIONED (Boral) (NSW), (Sydney) POST TENSIONED 40MPa 22@5 | m³ | 325 | 0.13542 | 0 | 0
| Concrete, 40 MPa, in-situ, no reinforcement, Pre-mix Concrete TfNSW B80 (Boral) (NSW), (Sydney) TfNSW B80 40MPa 20MM TREMIE B2 EXPOSURE | m³ | 235 | 0.097917 | 0 | 0
| Concrete, 35 MPa, in-situ, no reinforcement, Pre-mix Concrete TfNSW R83 (Boral) (NSW), (Sydney) TfNSW R83 35MPa 20MM HAND/MACHINE PLACED | m³ | 289 | 0.12042 | 0 | 0
| Concrete, 40 MPa, in-situ, no reinforcement, Pre-mix Concrete TfNSW B80 (Boral) (NSW), (Sydney) TfNSW B80 40MPa 20MM PUMP B1 EXPOSURE | m³ | 313 | 0.13042 | 0 | 0
| Concrete, 40 MPa, in-situ, no reinforcement, Pre-mix Concrete TfNSW B80 (Boral) (NSW), (Sydney) TfNSW B80 40MPa 20MM PUMP B2 EXPOSURE | m³ | 231 | 0.09625 | 0 | 0
| Concrete, 40 MPa, in-situ, no reinforcement, Pre-mix Concrete Normal Class GP blend (Boral) (NSW), (Wollongong) Normal Class GP blend 40MPa | m³ | 354 | 0.1475 | 0 | 0
| Concrete, 40 MPa, in-situ, no reinforcement, Pre-mix Concrete Normal Class GP/FA blend (Boral) (NSW), (Wollongong) Normal Class GP/FA blend 40 MPa | m³ | 330 | 0.1375 | 0 | 0
| Concrete, 40 MPa, in-situ, no reinforcement, Pre-mix Concrete Normal Class GP/GGBFS blend (Boral) (NSW), (Wollongong) Normal Class GP/GGBFS blend 40 MPa | m³ | 245 | 0.10208 | 0 | 0
| Concrete, 40 MPa, in-situ, no reinforcement, Pre-mix Concrete TfNSW B80 (Boral) (NSW), (Wollongong) TfNSW B80 40MPa 20MM PUMP B1 EXPOSURE | m³ | 313 | 0.13042 | 0 | 0
| Concrete, 40 MPa, in-situ, no reinforcement, Pre-mix Concrete Normal Class GP/GGBFS /FA blend (Boral) (NSW), (Wollongong) Normal Class GP/GGBFS /FA blend 40 MPa | m³ | 256 | 0.10667 | 0 | 0
| Concrete, 40 MPa, in-situ, no reinforcement, Pre-mix Concrete TfNSW B80 (Boral) (NSW), (Wollongong) TfNSW B80 40MPa 20MM PUMP B2 EXPOSURE | m³ | 320 | 0.13333 | 0 | 0
| Concrete, 40 MPa, in-situ, no reinforcement, Pre-mix Concrete TfNSW B80 (Boral) (NSW), (Wollongong) TfNSW B80 40MPa 20MM TREMIE B2 EXPOSURE | m³ | 329 | 0.13708 | 0 | 0
| Concrete, 35 MPa, in-situ, no reinforcement, Pre-mix Concrete TfNSW R83 (Boral) (NSW), (Wollongong) TfNSW R83 35MPa 20MM HAND/MACHINE PLACED | m³ | 287 | 0.11958 | 0 | 0
| Concrete, 40 MPa, in-situ, no reinforcement, Pre-mix Concrete ENVIROCRETE 30% (Boral) (NSW), (Wollongong) ENVIROCRETE 30% 40 MPa | m³ | 310 | 0.12917 | 0 | 0
| Concrete, 40 MPa, in-situ, no reinforcement, Pre-mix Concrete ENVIROCRETE 40% (Boral) (NSW), (Wollongong) ENVIROCRETE 40% 40 MPa | m³ | 278 | 0.11583 | 0 | 0
| Concrete, 40 MPa, in-situ, no reinforcement, Pre-mix Concrete ENVIROCRETE PLUS (Boral) (NSW), (Wollongong) ENVIROCRETE PLUS 40MPa | m³ | 268 | 0.11167 | 0 | 0
| Concrete, 40 MPa, in-situ, no reinforcement, Pre-mix Concrete ENVISIA (Boral) (NSW), (Wollongong) ENVISIA 40MPa | m³ | 247 | 0.10292 | 0 | 0
| Concrete, 40 MPa, in-situ, no reinforcement, Pre-mix Concrete POST TENSIONED (Boral) (NSW), (Wollongong) POST TENSIONED 40MPa 22@3 | m³ | 339 | 0.14125 | 0 | 0
| Concrete, 40 MPa, in-situ, no reinforcement, Pre-mix Concrete POST TENSIONED (Boral) (NSW), (Wollongong) POST TENSIONED 40MPa 22@4 | m³ | 330 | 0.1375 | 0 | 0
| Concrete, 40 MPa, in-situ, no reinforcement, Pre-mix Concrete POST TENSIONED (Boral) (NSW), (Wollongong) POST TENSIONED 40MPa 22@5 | m³ | 321 | 0.13375 | 0 | 0
| Concrete, 40 MPa, in-situ, no reinforcement, Pre-mix Concrete TREMIE (Boral) (NSW), (Wollongong) TREMIE 40MPa | m³ | 309 | 0.12875 | 0 | 0
| Concrete, 40 MPa, in-situ, no reinforcement, Pre-mix Concrete Normal Class GP blend (Boral) (TAS), (Hobart) Normal Class GP blend 40MPa | m³ | 382 | 0.15917 | 0 | 0
| Concrete, 40 MPa, in-situ, no reinforcement, Pre-mix Concrete ENVISIA (Boral) (TAS), (Hobart) ENVISIA 40 MPa | m³ | 340 | 0.14167 | 0 | 0
| Concrete, 40 MPa, in-situ, no reinforcement, Pre-mix Concrete Normal Class GP blend (Boral) (TAS), (Launceston) Normal Class GP blend 40MPa | m³ | 372 | 0.155 | 0 | 0
| Concrete, 40 MPa, in-situ, no reinforcement, Pre-mix Concrete ENVISIA (Boral) (TAS), (Launceston) ENVISIA 40 MPa | m³ | 330 | 0.1375 | 0 | 0
| Concrete, 40 MPa, in-situ, no reinforcement, GP, Normal Class (WA Premix) (WA), (Perth) | m³ | 434 | 0.18083 | 0 | 0
| Concrete, 40 MPa, in-situ, no reinforcement, Blend, Normal Class (WA Premix) (WA), (Perth) | m³ | 239 | 0.099583 | 0 | 0
| Concrete, 40 MPa, in-situ, no reinforcement, AH6395, Special Class (WA Premix) (WA), (Perth) | m³ | 215 | 0.089583 | 0 | 0
| Concrete, 40 MPa, in-situ, no reinforcement, AH6415, Special Class (WA Premix) (WA), (Perth) | m³ | 237 | 0.09875 | 0 | 0
| Concrete, 40 MPa, in-situ, no reinforcement, AH6416, Special Class (WA Premix) (WA), (Perth) | m³ | 238 | 0.099167 | 0 | 0
| Concrete, 40 MPa, in-situ, no reinforcement, BH6395, Special Class (WA Premix) (WA), (Perth) | m³ | 215 | 0.089583 | 0 | 0
| Concrete, 40 MPa, in-situ, no reinforcement, CH1420, Special Class (WA Premix) (WA), (Perth) | m³ | 483 | 0.20125 | 0 | 0
| Concrete, 40 MPa, in-situ, no reinforcement, CH6422, Special Class (WA Premix) (WA), (Perth) | m³ | 240 | 0.1 | 0 | 0
| Concrete, 40 MPa, in-situ, no reinforcement, BP6418, Special Class (WA Premix) (WA), (Perth) | m³ | 242 | 0.10083 | 0 | 0
| Concrete, 40 MPa, in-situ, no reinforcement, BP8418, Special Class (WA Premix) (WA), (Perth) | m³ | 254 | 0.10583 | 0 | 0
| Concrete, 40 MPa, in-situ, no reinforcement, AH1395, Special Class (WA Premix) (WA), (Perth) | m³ | 460 | 0.19167 | 0 | 0
| Concrete, 40 MPa, in-situ, no reinforcement, AH1404, Special Class (WA Premix) (WA), (Perth) | m³ | 470 | 0.19583 | 0 | 0
| Concrete, 40 MPa, in-situ, no reinforcement, BH1395, Special Class (WA Premix) (WA), (Perth) | m³ | 460 | 0.19167 | 0 | 0
| Concrete, 40 MPa, in-situ, no reinforcement, BKA410, Special Class (WA Premix) (WA), (Perth) | m³ | 367 | 0.15292 | 0 | 0
| Concrete, 40 MPa, in-situ, no reinforcement, CK9439, Special Class (WA Premix) (WA), (Perth) | m³ | 499 | 0.20792 | 0 | 0
| Concrete, 40 MPa, in-situ, no reinforcement, CC1421, Special Class (WA Premix) (WA), (Perth) | m³ | 485 | 0.20208 | 0 | 0
| Concrete, 40 MPa, in-situ, no reinforcement, Ready-Mix Concrete (LC)50 (Concrite) (NSW) (Sydney Region, NSW) | m³ | 219 | 0.09125 | 0 | 0
| Concrete, 40 MPa, in-situ, no reinforcement, Ready-Mix Concrete (LC)40 (Concrite) (NSW) (Sydney Region, NSW) | m³ | 253 | 0.10542 | 0 | 0
| Concrete, 40 MPa, in-situ, no reinforcement, Ready-Mix Concrete (LC)30 (Concrite) (NSW) (Sydney Region, NSW) | m³ | 326 | 0.13583 | 0 | 0
| Concrete, 40 MPa, in-situ, no reinforcement, Ready-Mix Concrete (LCHP) (Concrite) (NSW) (Sydney Region, NSW) | m³ | 267 | 0.11125 | 0 | 0
| Concrete, 40 MPa, in-situ, no reinforcement, Ready-Mix Concrete (LCP) (Concrite) (NSW) (Sydney Region, NSW) | m³ | 280 | 0.11667 | 0 | 0
| Concrete, 40 MPa, in-situ, no reinforcement, Ready-Mix Concrete Normal class GP blend (Concrite) (NSW) (Sydney Region, NSW) | m³ | 341 | 0.14208 | 0 | 0
| Concrete, 40 MPa, in-situ, no reinforcement, Ready-Mix Concrete POST TENSIONED (Concrite) (NSW) (Sydney Region, NSW) | m³ | 325 | 0.13542 | 0 | 0
| Concrete, 40 MPa, in-situ, no reinforcement, Ready-Mix Concrete TREMIE 40MPa (Concrite) (NSW) (Sydney Region, NSW) | m³ | 317 | 0.13208 | 0 | 0
| Concrete, 40 MPa, in-situ, no reinforcement, Ready-Mix Concrete TfNSW B80 20MM PUMP B1 EXPOSURE (Concrite) (NSW) (Sydney Region, NSW) | m³ | 317 | 0.13208 | 0 | 0
| Concrete, 40 MPa, in-situ, no reinforcement, Ready-Mix Concrete TfNSW B80 20MM PUMP B2 EXPOSURE (Concrite) (NSW) (Sydney Region, NSW) | m³ | 248 | 0.10333 | 0 | 0
| Concrete, 40 MPa, in-situ, no reinforcement, Ready-Mix Concrete SLAG AGG CONCRETE MIX, (LC)50 (Concrite) (NSW) (Sydney Region, NSW) | m³ | 233 | 0.097083 | 0 | 0
| Concrete, 40 MPa, in-situ, no reinforcement, Ready-Mix Concrete SLAG AGG CONCRETE MIX, (LC)40 (Concrite) (NSW) (Sydney Region, NSW) | m³ | 262 | 0.10917 | 0 | 0
| Concrete, 40 MPa, in-situ, no reinforcement, Ready-Mix Concrete SLAG AGG CONCRETE MIX, (LC)30 (Concrite) (NSW) (Sydney Region, NSW) | m³ | 306 | 0.1275 | 0 | 0
| Concrete, 40 MPa, in-situ, no reinforcement, Ready-Mix Concrete (LC)30 40MPa (Concrite) (NSW) (Southern Highlands, NSW) | m³ | 320 | 0.13333 | 0 | 0
| Concrete, 40 MPa, in-situ, no reinforcement, Ready-Mix Concrete NORMAL CLASS GP BLEND (Concrite) (NSW) (Southern Highlands, NSW) | m³ | 369 | 0.15375 | 0 | 0
| Concrete, 40 MPa, in-situ, no reinforcement, Ready-Mix Concrete POST TENSIONED 40MPa 22@4 (Concrite) (NSW) (Southern Highlands, NSW) | m³ | 371 | 0.15458 | 0 | 0
| Concrete, 40 MPa, in-situ, no reinforcement, Ready-Mix Concrete LC30 40MPa (Concrite) (ACT) (Canberra, ACT) | m³ | 330 | 0.1375 | 0 | 0
| Concrete, 40 MPa, in-situ, no reinforcement, Ready-Mix Concrete NORMAL CLASS GP BLEND (Concrite) (ACT) (Canberra, ACT) | m³ | 367 | 0.15292 | 0 | 0
| Concrete, 40 MPa, in-situ, no reinforcement, Ready-Mix Concrete POST TENSIONED 40MPa 22@5 (Concrite) (ACT) (Canberra, ACT) | m³ | 313 | 0.13042 | 0 | 0
| Concrete, 40 MPa, in-situ, no reinforcement, Ready-Mix Concrete TFNSW B80 20MM PUMP B1 EXPOSURE (Concrite) (ACT) (Canberra, ACT) | m³ | 322 | 0.13417 | 0 | 0
| Concrete, 40 MPa, in-situ, no reinforcement, Ready-Mix Concrete TFNSW B80 20MM TREMIE B2 EXPOSURE (Concrite) (ACT) (Canberra, ACT) | m³ | 366 | 0.1525 | 0 | 0
| Concrete, 40 MPa, in-situ, no reinforcement, (Futurecrete® S40MPA JUMP/ SLIP/COLUMNS 10MM SP) (Adbri) (NSW) | m³ | 324.8886 | 0.13537 | 0 | 0
| Concrete, 40 MPa, in-situ, no reinforcement, (Futurecrete® Ultra N Class Ternary 40 MPa) (Adbri) (NSW) | m³ | 301.2464 | 0.12552 | 0 | 0
| Concrete, 40 MPa, in-situ, no reinforcement, (Futurecrete® Ultra S40 10MM RMS B80 B2 HWC) (Adbri) (NSW) | m³ | 283.526 | 0.11814 | 0 | 0
| Concrete, 40 MPa, in-situ, no reinforcement, (Futurecrete® Ultra S40MPA BLOCKFILL 10MM 230MM SLUMP SP) (Adbri) (NSW) | m³ | 282.866 | 0.11786 | 0 | 0
| Concrete, 40 MPa, in-situ, no reinforcement, (Futurecrete® Ultra S40MPA BLOCKFILL 10MM) (Adbri) (NSW) | m³ | 280.5056 | 0.11688 | 0 | 0
| Concrete, 40 MPa, in-situ, no reinforcement, (Futurecrete® Ultra S40MPA PILE/ TREMIE 10MM SP) (Adbri) (NSW) | m³ | 280.4656 | 0.11686 | 0 | 0
| Concrete, 40 MPa, in-situ, no reinforcement, (Futurecrete® Ultra S40MPA 10MM RITEK SYSTEM) (Adbri) (NSW) | m³ | 278.0853 | 0.11587 | 0 | 0
| Concrete, 40 MPa, in-situ, no reinforcement, (Futurecrete® Ultra S40MPA 10MM AFS WALL SYSTEM) (Adbri) (NSW) | m³ | 275.7349 | 0.11489 | 0 | 0
| Concrete, 40 MPa, in-situ, no reinforcement, (Futurecrete® S Class GP/GL 40 MPa) (Adbri) (SA) | m³ | 305.81 | 0.12742 | 0 | 0
| Concrete, 40 MPa, in-situ, no reinforcement, (Adbri N Class GP/GL 40 MPa) (Adbri) (SA) | m³ | 290.99 | 0.12125 | 0 | 0
| Concrete, 35 MPa, in-situ, no reinforcement, (Futurecrete® S35MPA S CLASS 20MM R83 HAND PLACE) (Adbri) (NSW) | m³ | 279.3202 | 0.11638 | 0 | 0
| Concrete, 40 MPa, in-situ, no reinforcement, (R4020B)(GB) (BCG) (WA), (Perth) | m³ | 321.8 | 0.13408 | 0 | 0
| Concrete, 40 MPa, in-situ, no reinforcement, (Futurecrete® Special GP/GL:Slag 40 MPa 4D 85/60) (Adbri) (SA) | m³ | 227.06 | 0.094608 | 0 | 0
| Concrete, 40 MPa, in-situ, no reinforcement, (QE407LSPR) (Ecopact) (Holcim) (QLD), Gold Coast | m³ | 295.67 | 0.1232 | 0 | 0
| Concrete, 40 MPa, in-situ, no reinforcement, (R4020A)(GP) (BCG) (WA), (Perth) | m³ | 432.5 | 0.18021 | 0 | 0
| Concrete, 40 MPa, in-situ, no reinforcement, (WE404EQ01)(Ecopact) (Holcim) (WA), (Perth Metro) | m³ | 225.73 | 0.094054 | 0 | 0
| Concrete, 40 MPa, in-situ, no reinforcement, (TR4010E1)(LH) (BCG) (WA), (Perth) | m³ | 243.66 | 0.10153 | 0 | 0
| Concrete, 40 MPa, in-situ, no reinforcement, (Adbri Concrete N Class GP:GL 40 MPa- Winnellie) (Adbri) (NT) | m³ | 403.256 | 0.16802 | 0 | 0
| Concrete, 40 MPa, in-situ, no reinforcement, (VE402EF2) (Ecopact) (Holcim) (VIC) | m³ | 286.46 | 0.11936 | 0 | 0
| Concrete, 40 MPa, in-situ, no reinforcement, (QE402EBF1) (Ecopact) (Holcim) (QLD) (Brisbane) | m³ | 333.34 | 0.13889 | 0 | 0
| Concrete, 40 MPa, in-situ, no reinforcement, (SE401EAV6) (Ecopact) (Holcim) (SA) (Adelaide) | m³ | 294.37 | 0.12265 | 0 | 0
| Concrete, 40 MPa, in-situ, no reinforcement, (CS4020A9)(GP) (BCG) (WA), (Perth) | m³ | 465.94 | 0.19414 | 0 | 0
| Concrete, 40 MPa, in-situ, no reinforcement, (VE401EAP) (Ecopact) (Holcim) (VIC) | m³ | 293.32 | 0.12222 | 0 | 0
| Concrete, 40 MPa, in-situ, no reinforcement, (40MPa 7MM BLOCKMIX) (Adbri) (QLD) | m³ | 292.318 | 0.1218 | 0 | 0
| Concrete, 40 MPa, in-situ, no reinforcement, (CS4020BGS)(B) (BCG) (WA), (Perth) | m³ | 288.28 | 0.12012 | 0 | 0
| Concrete, 40 MPa, in-situ, no reinforcement, (SE401E3) (Ecopact) (Holcim) (SA) (Adelaide) | m³ | 271.31 | 0.11305 | 0 | 0
| Concrete, 40 MPa, in-situ, no reinforcement, (SE402E3) (Ecopact) (Holcim) (SA) (Adelaide) | m³ | 264.31 | 0.11013 | 0 | 0
| Concrete, 40 MPa, in-situ, no reinforcement, (QE402EBR2) (Ecopact) (Holcim) (QLD) (Brisbane) | m³ | 303.2 | 0.12633 | 0 | 0
| Concrete, 40 MPa, in-situ, no reinforcement, (QE402EBR1) (Ecopact) (Holcim) (QLD) (Brisbane) | m³ | 296.19 | 0.12341 | 0 | 0
| Concrete, 40 MPa, in-situ, no reinforcement, (QE402EXT1) (Ecopact) (Holcim) (QLD) (Brisbane) | m³ | 296.19 | 0.12341 | 0 | 0
| Concrete, 40 MPa, in-situ, no reinforcement, (QE402LPN2) (Ecopact) (Holcim) (QLD) (Brisbane) | m³ | 289.18 | 0.12049 | 0 | 0
| Concrete, 40 MPa, in-situ, no reinforcement, (VE402EVR2) (Ecopact) (Holcim) (VIC) | m³ | 247.27 | 0.10303 | 0 | 0
| Concrete, 40 MPa, in-situ, no reinforcement, (Futurecrete® N Class GP/GL:Slag 40 MPa) (Adbri) (VIC) | m³ | 253.19 | 0.1055 | 0 | 0
| Concrete, 40 MPa, in-situ, no reinforcement, (QE401E100)(Ecopact) (Holcim) (QLD) (Sunshine Coast) | m³ | 225.25 | 0.093854 | 0 | 0
| Concrete, 40 MPa, in-situ, no reinforcement, (QE402E)(Ecopact) (Holcim) (QLD) (Sunshine Coast) | m³ | 215.23 | 0.089679 | 0 | 0
| Concrete, 40 MPa, in-situ, no reinforcement, (Futurecrete® Ultra N Class GP/GL:Slag 40 MPa) (Adbri) (VIC) | m³ | 210.19 | 0.087579 | 0 | 0
| Concrete, 40 MPa, in-situ, no reinforcement, (NE401E5)(Ecopact) (Holcim) (NSW), (Sydney) | m³ | 202.17 | 0.084237 | 0 | 0
| Concrete (in-situ), ENVISIA concrete in-situ Melb metro - 40 MPa (Boral) (Australia) | m³ | 282 | 0.1175 | 0 | 0
| Concrete (in-situ), Envirocrete plus concrete in-situ Melb metro - 40 MPa (Boral) (Australia) | m³ | 270 | 0.1125 | 0 | 0
| Concrete (in-situ), Envirocrete concrete in-situ Melb metro - 40 MPa (Boral) (Australia) | m³ | 288 | 0.12 | 0 | 0
| Concrete (in-situ), Envirocrete 40% concrete in-situ Melb metro - 40 MPa (Boral) (Australia) | m³ | 322 | 0.13417 | 0 | 0
| Concrete (in-situ), Envirocrete 30% concrete in-situ Melb metro - 40 MPa (Boral) (Australia) | m³ | 369 | 0.15375 | 0 | 0
| Concrete (in-situ), Normal GP blend concrete in-situ Melb metro - 40 MPa (Boral) (Australia) | m³ | 387 | 0.16125 | 0 | 0
| Concrete (in-situ), Normal GP /FA blend blend concrete in-situ Melb metro - 40 MPa (Boral) (Australia) | m³ | 360 | 0.15 | 0 | 0
| Concrete (in-situ), Normal GP /GGBFS blend blend concrete in-situ Melb metro - 40 MPa (Boral) (Australia) | m³ | 343 | 0.14292 | 0 | 0
| Concrete (in-situ), ENVISIA concrete in-situ Perth metro - 40 MPa (Boral) (Australia) | m³ | 239 | 0.099583 | 0 | 0
| Concrete (in-situ), Envirocrete plus concrete in-situ Perth metro - 40 MPa (Boral) (Australia) | m³ | 258 | 0.1075 | 0 | 0
| Concrete (in-situ), Envirocrete concrete in-situ Perth metro - 40 MPa (Boral) (Australia) | m³ | 272 | 0.11333 | 0 | 0
| Concrete (in-situ), Envirocrete 30% concrete in-situ Perth metro - 40 MPa (Boral) (Australia) | m³ | 272 | 0.11333 | 0 | 0
| Concrete (in-situ), Normal GP blend concrete in-situ Perth metro - 40 MPa (Boral) (Australia) | m³ | 356 | 0.14833 | 0 | 0
| Concrete (in-situ), Normal GP /GGBFS blend blend concrete in-situ Perth metro - 40 MPa (Boral) (Australia) | m³ | 277 | 0.11542 | 0 | 0
| Concrete (in-situ), ENVISIA concrete in-situ QLD metro - 40 MPa (Boral) (Australia) | m³ | 259 | 0.10792 | 0 | 0
| Concrete (in-situ), Envirocrete plus concrete in-situ QLD metro - 40 MPa (Boral) (Australia) | m³ | 256 | 0.10667 | 0 | 0
| Concrete (in-situ), Envirocrete 40% concrete in-situ QLD metro - 40 MPa (Boral) (Australia) | m³ | 280 | 0.11667 | 0 | 0
| Concrete (in-situ), Envirocrete 30% concrete in-situ QLD metro - 40 MPa (Boral) (Australia) | m³ | 335 | 0.13958 | 0 | 0
| Concrete (in-situ), Normal GP blend concrete in-situ QLD metro - 40 MPa (Boral) (Australia) | m³ | 415 | 0.17292 | 0 | 0
| 40 MPa, Normal Class 40MPa - straight cement (Gunlake) (Australia) | m³ | 392.051 | 0.16335 | 0 | 0
| 40 MPa, Normal Class 40MPa (NC4028PCI) - cement and fly-ash (Gunlake) (Australia) | m³ | 318.063 | 0.13253 | 0 | 0
| 40 MPa, Normal Class 40MPa (NC4028PCI) - cement, slag and fly-ash (Gunlake) (Australia) | m³ | 249.0778 | 0.10378 | 0 | 0
| 40 MPa, Special Class 40MPa (ES4022@3AB) - post tensioned mix with cement and fly-ash (Gunlake) (Australia) | m³ | 355.0624 | 0.14794 | 0 | 0
| 40 MPa, Special Class 40MPa(ES4022@4) - post tensioned mix with cement and fly-ash (Gunlake) (Australia) | m³ | 337.061 | 0.14044 | 0 | 0
| 40 MPa, Special Class 40MPa (ES4022@5) - post tensioned mix with cement and fly-ash (Gunlake) (Australia) | m³ | 328.0606 | 0.13669 | 0 | 0
| 40 MPa, Special Class 40MPa (GD402AP2) - green star mix with cement, high slag and fly-ash (Gunlake) (Australia) | m³ | 267.0824 | 0.11128 | 0 | 0
| 40 MPa, Post Tension 40 MPa • 44% Indicative Cement Replacement - Fly Ash/GGBFS (Hymix) (Australia) | m³ | 293 | 0.12208 | 0 | 0
| 40 MPa, Long Line 40 MPa 25% Indicative Cement Replacement, Fly Ash (Hymix) (Australia) | m³ | 276 | 0.115 | 0 | 0
| 40 MPa, Column & Wall 40 MPa 25% Indicative Cement Replacement - Fly Ash (Hymix) (Australia) | m³ | 289 | 0.12042 | 0 | 0
| 40 MPa, Mix A: Precast 40 MPa - 25% Indicative Cement Replacement - Fly Ash (Hymix) (Australia) | m³ | 336 | 0.14 | 0 | 0
| 40 MPa, Post Tension 40 MPa 26% Indicative Cement Replacement — GGBFS (Hymix) (Australia) | m³ | 370 | 0.15417 | 0 | 0
| 40 MPa, Level 2 Podium 40 MPa 27% Indicative Cement Replacement - Fly Ash (Hymix) (Australia) | m³ | 332 | 0.13833 | 0 | 0
| 40 MPa, Basement Slabs (RC) 40 MPa 25% Indicative Cement Replacement - Fly Ash/GGBFS Blend (Hymix) (Australia) | m³ | 324 | 0.135 | 0 | 0
| 40 MPa, Stairs 40 MPa 25% Indicative Cement Replacement - Fly Ash/GGBFS Blend (Hymix) (Australia) | m³ | 331 | 0.13792 | 0 | 0
| 40 MPa, Tower Columns & Wall 40 MPa 25% Indicative Cement Replacement — GGBFS (Hymix) (Australia) | m³ | 343 | 0.14292 | 0 | 0
| 40 MPa, Tower Columns & Wall 40 MPa 50% Indicative Cement Replacement — GGBFS (Hymix) (Australia) | m³ | 282 | 0.1175 | 0 | 0
| 40 MPa, Stairs 40 MPa 50% Indicative Cement Replacement - Fly Ash/GGBFS Blend (Hymix) (Australia) | m³ | 256 | 0.10667 | 0 | 0
| 40 MPa, Basement Slabs (RC) 40 MPa 50% Indicative Cement Replacement - Fly Ash/GGBFS Blend (Hymix) (Australia) | m³ | 254 | 0.10583 | 0 | 0
| 40 MPa, ENVISIA 40 MPa (Boral) (Australia) | m³ | 284 | 0.11833 | 0 | 0
| 40 MPa, ENVIROCRETE PLUS 40 MPa (Boral) (Australia) | m³ | 271 | 0.11292 | 0 | 0
| 40 MPa, ENVIROCRETE 40% 40 MPa (Boral) (Australia) | m³ | 336 | 0.14 | 0 | 0
| 40 MPa, ENVIROCRETE 30% 40 MPa (Boral) (Australia) | m³ | 375 | 0.15625 | 0 | 0
| 40 MPa, ENVIROCRETE 40 MPa (Boral) (Australia) | m³ | 289 | 0.12042 | 0 | 0
| 40 MPa, NORMAL CLASS GP BLEND 40 MPa (Boral) (Australia) | m³ | 384 | 0.16 | 0 | 0
| 40 MPa, NORMAL CLASS GP/FA BLEND 40 MPa (Boral) (Australia) | m³ | 355 | 0.14792 | 0 | 0
| 40 MPa, NORMAL CLASS GP/GGBFS BLEND 40 MPa (Boral) (Australia) | m³ | 341 | 0.14208 | 0 | 0
| 40 MPa, VR400 40 MPa GP/FA (Boral) (Australia) | m³ | 357 | 0.14875 | 0 | 0
| 40 MPa, VR400 40 MPa GP/SLAG (Boral) (Australia) | m³ | 278 | 0.11583 | 0 | 0
| 40 MPa, VR400 40 MPa TREMIE GP/SLAG (Boral) (Australia) | m³ | 280 | 0.11667 | 0 | 0
| 40 MPa, VR400 40 MPa TREMIE/CFA GP/SLAG (Boral) (Australia) | m³ | 323 | 0.13458 | 0 | 0
| 40 MPa, HIGH SLUMP 40 MPa (Boral) (Australia) | m³ | 349 | 0.14542 | 0 | 0
| 40 MPa, TREMIE 40 MPa (Boral) (Australia) | m³ | 318 | 0.1325 | 0 | 0
| 40 MPa, POST TENSIONED 40 MPa 22@3 (Boral) (Australia) | m³ | 407 | 0.16958 | 0 | 0
| 40 MPa, POST TENSIONED 40 MPa 22@4 (Boral) (Australia) | m³ | 392 | 0.16333 | 0 | 0
| 40 MPa, TAS, VR400/40/EXP CL B2 concrete manufactured in our Northern Region (Hazell Bros Concrete Pty Ltd) (Australia) | m³ | 499.8883 | 0.20829 | 0 | 0
| 40 MPa, TAS, VR400/40/EXP CL B2 concrete manufactured in our Southern Region (Hazell Bros Concrete Pty Ltd) (Australia) | m³ | 388.2064 | 0.16175 | 0 | 0
| 40 MPa, NSW, Concrete: AD40PANW, AL40PANW, PE40PANW manufactured at Prestons (Advanced Readymix) (Australia) | m³ | 359.6641 | 0.14986 | 0 | 0
| 40 MPa, NSW, Concrete: AD40PANW, AL40PANW, PE40PANW manufactured at Seven Hills (Advanced Readymix) (Australia) | m³ | 355.5604 | 0.14815 | 0 | 0
| 40 MPa, NSW, Concrete: AD40PANW, AL40PANW, PE40PANW manufactured at Smithfield (Advanced Readymix) (Australia) | m³ | 356.7426 | 0.14864 | 0 | 0
| 40 MPa, NSW, Concrete: S40/10/100 manufactured at Prestons (Advanced Readymix) (Australia) | m³ | 369.6232 | 0.15401 | 0 | 0
| 40 MPa, NSW, Concrete: S40/10/100 manufactured at Smithfield (Advanced Readymix) (Australia) | m³ | 360.9412 | 0.15039 | 0 | 0
| 40 MPa, NSW, Concrete: AD40PAN, AL40PAN, PE40PAN manufactured at Prestons (Advanced Readymix) (Australia) | m³ | 357.6292 | 0.14901 | 0 | 0
| 40 MPa, NSW, Concrete: AD40PAN, AL40PAN, PE40PAN manufactured at Seven Hills (Advanced Readymix) (Australia) | m³ | 353.5241 | 0.1473 | 0 | 0
| 40 MPa, NSW, Concrete: AD40PAN, AL40PAN, PE40PAN manufactured at Smithfield (Advanced Readymix) (Australia) | m³ | 354.7018 | 0.14779 | 0 | 0
| 40 MPa, NSW, Concrete: GS40PAN2P manufactured at Prestons (Advanced Readymix) (Australia) | m³ | 338.8273 | 0.14118 | 0 | 0
| 40 MPa, NSW, Concrete: GS40PAN2P manufactured at Smithfield (Advanced Readymix) (Australia) | m³ | 335.9078 | 0.13996 | 0 | 0
| 40 MPa, NSW, Concrete: GS40PAN2P manufactured at Seven Hills (Advanced Readymix) (Australia) | m³ | 334.1704 | 0.13924 | 0 | 0
| 40 MPa, NSW, Concrete: S40/20/80LS manufactured at Prestons (Advanced Readymix) (Australia) | m³ | 309.8695 | 0.12911 | 0 | 0
| 40 MPa, NSW, Concrete: S40 650BF manufactured at Prestons (Advanced Readymix) (Australia) | m³ | 328.2042 | 0.13675 | 0 | 0
| 40 MPa, NSW, Concrete: S40 650BF manufactured at Smithfield (Advanced Readymix) (Australia) | m³ | 320.863 | 0.13369 | 0 | 0
| 40 MPa, NSW, Concrete: S40/20/80LS manufactured at Smithfield (Advanced Readymix) (Australia) | m³ | 284.2368 | 0.11843 | 0 | 0
| 40 MPa, NSW, Concrete: N40/20/100G3 manufactured at Prestons (Advanced Readymix) (Australia) | m³ | 239.8175 | 0.099924 | 0 | 0
| 40 MPa, NSW, Concrete: NS40/20/100 manufactured at Prestons (Advanced Readymix) (Australia) | m³ | 219.2987 | 0.091374 | 0 | 0
| 40 MPa, NSW, Concrete: N40/20/100G3 manufactured at Smithfield (Advanced Readymix) (Australia) | m³ | 222.7079 | 0.092795 | 0 | 0
| 40 MPa, NSW, Concrete: NS40/20/100 manufactured at Smithfield (Advanced Readymix) (Australia) | m³ | 214.2432 | 0.089268 | 0 | 0
| 40 MPa, NSW, Concrete: NS40/20/80 manufactured at Prestons (Advanced Readymix) (Australia) | m³ | 218.6844 | 0.091118 | 0 | 0
| 40 MPa, NSW, Concrete: N40/20/80 manufactured at Prestons (Advanced Readymix) (Australia) | m³ | 219.3245 | 0.091385 | 0 | 0
| 40 MPa, NSW, Concrete: NS40/20/80 manufactured at Smithfield (Advanced Readymix) (Australia) | m³ | 213.6277 | 0.089012 | 0 | 0
| 40 MPa, NSW, Concrete: N40/20/80 manufactured at Smithfield (Advanced Readymix) (Australia) | m³ | 211.4521 | 0.088105 | 0 | 0
| 40 MPa, NSW, Pre-mix concrete TR4020 (Western Suburbs Concrete) (Australia) | m³ | 294.7809 | 0.12283 | 0 | 0
| 40 MPa, NSW, Concrete: S40/20/CLR manufactured at Prestons (Advanced Readymix) (Australia) | m³ | 247.1309 | 0.10297 | 0 | 0
| 40 MPa, TAS, S40/20 PANEL MIX concrete manufactured in our Southern Region (Hazell Bros Concrete Pty Ltd) (Australia) | m³ | 315.0705 | 0.13128 | 0 | 0
| 40 MPa, NSW, Concrete: S40/20/CLR manufactured at Smithfield (Advanced Readymix) (Australia) | m³ | 225.8857 | 0.094119 | 0 | 0
| 40 MPa, NSW, Pre-mix concrete CFA4010 (Western Suburbs Concrete) (Australia) | m³ | 270.6817 | 0.11278 | 0 | 0
| 40 MPa, TAS, N40/20N concrete manufactured in our Southern Region (Hazell Bros Concrete Pty Ltd) (Australia) | m³ | 310.2118 | 0.12925 | 0 | 0
| 40 MPa, TAS, N40/20N/SCM concrete manufactured in our Southern Region (Hazell Bros Concrete Pty Ltd) (Australia) | m³ | 238.2459 | 0.099269 | 0 | 0
| 40 MPa, NSW, Pre-mix concrete WN4020 (Western Suburbs Concrete) (Australia) | m³ | 298.3046 | 0.12429 | 0 | 0
| 40 MPa, TAS, S40/20/W/HES PANEL concrete manufactured in our Northern Region (Hazell Bros Concrete Pty Ltd) (Australia) | m³ | 325.1845 | 0.13549 | 0 | 0
| 40 MPa, NSW, Pre-mix concrete GS4020-1 (Western Suburbs Concrete) (Australia) | m³ | 284.8795 | 0.1187 | 0 | 0
| 40 MPa, TAS, N40/20N concrete manufactured in our Northern Region (Hazell Bros Concrete Pty Ltd) (Australia) | m³ | 301.4366 | 0.1256 | 0 | 0
| 40 MPa, NSW, Pre-mix concrete GS4020-2 (Western Suburbs Concrete) (Australia) | m³ | 247.9807 | 0.10333 | 0 | 0
| 40 MPa, NSW, Pre-mix concrete WGS4020-1 (Western Suburbs Concrete) (Australia) | m³ | 274.1441 | 0.11423 | 0 | 0
| 40 MPa, NSW, Pre-mix concrete WGS4020-2 (Western Suburbs Concrete) (Australia) | m³ | 258.7419 | 0.10781 | 0 | 0
| 40 MPa, NSW, Pre-mix concrete S40AZZINCH (Western Suburbs Concrete) (Australia) | m³ | 336.3901 | 0.14016 | 0 | 0
| 40 MPa, NSW, Pre-mix concrete S40IN (Western Suburbs Concrete) (Australia) | m³ | 336.3901 | 0.14016 | 0 | 0
| 40 MPa, NSW, Pre-mix concrete S40ADDIN (Western Suburbs Concrete) (Australia) | m³ | 333.0872 | 0.13879 | 0 | 0
| 40 MPa, NSW, Pre-mix concrete S40RCIN (Western Suburbs Concrete) (Australia) | m³ | 332.938 | 0.13872 | 0 | 0
| 40 MPa, TAS, N40/20N/SCM concrete manufactured in our Northern Region (Hazell Bros Concrete Pty Ltd) (Australia) | m³ | 235.1395 | 0.097975 | 0 | 0
| 40 MPa, NSW, Concrete: NS40/20/100 manufactured at Seven Hills (Advanced Readymix) (Australia) | m³ | 245.8931 | 0.10246 | 0 | 0
| 40 MPa, NSW, Concrete: N40/20/100G3 manufactured at Seven Hills (Advanced Readymix) (Australia) | m³ | 255.9102 | 0.10663 | 0 | 0
| 40 MPa, NSW, Concrete: NS40/20/80 manufactured at Seven Hills (Advanced Readymix) (Australia) | m³ | 245.2792 | 0.1022 | 0 | 0
| 40 MPa, NSW, Concrete: N40/20/80 manufactured at Seven Hills (Advanced Readymix) (Australia) | m³ | 242.7229 | 0.10113 | 0 | 0
| 40 MPa, NSW, Concrete: S40/10/100 manufactured at Seven Hills (Advanced Readymix) (Australia) | m³ | 427.6599 | 0.17819 | 0 | 0
| 40 MPa, NSW, Concrete: S40 650BF manufactured at Seven Hills (Advanced Readymix) (Australia) | m³ | 379.5207 | 0.15813 | 0 | 0
| 40 MPa, NSW, Concrete: S40/20/80LS manufactured at Seven Hills (Advanced Readymix) (Australia) | m³ | 335.2072 | 0.13967 | 0 | 0
| 40 MPa, NSW, Concrete: S40/20/CLR manufactured at Seven Hills (Advanced Readymix) (Australia) | m³ | 260.8098 | 0.10867 | 0 | 0
| Concrete (in-situ), TfNSW B80 Cast-in-place piles 40MPa B2 Exposure (Heidelberg Materials Australia Pty Ltd) (Australia) | m³ | 248.0871 | 0.10327 | 0 | 0
| Concrete (in-situ), GS LCHP20HE40 40 MPa (LCHP20HE40) (Elvin Group (ACT) Pty Ltd) (Australia) | m³ | 315.2229 | 0.13471 | 0 | 0
| Concrete (in-situ), QLD - Sunshine Coast - ECOPact - QE401EPU2 (Holcim (Australia) Pty Ltd) (Australia) | m³ | 215.8972 | 0.089957 | 0 | 0
| Concrete (in-situ), WA - Southwest - ECOPact - WE402E1 (Holcim (Australia) Pty Ltd) (Australia) | m³ | 283.0032 | 0.11792 | 0 | 0
| Concrete (in-situ), VIC – Melbourne Metro – ECOPact – VE402EMVW (Holcim (Australia) Pty Ltd) (Australia) | m³ | 133.5767 | 0.055657 | 0 | 0
| Concrete (in-situ), VIC - Melbourne Metro - ECOPact- VE402EMWC (Holcim (Australia) Pty Ltd) (Australia) | m³ | 133.5767 | 0.055657 | 0 | 0
| Concrete (in-situ), VIC - Melbourne Metro - ECOPact- VE402EM5 (Holcim (Australia) Pty Ltd) (Australia) | m³ | 134.8065 | 0.056169 | 0 | 0
| Concrete (in-situ), VIC – Melbourne Metro – ECOPact – VE402EAM2 (Holcim (Australia) Pty Ltd) (Australia) | m³ | 137.805 | 0.057419 | 0 | 0
| Concrete (in-situ), GS LCHP25HE40 40 MPa (LCHP25HE40) (Elvin Group (ACT) Pty Ltd) (Australia) | m³ | 145.0804 | 0.062 | 0 | 0
| Concrete (in-situ), SA - ADLC - ECOPact Mixes- SE402DWCH (Holcim (Australia) Pty Ltd) (Australia) | m³ | 151.768 | 0.063237 | 0 | 0
| Concrete (in-situ), SA - ADLC - ECOPact Mixes- SE402DWH4 (Holcim (Australia) Pty Ltd) (Australia) | m³ | 151.768 | 0.063237 | 0 | 0
| Concrete (in-situ), QLD – North Queensland – ECOPact – QE402EPT (Holcim (Australia) Pty Ltd) (Australia) | m³ | 157.0516 | 0.065438 | 0 | 0
| Concrete (in-situ), Climate Active – QLD - Brisbane (City) - QZ401E200 (Holcim (Australia) Pty Ltd) (Australia) | m³ | 158.491 | 0.066038 | 0 | 0
| Concrete (in-situ), Climate Active – QLD - Darra - QZ402PT1 (Holcim (Australia) Pty Ltd) (Australia) | m³ | 159.496 | 0.066457 | 0 | 0
| Concrete (in-situ), VIC – Melbourne Metro – ECOPact – VE401VWCH (Holcim (Australia) Pty Ltd) (Australia) | m³ | 162.7114 | 0.067796 | 0 | 0
| Concrete (in-situ), VIC - Melbourne Metro - ECOPact- VE402ESW7 (Holcim (Australia) Pty Ltd) (Australia) | m³ | 162.7126 | 0.067797 | 0 | 0
| Concrete (in-situ), VIC – Melbourne Metro – ECOPact – VE402VWCH (Holcim (Australia) Pty Ltd) (Australia) | m³ | 165.7911 | 0.06908 | 0 | 0
| Concrete (in-situ), Climate Active – QLD - Brisbane (City) - QZ401EL21 (Holcim (Australia) Pty Ltd) (Australia) | m³ | 165.529 | 0.06897 | 0 | 0
| Concrete (in-situ), QLD - Tweed - Climate Active - QZ402LMO1 (Holcim (Australia) Pty Ltd) (Australia) | m³ | 164.484 | 0.068535 | 0 | 0
| Concrete (in-situ), Climate Active – NSW - Forster - NN402F (Holcim (Australia) Pty Ltd) (Australia) | m³ | 168.0547 | 0.070023 | 0 | 0
| Concrete (in-situ), VIC - Melbourne Metro - ECOPact- VE402VWH4 (Holcim (Australia) Pty Ltd) (Australia) | m³ | 169.7926 | 0.070747 | 0 | 0
| Concrete (in-situ), GS SLCT70S40 (40 MPa) (SLCT70S40) (Elvin Group (ACT) Pty Ltd) (Australia) | m³ | 174.1263 | 0.074096 | 0 | 0
| Concrete (in-situ), Premix Concrete - 40MPA Pad (Piave Premix Concrete Pty Ltd) (Australia) | m³ | 177 | 0.075933 | 0 | 0
| Concrete (in-situ), SA – Adelaide Metro – ECOPact – SE402EWH3 (Holcim (Australia) Pty Ltd) (Australia) | m³ | 177.948 | 0.074145 | 0 | 0
| Concrete (in-situ), GE401UX46 (Heidelberg Materials Australia Pty Ltd) (Australia) | m³ | 181.1117 | 0.077438 | 0 | 0
| Concrete (in-situ), Climate Active – QLD - Brisbane (City) - QZ402PT2 (Holcim (Australia) Pty Ltd) (Australia) | m³ | 180.524 | 0.075218 | 0 | 0
| Concrete (in-situ), Premix Concrete - 40MPA Tremie SP (Piave Premix Concrete Pty Ltd) (Australia) | m³ | 182 | 0.078381 | 0 | 0
| Concrete (in-situ), NSW – Far North Coast – ECOPact – NE4022A41 (Holcim (Australia) Pty Ltd) (Australia) | m³ | 183.2089 | 0.076337 | 0 | 0
| Concrete (in-situ), WA – Perth Metro – ECOPact – WE404TP03 (Holcim (Australia) Pty Ltd) (Australia) | m³ | 183.537 | 0.076474 | 0 | 0
| Concrete (in-situ), VIC – Melbourne Metro – ECOPact – VE402E2 (Holcim (Australia) Pty Ltd) (Australia) | m³ | 187.1158 | 0.077965 | 0 | 0
| Concrete (in-situ), VIC - Melbourne Metro - ECOPact- VE402A25W (Holcim (Australia) Pty Ltd) (Australia) | m³ | 191.8032 | 0.079918 | 0 | 0
| Concrete (in-situ), VIC - Melbourne Metro - ECOPact- VE401EVBW (Holcim (Australia) Pty Ltd) (Australia) | m³ | 191.7193 | 0.079883 | 0 | 0
| Concrete (in-situ), NSW - Sydney - ECOPact - NE401EBMX (Holcim (Australia) Pty Ltd) (Australia) | m³ | 192.1749 | 0.080073 | 0 | 0
| Concrete (in-situ), QLD - Tweed - Climate Active - QZ401EL21 (Holcim (Australia) Pty Ltd) (Australia) | m³ | 193.556 | 0.080648 | 0 | 0
| Concrete (in-situ), SA - ADLC - ECOPact Mixes- SE402ESWC (Holcim (Australia) Pty Ltd) (Australia) | m³ | 194.031 | 0.080846 | 0 | 0
| Concrete (in-situ), SA - ADLC - ECOPact Mixes- SE402E60U (Holcim (Australia) Pty Ltd) (Australia) | m³ | 196.129 | 0.08172 | 0 | 0
| Concrete (in-situ), GE401VC95 2 (Heidelberg Materials Australia Pty Ltd) (Australia) | m³ | 197.0854 | 0.082119 | 0 | 0
| Concrete (in-situ), QLD - Sunshine Coast - ECOPact - QE402L100 (Holcim (Australia) Pty Ltd) (Australia) | m³ | 197.6319 | 0.082347 | 0 | 0
| Concrete (in-situ), QLD – Sunshine Coast – ECOPact – QE402E (Holcim (Australia) Pty Ltd) (Australia) | m³ | 197.0147 | 0.082089 | 0 | 0
| Concrete (in-situ), Climate Active – VIC - Epping - VZ402E (Holcim (Australia) Pty Ltd) (Australia) | m³ | 197.6319 | 0.082347 | 0 | 0
| Concrete (in-situ), Climate Active – VIC - Footscray - VZ402E (Holcim (Australia) Pty Ltd) (Australia) | m³ | 197.6439 | 0.082352 | 0 | 0
| Concrete (in-situ), AR4014 pre-mixed concrete (Aurora Construction Materials Epping Pty. Ltd.) (Australia) | m³ | 198.0117 | 0.08628 | 0 | 0
| Concrete (in-situ), AR4020 pre-mixed concrete (Aurora Construction Materials Epping Pty. Ltd.) (Australia) | m³ | 198.0117 | 0.08628 | 0 | 0
| Concrete (in-situ), Climate Active – VIC - Footscray - VZ402E5 (Holcim (Australia) Pty Ltd) (Australia) | m³ | 197.6734 | 0.082364 | 0 | 0
| Concrete (in-situ), SA – Adelaide Metro – ECOPact – SE402E (Holcim (Australia) Pty Ltd) (Australia) | m³ | 198.135 | 0.082556 | 0 | 0
| Concrete (in-situ), SA - ADLC - ECOPact Mixes- SE402E2 (Holcim (Australia) Pty Ltd) (Australia) | m³ | 198.13 | 0.082554 | 0 | 0
| Concrete (in-situ), NSW – Sydney – ECOPact – NE402ELS1 (Holcim (Australia) Pty Ltd) (Australia) | m³ | 198.1769 | 0.082574 | 0 | 0
| Concrete (in-situ), QLD – Sunshine Coast – ECOPact – QE401E100 (Holcim (Australia) Pty Ltd) (Australia) | m³ | 198.023 | 0.08251 | 0 | 0
| Concrete (in-situ), QLD - Tweed - Climate Active - QZ402E (Holcim (Australia) Pty Ltd) (Australia) | m³ | 198.0129 | 0.082505 | 0 | 0
| Concrete (in-situ), QLD - Burleigh - Climate Active - QZ402E (Holcim (Australia) Pty Ltd) (Australia) | m³ | 198.023 | 0.08251 | 0 | 0
| Concrete (in-situ), SA - ADLC - ECOPact Mixes- SE402E3 (Holcim (Australia) Pty Ltd) (Australia) | m³ | 198.124 | 0.082552 | 0 | 0
| Concrete (in-situ), QLD - Sunshine Coast - ECOPact - QE401E (Holcim (Australia) Pty Ltd) (Australia) | m³ | 199.0047 | 0.082919 | 0 | 0
| Concrete (in-situ), VIC – Melbourne Metro – ECOPact – VE402EVR5 (Holcim (Australia) Pty Ltd) (Australia) | m³ | 200.702 | 0.083626 | 0 | 0
| Concrete (in-situ), SA - ADLC - ECOPact Mixes- SE401E3 (Holcim (Australia) Pty Ltd) (Australia) | m³ | 201.128 | 0.083803 | 0 | 0
| Concrete (in-situ), SA – Adelaide Metro – ECOPact – SE401E2 (Holcim (Australia) Pty Ltd) (Australia) | m³ | 201.131 | 0.083805 | 0 | 0
| Concrete (in-situ), QLD - Sunshine Coast - ECOPact - QE402E100 (Holcim (Australia) Pty Ltd) (Australia) | m³ | 201.0099 | 0.083754 | 0 | 0
| Concrete (in-situ), NSW - Taree (Blackhead) - Climate Active - NP4007FKC (Holcim (Australia) Pty Ltd) (Australia) | m³ | 201.0604 | 0.083775 | 0 | 0
| Concrete (in-situ), VIC - Melbourne Metro - ECOPact- VE402E5 (Holcim (Australia) Pty Ltd) (Australia) | m³ | 200.7289 | 0.083637 | 0 | 0
| Concrete (in-situ), VIC – Melbourne Metro – ECOPact – VZ402E5 (Holcim (Australia) Pty Ltd) (Australia) | m³ | 200.7289 | 0.083637 | 0 | 0
| Concrete (in-situ), VIC - Melbourne Metro - ECOPact- VE401EVR2 (Holcim (Australia) Pty Ltd) (Australia) | m³ | 200.6731 | 0.083614 | 0 | 0
| Concrete (in-situ), SA - ADLC - ECOPact Mixes- SE401E (Holcim (Australia) Pty Ltd) (Australia) | m³ | 201.138 | 0.083808 | 0 | 0
| Concrete (in-situ), QLD - Southport - Climate Active - QZ402EEZY (Holcim (Australia) Pty Ltd) (Australia) | m³ | 202.0062 | 0.084169 | 0 | 0
| Concrete (in-situ), QLD - Tweed - Climate Active - QZ402E100 (Holcim (Australia) Pty Ltd) (Australia) | m³ | 202.0102 | 0.084171 | 0 | 0
| Concrete (in-situ), Climate Active – QLD - Burleigh - QZ402E100 (Holcim (Australia) Pty Ltd) (Australia) | m³ | 202.0232 | 0.084176 | 0 | 0
| Concrete (in-situ), VIC – Melbourne Metro – ECOPact – VE402ESW (Holcim (Australia) Pty Ltd) (Australia) | m³ | 201.7254 | 0.084052 | 0 | 0
| Concrete (in-situ), Climate Active – QLD - Tweed - QZ402EEZY (Holcim (Australia) Pty Ltd) (Australia) | m³ | 201.9971 | 0.084165 | 0 | 0
| Concrete (in-situ), VIC – Melbourne Metro – ECOPact – VE401E (Holcim (Australia) Pty Ltd) (Australia) | m³ | 203.68 | 0.084867 | 0 | 0
| Concrete (in-situ), VIC - Melbourne Metro - ECOPact- VE402ESWC (Holcim (Australia) Pty Ltd) (Australia) | m³ | 202.7929 | 0.084497 | 0 | 0
| Concrete (in-situ), VIC - Melbourne Metro - ECOPact- VE402ESW (Holcim (Australia) Pty Ltd) (Australia) | m³ | 202.7929 | 0.084497 | 0 | 0
| Concrete (in-situ), VIC – Melbourne Metro – ECOPact – BE401E (Holcim (Australia) Pty Ltd) (Australia) | m³ | 203.68 | 0.084867 | 0 | 0
| Concrete (in-situ), VIC – North East Link Project – Spark – VS404NESW (Holcim (Australia) Pty Ltd) (Australia) | m³ | 202.7054 | 0.084461 | 0 | 0
| Concrete (in-situ), SA - ADLC - ECOPact Mixes- SE402EF45 (Holcim (Australia) Pty Ltd) (Australia) | m³ | 202.151 | 0.08423 | 0 | 0
| Concrete (in-situ), VIC – Melbourne Metro – ECOPact – VE402A255 (Holcim (Australia) Pty Ltd) (Australia) | m³ | 203.7523 | 0.084897 | 0 | 0
| Concrete (in-situ), VIC – Melbourne Metro – ECOPact – VE402A252 (Holcim (Australia) Pty Ltd) (Australia) | m³ | 203.7144 | 0.084881 | 0 | 0
| Concrete (in-situ), GS LCT60G40 40 MPa (LCT60G40) (Elvin Group (ACT) Pty Ltd) (Australia) | m³ | 205.199 | 0.086218 | 0 | 0
| Concrete (in-situ), Premix Concrete - 40MPA CFA (Piave Premix Concrete Pty Ltd) (Australia) | m³ | 205 | 0.088553 | 0 | 0
| Concrete (in-situ), VIC - Keilor - Climate Active - VZ402E (Holcim (Australia) Pty Ltd) (Australia) | m³ | 204.6493 | 0.085271 | 0 | 0
| Concrete (in-situ), WA – Perth Metro – ECOPact – WE402EC03 (Holcim (Australia) Pty Ltd) (Australia) | m³ | 204.637 | 0.085265 | 0 | 0
| Concrete (in-situ), QLD – Sunshine Coast – ECOPact – QE401EL21 (Holcim (Australia) Pty Ltd) (Australia) | m³ | 205.9291 | 0.085804 | 0 | 0
| Concrete (in-situ), QLD - Sunshine Coast - ECOPact - QE401EL22 (Holcim (Australia) Pty Ltd) (Australia) | m³ | 205.9272 | 0.085803 | 0 | 0
| Concrete (in-situ), VIC - Melbourne Metro - ECOPact- VE401E5 (Holcim (Australia) Pty Ltd) (Australia) | m³ | 205.7123 | 0.085713 | 0 | 0
| Concrete (in-situ), WA – Perth – Main Roads WA – WE404TP03 (Holcim (Australia) Pty Ltd) (Australia) | m³ | 205.6109 | 0.085671 | 0 | 0
| Concrete (in-situ), WA - Perth Metropolitan - ECOPact - WE404EQ01 (Holcim (Australia) Pty Ltd) (Australia) | m³ | 205.64 | 0.085683 | 0 | 0
| Concrete (in-situ), VIC – Melbourne Metro – ECOPact – VE402EVR2 (Holcim (Australia) Pty Ltd) (Australia) | m³ | 206.6582 | 0.086108 | 0 | 0
| Concrete (in-situ), Climate Active – QLD - Southport - QZ401E200 (Holcim (Australia) Pty Ltd) (Australia) | m³ | 206.9764 | 0.08624 | 0 | 0
| Concrete (in-situ), Climate Active – QLD - Burleigh - QZ401E200 (Holcim (Australia) Pty Ltd) (Australia) | m³ | 206.9764 | 0.08624 | 0 | 0
| Concrete (in-situ), VIC - Melbourne Metro - ECOPact - BE402EV2 (Holcim (Australia) Pty Ltd) (Australia) | m³ | 206.6582 | 0.086108 | 0 | 0
| Concrete (in-situ), GS LCHP60HPX40 40 MPa (LCHP60HPX40) (Elvin Group (ACT) Pty Ltd) (Australia) | m³ | 207.1977 | 0.089309 | 0 | 0
| Concrete (in-situ), QLD - Sunshine Coast - ECOPact - QE401EEZY (Holcim (Australia) Pty Ltd) (Australia) | m³ | 208.0353 | 0.086681 | 0 | 0
| Concrete (in-situ), Climate Active – QLD - Murarrie - QZ402E100 (Holcim (Australia) Pty Ltd) (Australia) | m³ | 208.0353 | 0.086681 | 0 | 0
| Concrete (in-situ), QLD - Darra - Climate Active - QZ402E100 (Holcim (Australia) Pty Ltd) (Australia) | m³ | 209.0353 | 0.087098 | 0 | 0
| Concrete (in-situ), NSW – Sydney – ECOPact – NE402E5 (Holcim (Australia) Pty Ltd) (Australia) | m³ | 209.1775 | 0.087157 | 0 | 0
| Concrete (in-situ), SA – Adelaide Metro – ECOPact – SE402APT2 (Holcim (Australia) Pty Ltd) (Australia) | m³ | 210.376 | 0.087657 | 0 | 0
| Concrete (in-situ), GS SLCT60S40 40 MPa (SLCT60S40) (Elvin Group (ACT) Pty Ltd) (Australia) | m³ | 211.1857 | 0.089485 | 0 | 0
| Concrete (in-situ), Premix Concrete - 40MPa MIX SUPER (Piave Premix Concrete Pty Ltd) (Australia) | m³ | 213 | 0.087908 | 0 | 0
| Concrete (in-situ), QLD - North Queensland - ECOPact - QE402E (Holcim (Australia) Pty Ltd) (Australia) | m³ | 212.909 | 0.088712 | 0 | 0
| Concrete (in-situ), Climate Active – QLD - Burleigh - QZ401EL21 (Holcim (Australia) Pty Ltd) (Australia) | m³ | 212.9207 | 0.088717 | 0 | 0
| Concrete (in-situ), QLD - North Queensland - ECOPact - QE402E1 (Holcim (Australia) Pty Ltd) (Australia) | m³ | 212.9101 | 0.088713 | 0 | 0
| Concrete (in-situ), AR4020 pre-mixed concrete (Aurora Construction Materials Epping Pty Ltd) (Australia) | m³ | 214.0117 | 0.093251 | 0 | 0
| Concrete (in-situ), Climate Active – QLD - Brisbane (City) - QZ402EEZY (Holcim (Australia) Pty Ltd) (Australia) | m³ | 214.0759 | 0.089198 | 0 | 0
| Concrete (in-situ), WA - Mid West - ECOPact- WE402TP01 (Holcim (Australia) Pty Ltd) (Australia) | m³ | 214.644 | 0.089435 | 0 | 0
| Concrete (in-situ), Enrich-50 Normal-Class 40 MPa (Heidelberg Materials Australia Pty Ltd) (Australia) | m³ | 215.1031 | 0.08836 | 0 | 0
| Concrete (in-situ), HYLO-50 Normal-Class 40 MPa (Hymix Australia Pty Ltd) (Australia) | m³ | 215.1031 | 0.08836 | 0 | 0
| Concrete (in-situ), WA - Southwest - ECOPact - WE404TP03 (Holcim (Australia) Pty Ltd) (Australia) | m³ | 214.6596 | 0.089441 | 0 | 0
| Concrete (in-situ), QLD - North Queensland - ECOPact - QE401E (Holcim (Australia) Pty Ltd) (Australia) | m³ | 215.8992 | 0.089958 | 0 | 0
| Concrete (in-situ), QLD - North Queensland - ECOPact - QE402EMR1 (Holcim (Australia) Pty Ltd) (Australia) | m³ | 215.9094 | 0.089962 | 0 | 0
| Concrete (in-situ), VIC – Melbourne Metro – ECOPact – VE404E (Holcim (Australia) Pty Ltd) (Australia) | m³ | 215.6848 | 0.089869 | 0 | 0
| Concrete (in-situ), QLD - North Queensland - ECOPact - QE401E1 (Holcim (Australia) Pty Ltd) (Australia) | m³ | 215.8993 | 0.089958 | 0 | 0
| Concrete (in-situ), VIC – Melbourne Metro – ECOPact – BZ402E (Holcim (Australia) Pty Ltd) (Australia) | m³ | 215.6848 | 0.089869 | 0 | 0
| Concrete (in-situ), WA – Perth – Main Roads WA – WE404TC02 (Holcim (Australia) Pty Ltd) (Australia) | m³ | 215.6657 | 0.089861 | 0 | 0
| Concrete (in-situ), QLD - North Queensland - ECOPact - QE402EFB1 + NO FIB (Holcim (Australia) Pty Ltd) (Australia) | m³ | 215.8954 | 0.089956 | 0 | 0
| Concrete (in-situ), Piling 40 MPa HYLO-50 (Hymix Australia Pty Ltd) (Australia) | m³ | 217.0979 | 0.090371 | 0 | 0
| Concrete (in-situ), QLD - North Queensland - ECOPact - QE401EMR1 (Holcim (Australia) Pty Ltd) (Australia) | m³ | 216.9005 | 0.090375 | 0 | 0
| Concrete (in-situ), Climate Active – QLD - Darra - QZ401E100 (Holcim (Australia) Pty Ltd) (Australia) | m³ | 216.9969 | 0.090415 | 0 | 0
| Concrete (in-situ), VIC - Melbourne Metro - ECOPact- VE402EF2 (Holcim (Australia) Pty Ltd) (Australia) | m³ | 217.6672 | 0.090695 | 0 | 0
| Concrete (in-situ), VIC - Melbourne Metro - ECOPact- VE404EWC (Holcim (Australia) Pty Ltd) (Australia) | m³ | 217.6672 | 0.090695 | 0 | 0
| Concrete (in-situ), WA – Perth – Main Roads WA – WE402LD17 (Holcim (Australia) Pty Ltd) (Australia) | m³ | 216.6653 | 0.090277 | 0 | 0
| Concrete (in-situ), WA - Perth - Main Roads WA - WE404LD18 (Holcim (Australia) Pty Ltd) (Australia) | m³ | 216.6657 | 0.090277 | 0 | 0
| Concrete (in-situ), SA – Adelaide Metro – ECOPact – SE402E56 (Holcim (Australia) Pty Ltd) (Australia) | m³ | 218.29 | 0.090954 | 0 | 0
| Concrete (in-situ), Climate Active – QLD - Darra - QZ401E200 (Holcim (Australia) Pty Ltd) (Australia) | m³ | 218.9751 | 0.09124 | 0 | 0
| Concrete (in-situ), VIC - Melbourne Metro - ECOPact- VE402FPT (Holcim (Australia) Pty Ltd) (Australia) | m³ | 218.5726 | 0.091072 | 0 | 0
| Concrete (in-situ), SA – Adelaide Metro – ECOPact – SE402A342 (Holcim (Australia) Pty Ltd) (Australia) | m³ | 219.224 | 0.091343 | 0 | 0
| Concrete (in-situ), Premix Concrete - 40MPA 14mm (Piave Premix Concrete Pty Ltd) (Australia) | m³ | 220 | 0.093181 | 0 | 0
| Concrete (in-situ), VIC - Melbourne Metro - ECOPact- VE402APT2 (Holcim (Australia) Pty Ltd) (Australia) | m³ | 220.7061 | 0.091961 | 0 | 0
| Concrete (in-situ), QLD - North Queensland - ECOPact - QE402ETM (Holcim (Australia) Pty Ltd) (Australia) | m³ | 219.8596 | 0.091608 | 0 | 0
| Concrete (in-situ), VIC – Melbourne Metro – ECOPact – VE402EPT2 (Holcim (Australia) Pty Ltd) (Australia) | m³ | 220.7061 | 0.091961 | 0 | 0
| Concrete (in-situ), VIC – Melbourne Metro – ECOPact – VE402EPT3 (Holcim (Australia) Pty Ltd) (Australia) | m³ | 220.7094 | 0.091962 | 0 | 0
| Concrete (in-situ), VIC - Melbourne Metro - ECOPact- VE402APT3 (Holcim (Australia) Pty Ltd) (Australia) | m³ | 220.7094 | 0.091962 | 0 | 0
| Concrete (in-situ), VIC – Melbourne Metro – ECOPact – VE401EWL (Holcim (Australia) Pty Ltd) (Australia) | m³ | 219.8393 | 0.0916 | 0 | 0
| Concrete (in-situ), SA - ADLC - ECOPact Mixes- SE402A542 (Holcim (Australia) Pty Ltd) (Australia) | m³ | 220.222 | 0.091759 | 0 | 0
| Concrete (in-situ), VIC – Melbourne Metro – ECOPact – VE402APT1 (Holcim (Australia) Pty Ltd) (Australia) | m³ | 219.6929 | 0.091539 | 0 | 0
| Concrete (in-situ), SA – Adelaide Metro – ECOPact – SE401A542 (Holcim (Australia) Pty Ltd) (Australia) | m³ | 220.222 | 0.091759 | 0 | 0
| Concrete (in-situ), AE4014 pre-mixed concrete (Aurora Construction Materials Epping Pty. Ltd.) (Australia) | m³ | 222.0161 | 0.096908 | 0 | 0
| Concrete (in-situ), AE4020 pre-mixed concrete (Aurora Construction Materials Epping Pty. Ltd.) (Australia) | m³ | 222.0161 | 0.096908 | 0 | 0
| Concrete (in-situ), QLD - Sunshine Coast - ECOPact - QE402EEZY (Holcim (Australia) Pty Ltd) (Australia) | m³ | 222.9223 | 0.092884 | 0 | 0
| Concrete (in-situ), QLD - Burleigh - Climate Active - QZ407EBMX (Holcim (Australia) Pty Ltd) (Australia) | m³ | 222.9223 | 0.092884 | 0 | 0
| Concrete (in-situ), TfNSW B80 Cast-in-place piles 40MPa B2 Exposure (Hymix Australia Pty Ltd) (Australia) | m³ | 224.0521 | 0.093266 | 0 | 0
| Concrete (in-situ), QLD – Sunshine Coast – ECOPact – QE401EBMX (Holcim (Australia) Pty Ltd) (Australia) | m³ | 223.8958 | 0.09329 | 0 | 0
| Concrete (in-situ), VIC - Melbourne Metro - ECOPact- VZ402EF2 (Holcim (Australia) Pty Ltd) (Australia) | m³ | 223.616 | 0.093173 | 0 | 0
| Concrete (in-situ), Premix Concrete - 40MPa Line Pump (Piave Premix Concrete Pty Ltd) (Australia) | m³ | 225 | 0.094897 | 0 | 0
| Concrete (in-situ), SA - ADLC - ECOPact Mixes- SE401FSPF + NO Fibres (Holcim (Australia) Pty Ltd) (Australia) | m³ | 225.182 | 0.093826 | 0 | 0
| Concrete (in-situ), TfNSW B80 Insitu 40MPa B2 Exposure (Heidelberg Materials Australia Pty Ltd) (Australia) | m³ | 227.092 | 0.094429 | 0 | 0
| Concrete (in-situ), TfNSW B80 Insitu 40MPa B2 Exposure (Hymix Australia Pty Ltd) (Australia) | m³ | 227.092 | 0.094429 | 0 | 0
| Concrete (in-situ), SA - ADLC - ECOPact Mixes- SE402A700 (Holcim (Australia) Pty Ltd) (Australia) | m³ | 227.264 | 0.094693 | 0 | 0
| Concrete (in-situ), VIC - Melbourne Metro - ECOPact- VZ404EAV (Holcim (Australia) Pty Ltd) (Australia) | m³ | 229.6832 | 0.095701 | 0 | 0
| Concrete (in-situ), QLD - Burleigh - Climate Active - QZ402EEZY (Holcim (Australia) Pty Ltd) (Australia) | m³ | 229.612 | 0.095672 | 0 | 0
| Concrete (in-situ), VIC - Melbourne Metro - ECOPact- VE402EAV (Holcim (Australia) Pty Ltd) (Australia) | m³ | 229.6832 | 0.095701 | 0 | 0
| Concrete (in-situ), NSW - Far North Coast - ECOPact - NE402LLH (Holcim (Australia) Pty Ltd) (Australia) | m³ | 229.2558 | 0.095523 | 0 | 0
| Concrete (in-situ), SA - ADLC - ECOPact Mixes- SE401EAV (Holcim (Australia) Pty Ltd) (Australia) | m³ | 229.22 | 0.095508 | 0 | 0
| Concrete (in-situ), VIC – Melbourne Metro – ECOPact – VE402E56 (Holcim (Australia) Pty Ltd) (Australia) | m³ | 228.667 | 0.095278 | 0 | 0
| Concrete (in-situ), VIC – Melbourne Metro – ECOPact – VE404EAV (Holcim (Australia) Pty Ltd) (Australia) | m³ | 229.6832 | 0.095701 | 0 | 0
| Concrete (in-situ), VIC – Melbourne Metro – ECOPact – BE401EAV (Holcim (Australia) Pty Ltd) (Australia) | m³ | 229.6832 | 0.095701 | 0 | 0
| Concrete (in-situ), SA - ADLC - ECOPact Mixes- SE402EAV (Holcim (Australia) Pty Ltd) (Australia) | m³ | 230.221 | 0.095925 | 0 | 0
| Concrete (in-situ), QLD - Sunshine Coast - ECOPact - QE401E200 (Holcim (Australia) Pty Ltd) (Australia) | m³ | 231.947 | 0.096645 | 0 | 0
| Concrete (in-situ), VIC – Melbourne Metro – ECOPact – BE402ET1 (Holcim (Australia) Pty Ltd) (Australia) | m³ | 231.6893 | 0.096537 | 0 | 0
| Concrete (in-situ), EGS LCF40G50 50 MPa (LCF40G50) ELVIN GROUP READY-MIXED CONCRETE (Elvin Group (ACT) Pty Ltd) (Australia) | m³ | 231.109 | 0.099616 | 0 | 0
| Concrete (in-situ), GS LCT50G40 40 MPa (Elvin Group (ACT) Pty Ltd) (Australia) | m³ | 232.2072 | 0.097566 | 0 | 0
| Concrete (in-situ), Climate Active – QLD - Southport - QZ402E100 (Holcim (Australia) Pty Ltd) (Australia) | m³ | 232.516 | 0.096882 | 0 | 0
| Concrete (in-situ), VIC – Melbourne Metro – ECOPact – VE401E56 (Holcim (Australia) Pty Ltd) (Australia) | m³ | 232.617 | 0.096924 | 0 | 0
| Concrete (in-situ), Sydney Water 40MPa (Heidelberg Materials Australia Pty Ltd) (Australia) | m³ | 234.1304 | 0.09418 | 0 | 0
| Concrete (in-situ), Sydney Water 40MPa (Hymix Australia Pty Ltd) (Australia) | m³ | 234.1304 | 0.09418 | 0 | 0
| Concrete (in-situ), VIC - Melbourne Metro - ECOPact- VE401EAP (Holcim (Australia) Pty Ltd) (Australia) | m³ | 234.8475 | 0.097853 | 0 | 0
| Concrete (in-situ), 40MPa Premixed Concrete (or ready-mixed concrete) (Neilsens Concrete Pty Ltd) (Australia) | m³ | 236.0651 | 0.10045 | 0 | 0
| Concrete (in-situ), Premix Concrete - 40MPa Grano (Piave Premix Concrete Pty Ltd) (Australia) | m³ | 236 | 0.10256 | 0 | 0
| Concrete (in-situ), Climate Active – VIC - Springvale - VZ402EAP (Holcim (Australia) Pty Ltd) (Australia) | m³ | 235.7123 | 0.098213 | 0 | 0
| Concrete (in-situ), VIC - Seaford - Climate Active - VZ402EAP (Holcim (Australia) Pty Ltd) (Australia) | m³ | 235.7452 | 0.098227 | 0 | 0
| Concrete (in-situ), Climate Active – VIC - Lyndhurst - VZ402EAP (Holcim (Australia) Pty Ltd) (Australia) | m³ | 235.7432 | 0.098226 | 0 | 0
| Concrete (in-situ), SA - ALDC - Geostone Range - SX401BELL (Holcim (Australia) Pty Ltd) (Australia) | m³ | 238.1042 | 0.09921 | 0 | 0
| Concrete (in-situ), GS402AP3 (40MPa Greenstar 3) concrete (Gunlake Concrete NSW Pty Ltd) (Australia) | m³ | 239.098 | 0.10218 | 0 | 0
| Concrete (in-situ), NSW – Sydney – ECOPact – NS402ERS2 (Holcim (Australia) Pty Ltd) (Australia) | m³ | 239.1972 | 0.099666 | 0 | 0
| Concrete (in-situ), NSW – Sydney – ECOPact – NE402APT2 (Holcim (Australia) Pty Ltd) (Australia) | m³ | 239.1764 | 0.099657 | 0 | 0
| Concrete (in-situ), NSW – Sydney – ECOPact – NE402EA4 (Holcim (Australia) Pty Ltd) (Australia) | m³ | 239.1777 | 0.099657 | 0 | 0
| Concrete (in-situ), GS CTS40 40 MPa (SLCT50S40) (Elvin Group (ACT) Pty Ltd) (Australia) | m³ | 240.1931 | 0.10178 | 0 | 0
| Concrete (in-situ), 40MPa Greenstar 3 (GS402CP3) concrete (Gunlake Concrete NSW Pty Ltd) (Australia) | m³ | 240.0893 | 0.099293 | 0 | 0
| Concrete (in-situ), SA - ADLC - ECOPact Mixes- SE402AP3 (Holcim (Australia) Pty Ltd) (Australia) | m³ | 241.384 | 0.10058 | 0 | 0
| Concrete (in-situ), VIC - North East Link Project - Spark - VS402FVR1 (Holcim (Australia) Pty Ltd) (Australia) | m³ | 243.609 | 0.1015 | 0 | 0
| Concrete (in-situ), GS LCHP40HPX40 40 MPa (LCHP40HPX40) (Elvin Group (ACT) Pty Ltd) (Australia) | m³ | 243.094 | 0.10389 | 0 | 0
| Concrete (in-situ), SA – Adelaide Metro – ECOPact – SE401FSPR (Holcim (Australia) Pty Ltd) (Australia) | m³ | 245.312 | 0.10221 | 0 | 0
| Concrete (in-situ), NSW – Sydney – ECOPact – NE401VSW (Holcim (Australia) Pty Ltd) (Australia) | m³ | 244.1914 | 0.10175 | 0 | 0
| Concrete (in-situ), Enrich-40 Normal-Class 40 MPa (Heidelberg Materials Australia Pty Ltd) (Australia) | m³ | 246.8302 | 0.10285 | 0 | 0
| Concrete (in-situ), QLD – Sunshine Coast – ECOPact – QE402L (Holcim (Australia) Pty Ltd) (Australia) | m³ | 247.0391 | 0.10293 | 0 | 0
| Concrete (in-situ), SA - ADLC - ECOPact Mixes- SE401A532 (Holcim (Australia) Pty Ltd) (Australia) | m³ | 247.41 | 0.10309 | 0 | 0
| Concrete (in-situ), GE401MD82 (Heidelberg Materials Australia Pty Ltd) (Australia) | m³ | 248.1019 | 0.10644 | 0 | 0
| Concrete (in-situ), WA - Perth Metropolitan - ECOPact - WE402E2 (Holcim (Australia) Pty Ltd) (Australia) | m³ | 249.874 | 0.10411 | 0 | 0
| Concrete (in-situ), WA - Perth Metropolitan - ECOPact - WE402E4 (Holcim (Australia) Pty Ltd) (Australia) | m³ | 249.874 | 0.10411 | 0 | 0
| Concrete (in-situ), QLD - BNE - ECOPact - QE402APT1 (Holcim (Australia) Pty Ltd) (Australia) | m³ | 250.0853 | 0.1042 | 0 | 0
| Concrete (in-situ), QLD - BNE - ECOPact - QE402APT2 (Holcim (Australia) Pty Ltd) (Australia) | m³ | 250.0653 | 0.10419 | 0 | 0
| Concrete (in-situ), QLD - BNE - ECOPact - QE402APT3 (Holcim (Australia) Pty Ltd) (Australia) | m³ | 250.0554 | 0.10419 | 0 | 0
| Concrete (in-situ), VIC - Melbourne Metro - ECOPact- VE402E4T (Holcim (Australia) Pty Ltd) (Australia) | m³ | 250.6919 | 0.10445 | 0 | 0
| Concrete (in-situ), S40/20/0.45 concrete manufactured in Northern Region (Hazell Bros Group (HBG) Pty Ltd) (Australia) | m³ | 251.1785 | 0.10227 | 0 | 0
| Concrete (in-situ), HYLO-40 Normal-Class 40 MPa (Hymix Australia Pty Ltd) (Australia) | m³ | 251.0864 | 0.10297 | 0 | 0
| Concrete (in-situ), QLD – Sunshine Coast – ECOPact – QE401E550 (Holcim (Australia) Pty Ltd) (Australia) | m³ | 250.8717 | 0.10453 | 0 | 0
| Concrete (in-situ), VIC - Melbourne Metro - ECOPact- VE402FPT1 (Holcim (Australia) Pty Ltd) (Australia) | m³ | 251.586 | 0.10483 | 0 | 0
| Concrete (in-situ), NSW – West NSW – ECOPact – NE401E142 (Holcim (Australia) Pty Ltd) (Australia) | m³ | 252.1822 | 0.10508 | 0 | 0
| Concrete (in-situ), VIC - Melbourne Metro - ECOPact- VE402FPT2 (Holcim (Australia) Pty Ltd) (Australia) | m³ | 251.6737 | 0.10486 | 0 | 0
| Concrete (in-situ), WA – Perth Metro – ECOPact – WE402E1 (Holcim (Australia) Pty Ltd) (Australia) | m³ | 251.885 | 0.10495 | 0 | 0
| Concrete (in-situ), Premix Concrete - 40MPa Pump PT 14mm (Piave Premix Concrete Pty Ltd) (Australia) | m³ | 253 | 0.10671 | 0 | 0
| Concrete (in-situ), QLD - Sunshine Coast - ECOPact - QE402LEZY (Holcim (Australia) Pty Ltd) (Australia) | m³ | 253.0196 | 0.10542 | 0 | 0
| Concrete (in-situ), WA – Perth Metro – ECOPact – WE404E1 (Holcim (Australia) Pty Ltd) (Australia) | m³ | 253.895 | 0.10579 | 0 | 0
| Concrete (in-situ), EGEPDGSRMC-070325-LCF40G40-1.0 (Elvin Group (ACT) Pty Ltd) (Australia) | m³ | 254.0907 | 0.10952 | 0 | 0
| Concrete (in-situ), WA - Perth Metropolitan - ECOPact - WE401E2 (Holcim (Australia) Pty Ltd) (Australia) | m³ | 254.894 | 0.10621 | 0 | 0
| Concrete (in-situ), WA – Perth Metro – ECOPact – WE404E4 (Holcim (Australia) Pty Ltd) (Australia) | m³ | 254.896 | 0.10621 | 0 | 0
| Concrete (in-situ), GE402BDKJ (Heidelberg Materials Australia Pty Ltd) (Australia) | m³ | 254.4494 | 0.109 | 0 | 0
| Concrete (in-situ), Premix Concrete - 40MPa PT 14 SG - P (Piave Premix Concrete Pty Ltd) (Australia) | m³ | 255 | 0.10791 | 0 | 0
| Concrete (in-situ), WA - Perth Metropolitan - ECOPact - WE404E2 (Holcim (Australia) Pty Ltd) (Australia) | m³ | 254.896 | 0.10621 | 0 | 0
| Concrete (in-situ), VIC – Melbourne Metro – ECOPact – VE402EAP5 (Holcim (Australia) Pty Ltd) (Australia) | m³ | 254.8181 | 0.10617 | 0 | 0
| Concrete (in-situ), WA - Perth Metropolitan - ECOPact - WE401E1 (Holcim (Australia) Pty Ltd) (Australia) | m³ | 254.893 | 0.10621 | 0 | 0
| Concrete (in-situ), WA – Perth Metro – ECOPact – WE401E4 (Holcim (Australia) Pty Ltd) (Australia) | m³ | 254.894 | 0.10621 | 0 | 0
| Concrete (in-situ), VIC - Melbourne Metro - ECOPact- VZ402EAP (Holcim (Australia) Pty Ltd) (Australia) | m³ | 255.7835 | 0.10658 | 0 | 0
| Concrete (in-situ), VIC – Melbourne Metro – ECOPact – VE402EAP (Holcim (Australia) Pty Ltd) (Australia) | m³ | 255.7835 | 0.10658 | 0 | 0
| Concrete (in-situ), VIC - Melbourne Metro - ECOPact- VE402E9F2 (Holcim (Australia) Pty Ltd) (Australia) | m³ | 256.7223 | 0.10697 | 0 | 0
| Concrete (in-situ), NSW - Sydney - ECOPact - NE402PT5 (Holcim (Australia) Pty Ltd) (Australia) | m³ | 256.1711 | 0.10674 | 0 | 0
| Concrete (in-situ), VIC – Melbourne Metro – ECOPact – VE402E9F3 (Holcim (Australia) Pty Ltd) (Australia) | m³ | 256.633 | 0.10693 | 0 | 0
| Concrete (in-situ), QLD – Sunshine Coast – ECOPact – QE401L (Holcim (Australia) Pty Ltd) (Australia) | m³ | 255.9967 | 0.10667 | 0 | 0
| Concrete (in-situ), VIC - Melbourne Metro - ECOPact- VE402APW (Holcim (Australia) Pty Ltd) (Australia) | m³ | 258.8263 | 0.10784 | 0 | 0
| Concrete (in-situ), NSW – Sydney – ECOPact – NE402PT2A (Holcim (Australia) Pty Ltd) (Australia) | m³ | 259.1696 | 0.10799 | 0 | 0
| Concrete (in-situ), Climate Active – QLD - Burleigh - QZ401E100 (Holcim (Australia) Pty Ltd) (Australia) | m³ | 206.9703 | 0.086238 | 0 | 0
| Concrete (in-situ), L40PR20K185 concrete manufactured at Robinvale for Project EnergyConnect (E.B. Mawson & Sons Pty Ltd) (Australia) | m³ | 261.176 | 0.112 | 0 | 0
| Concrete (in-situ), ZZP40AR54 (Heidelberg Materials Australia Pty Ltd) (Australia) | m³ | 261.1548 | 0.11099 | 0 | 0
| Concrete (in-situ), Premix Concrete – APC 40MPa PT (Piave Premix Concrete Pty Ltd) (Australia) | m³ | 261 | 0.1114 | 0 | 0
| Concrete (in-situ), NSW - Narellan - Climate Active - NE402PT2 (Holcim (Australia) Pty Ltd) (Australia) | m³ | 261.1793 | 0.10882 | 0 | 0
| Concrete (in-situ), VIC - Laverton - Climate Active - VZ402E5 (Holcim (Australia) Pty Ltd) (Australia) | m³ | 260.6929 | 0.10862 | 0 | 0
| Concrete (in-situ), N40PR20K082 concrete manufactured at Balranald for Project EnergyConnect (E.B. Mawson & Sons Pty Ltd) (Australia) | m³ | 262.095 | 0.11297 | 0 | 0
| Concrete (in-situ), 40MPa 22@4 Bluestar Plus (BLP22@4CPD) concrete (Gunlake Concrete NSW Pty Ltd) (Australia) | m³ | 263.0928 | 0.11248 | 0 | 0
| Concrete (in-situ), NSW – West NSW – ECOPact – NE402E142 (Holcim (Australia) Pty Ltd) (Australia) | m³ | 263.1666 | 0.10965 | 0 | 0
| Concrete (in-situ), GE402AEFC (Heidelberg Materials Australia Pty Ltd) (Australia) | m³ | 265.1635 | 0.11172 | 0 | 0
| Concrete (in-situ), QLD - Acacia Ridge - Climate Active - QE40XDIA (Holcim (Australia) Pty Ltd) (Australia) | m³ | 265.0703 | 0.11045 | 0 | 0
| Concrete (in-situ), WA - Perth Metropolitan - ECOPact - WE402EP1 (Holcim (Australia) Pty Ltd) (Australia) | m³ | 264.933 | 0.11039 | 0 | 0
| Concrete (in-situ), N40PR20K112 concrete manufactured at Mildura (E.B. Mawson & Sons Pty Ltd) (Australia) | m³ | 266.2123 | 0.11509 | 0 | 0
| Concrete (in-situ), Post-tensioned 40 MPa (22 MPa @ 4 days) HySustain (Hymix Australia Pty Ltd) (Australia) | m³ | 264.1063 | 0.10859 | 0 | 0
| Concrete (in-situ), Sydney Water Special 40MPa (Heidelberg Materials Australia Pty Ltd) (Australia) | m³ | 267.1553 | 0.10985 | 0 | 0
| Concrete (in-situ), Sydney Water Special 40MPa (Hymix Australia Pty Ltd) (Australia) | m³ | 267.0473 | 0.10981 | 0 | 0
| Concrete (in-situ), VIC - Melbourne Metro - ECOPact- VE402APFW (Holcim (Australia) Pty Ltd) (Australia) | m³ | 266.8427 | 0.11118 | 0 | 0
| Concrete (in-situ), VIC – Melbourne Metro – ECOPact – VE402APFW (Holcim (Australia) Pty Ltd) (Australia) | m³ | 266.8427 | 0.11118 | 0 | 0
| Concrete (in-situ), NSW – Sydney – ECOPact – NE402E1A1 (Holcim (Australia) Pty Ltd) (Australia) | m³ | 268.1717 | 0.11174 | 0 | 0
| Concrete (in-situ), QLD - BNE - ECOPact - QE401EBMX (Holcim (Australia) Pty Ltd) (Australia) | m³ | 268.0664 | 0.11169 | 0 | 0
| Concrete (in-situ), NSW – Sydney – ECOPact – NE402PTH1 (Holcim (Australia) Pty Ltd) (Australia) | m³ | 268.1715 | 0.11174 | 0 | 0
| Concrete (in-situ), WA – Perth Metro – ECOPact – WE402E31 (Holcim (Australia) Pty Ltd) (Australia) | m³ | 267.944 | 0.11164 | 0 | 0
| Concrete (in-situ), NSW – Sydney – ECOPact – NE402PTH (Holcim (Australia) Pty Ltd) (Australia) | m³ | 268.1728 | 0.11174 | 0 | 0
| Concrete (in-situ), N40/20/100 GP/FA blend (Nucon Concrete Pty Ltd) (Australia) | m³ | 269.2136 | 0.11456 | 0 | 0
| Concrete (in-situ), VIC - Melbourne Metro - ECOPact- VE404AP2 (Holcim (Australia) Pty Ltd) (Australia) | m³ | 268.8764 | 0.11203 | 0 | 0
| Concrete (in-situ), QLD – Sunshine Coast – ECOPact – QE401EXY3 (Holcim (Australia) Pty Ltd) (Australia) | m³ | 269.9894 | 0.1125 | 0 | 0
| Concrete (in-situ), Climate Active – QLD - Tweed - QZ402PT2 (Holcim (Australia) Pty Ltd) (Australia) | m³ | 269.9947 | 0.1125 | 0 | 0
| Concrete (in-situ), QLD - Burleigh - Climate Active - QZ402PT2 (Holcim (Australia) Pty Ltd) (Australia) | m³ | 270.0037 | 0.1125 | 0 | 0
| Concrete (in-situ), L40PR20K192 concrete manufactured at Balranald (E.B. Mawson & Sons Pty Ltd) (Australia) | m³ | 270.2924 | 0.11676 | 0 | 0
| Concrete (in-situ), VIC - Melbourne Metro - ECOPact- VE401APW (Holcim (Australia) Pty Ltd) (Australia) | m³ | 270.853 | 0.11286 | 0 | 0
| Concrete (in-situ), N40PR20K089 concrete manufactured at Mildura for Project EnergyConnect (E.B. Mawson & Sons Pty Ltd) (Australia) | m³ | 272.2104 | 0.11668 | 0 | 0
| Concrete (in-situ), QLD - Sunshine Coast - ECOPact - QE402PT2 (Holcim (Australia) Pty Ltd) (Australia) | m³ | 272.0305 | 0.11335 | 0 | 0
| Concrete (in-situ), QLD - Sunshine Coast - ECOPact - QE402PT1 (Holcim (Australia) Pty Ltd) (Australia) | m³ | 272.0203 | 0.11334 | 0 | 0
| Concrete (in-situ), QLD - Sunshine Coast - ECOPact - QE402PT3 (Holcim (Australia) Pty Ltd) (Australia) | m³ | 271.9995 | 0.11333 | 0 | 0
| Concrete (in-situ), L40PR20K185 concrete manufactured at Mildura (E.B. Mawson & Sons Pty Ltd) (Australia) | m³ | 273.178 | 0.11714 | 0 | 0
| Concrete (in-situ), L40PR20K190 concrete manufactured at Mildura (E.B. Mawson & Sons Pty Ltd) (Australia) | m³ | 272.1364 | 0.11526 | 0 | 0
| Concrete (in-situ), Post-tensioned 40 MPa (22 MPa @ 3 days) ECOTERA (Heidelberg Materials Australia Pty Ltd) (Australia) | m³ | 271.1111 | 0.11147 | 0 | 0
| Concrete (in-situ), Post-tensioned 40 MPa (22 MPa @ 3 days) HySustain (Hymix Australia Pty Ltd) (Australia) | m³ | 271.1111 | 0.11147 | 0 | 0
| Concrete (in-situ), QLD - Sunshine Coast - ECOPact - QE401L100 (Holcim (Australia) Pty Ltd) (Australia) | m³ | 274.9891 | 0.11458 | 0 | 0
| Concrete (in-situ), N40PR20K081 concrete manufactured at Mildura (E.B. Mawson & Sons Pty Ltd) (Australia) | m³ | 276.0955 | 0.1185 | 0 | 0
| Concrete (in-situ), QLD - Murarrie - Climate Active - QZ402PT1 (Holcim (Australia) Pty Ltd) (Australia) | m³ | 276.02 | 0.11501 | 0 | 0
| Concrete (in-situ), Climate Active – QLD - Brisbane (City) - QZ402PT1 (Holcim (Australia) Pty Ltd) (Australia) | m³ | 277.1111 | 0.11546 | 0 | 0
| Concrete (in-situ), N40PR20K080 concrete manufactured at Mildura for Project EnergyConnect (E.B. Mawson & Sons Pty Ltd) (Australia) | m³ | 278.0957 | 0.11784 | 0 | 0
| Concrete (in-situ), GE401VL30 (Heidelberg Materials Australia Pty Ltd) (Australia) | m³ | 278.2093 | 0.11955 | 0 | 0
| Concrete (in-situ), MRWA S40 LH (GP+FLYASH) [ZZP40AR91] (Heidelberg Materials Australia Pty Ltd) (Australia) | m³ | 278.6167 | 0.11813 | 0 | 0
| Concrete (in-situ), N40PR20H093 concrete manufactured at Hay for Project EnergyConnect (E.B. Mawson & Sons Pty Ltd) (Australia) | m³ | 279.223 | 0.11214 | 0 | 0
| Concrete (in-situ), Climate Active – QLD - Burleigh - QZ402LMO1 (Holcim (Australia) Pty Ltd) (Australia) | m³ | 279.608 | 0.1165 | 0 | 0
| Concrete (in-situ), QLD - Sunshine Coast - ECOPact - QE402LPT2 (Holcim (Australia) Pty Ltd) (Australia) | m³ | 278.95 | 0.11623 | 0 | 0
| Concrete (in-situ), NSW – West NSW – ECOPact – NE401E342 (Holcim (Australia) Pty Ltd) (Australia) | m³ | 279.1671 | 0.11632 | 0 | 0
| Concrete (in-situ), NSW - West NSW - ECOPact - NE402E342 (Holcim (Australia) Pty Ltd) (Australia) | m³ | 278.1668 | 0.1159 | 0 | 0
| Concrete (in-situ), L40PR20K181 concrete manufactured at Mildura (E.B. Mawson & Sons Pty Ltd) (Australia) | m³ | 280.178 | 0.12014 | 0 | 0
| Concrete (in-situ), Post-tensioned 40 MPa (25 MPa @ 4 days) ECOTERA (Heidelberg Materials Australia Pty Ltd) (Australia) | m³ | 277.1148 | 0.11389 | 0 | 0
| Concrete (in-situ), NSW - Brunswick Heads - Climate Active - NZ402L (Holcim (Australia) Pty Ltd) (Australia) | m³ | 279.9775 | 0.11666 | 0 | 0
| Concrete (in-situ), QLD - North Queensland - ECOPact - QE402EFB1 (Holcim (Australia) Pty Ltd) (Australia) | m³ | 280.7995 | 0.117 | 0 | 0
| Concrete (in-situ), Climate Active – QLD - Southport - QZ4022A41 (Holcim (Australia) Pty Ltd) (Australia) | m³ | 280.0189 | 0.11667 | 0 | 0
| Concrete (in-situ), QLD - Southport - Climate Active - QZ402PT1 (Holcim (Australia) Pty Ltd) (Australia) | m³ | 280.0189 | 0.11667 | 0 | 0
| Concrete (in-situ), Climate Active – QLD - Burleigh - QZ402PT1 (Holcim (Australia) Pty Ltd) (Australia) | m³ | 280.0189 | 0.11667 | 0 | 0
| Concrete (in-situ), QLD - Tweed - Climate Active - QZ402PT1 (Holcim (Australia) Pty Ltd) (Australia) | m³ | 280.0089 | 0.11667 | 0 | 0
| Concrete (in-situ), GE401XA42 (Heidelberg Materials Australia Pty Ltd) (Australia) | m³ | 281.2259 | 0.12082 | 0 | 0
| Concrete (in-situ), WA – Mid West – ECOPact – WE402E1 (Holcim (Australia) Pty Ltd) (Australia) | m³ | 280.9943 | 0.11708 | 0 | 0
| Concrete (in-situ), GS LCT40G40 40 MPa (LCT40G40) ready-mixed concrete (Elvin Group (ACT) Pty Ltd) (Australia) | m³ | 282.253 | 0.11859 | 0 | 0
| Concrete (in-situ), QLD - Acacia Ridge - Climate Active - QZ402PT2 (Holcim (Australia) Pty Ltd) (Australia) | m³ | 282.0065 | 0.1175 | 0 | 0
| Concrete (in-situ), QLD - Murarrie - Climate Active - QZ402PT2 (Holcim (Australia) Pty Ltd) (Australia) | m³ | 282.0065 | 0.1175 | 0 | 0
| Concrete (in-situ), WA – Perth Metro – ECOPact – WE404WE12 (Holcim (Australia) Pty Ltd) (Australia) | m³ | 283.0097 | 0.11792 | 0 | 0
| Concrete (in-situ), Post-tensioned 40 MPa (25 MPa @ 3 days) ECOTERA (Heidelberg Materials Australia Pty Ltd) (Australia) | m³ | 284.1197 | 0.11706 | 0 | 0
| Concrete (in-situ), Post-tensioned 40 MPa (25 MPa @ 3 days) HySustain (Hymix Australia Pty Ltd) (Australia) | m³ | 284.1197 | 0.11706 | 0 | 0
| Concrete (in-situ), Premix Concrete - C40MPa SP SG (Piave Premix Concrete Pty Ltd) (Australia) | m³ | 284 | 0.11833 | 0 | 0
| Concrete (in-situ), WA - Southwest - ECOPact - WE402E2 (Holcim (Australia) Pty Ltd) (Australia) | m³ | 284.0048 | 0.11834 | 0 | 0
| Concrete (in-situ), WA - Southwest - ECOPact - WE402E4 (Holcim (Australia) Pty Ltd) (Australia) | m³ | 284.0048 | 0.11834 | 0 | 0
| Concrete (in-situ), ZZP40AR62 (Heidelberg Materials Australia Pty Ltd) (Australia) | m³ | 285.1697 | 0.12098 | 0 | 0
| Concrete (in-situ), NSW - Sydney - ECOPact - NE402PT2 (Holcim (Australia) Pty Ltd) (Australia) | m³ | 285.1746 | 0.11882 | 0 | 0
| Concrete (in-situ), N40PR20H083 concrete manufactured at Hay for Project EnergyConnect (E.B. Mawson & Sons Pty Ltd) (Australia) | m³ | 285.3334 | 0.11585 | 0 | 0
| Concrete (in-situ), GS LCHP50HPX40 40 MPa (LCHP50HPX40) (Elvin Group (ACT) Pty Ltd) (Australia) | m³ | 286.0931 | 0.12279 | 0 | 0
| Concrete (in-situ), L40PR14K192 concrete manufactured at Balranald (E.B. Mawson & Sons Pty Ltd) (Australia) | m³ | 287.1841 | 0.12262 | 0 | 0
| Concrete (in-situ), N40PR20K110 concrete manufactured at Mildura (E.B. Mawson & Sons Pty Ltd) (Australia) | m³ | 287.0983 | 0.12191 | 0 | 0
| Concrete (in-situ), Climate Active – NSW - Brunswick Heads - NZ401L (Holcim (Australia) Pty Ltd) (Australia) | m³ | 286.9501 | 0.11956 | 0 | 0
| Concrete (in-situ), QLD – Brisbane – ECOPact – QE402EA04 (Holcim (Australia) Pty Ltd) (Australia) | m³ | 286.0777 | 0.1192 | 0 | 0
| Concrete (in-situ), VIC - North East Link Project - Spark - VS401NSR4 (Holcim (Australia) Pty Ltd) (Australia) | m³ | 286.7773 | 0.11949 | 0 | 0
| Concrete (in-situ), WA - Mid West - ECOPact- WE404E1 (Holcim (Australia) Pty Ltd) (Australia) | m³ | 287.0178 | 0.11959 | 0 | 0
| Concrete (in-situ), L40PR20H194 concrete manufactured at Coleambally (E.B. Mawson & Sons Pty Ltd) (Australia) | m³ | 287.4225 | 0.12336 | 0 | 0
| Concrete (in-situ), L40PR20J193 concrete manufactured at Hay for Project EnergyConnect (E.B. Mawson & Sons Pty Ltd) (Australia) | m³ | 287.4165 | 0.1152 | 0 | 0
| Concrete (in-situ), Western Suburbs Concrete CFA4010 I Pre-mix concrete (Western Suburbs Concrete (WSC) Pty Ltd) (Australia) | m³ | 288.1897 | 0.11889 | 0 | 0
| Concrete (in-situ), WA - Southwest - ECOPact - WE401E2 (Holcim (Australia) Pty Ltd) (Australia) | m³ | 288.0149 | 0.12001 | 0 | 0
| Concrete (in-situ), WA - Southwest - ECOPact - WE401E4 (Holcim (Australia) Pty Ltd) (Australia) | m³ | 288.0149 | 0.12001 | 0 | 0
| Concrete (in-situ), Climate Active – QLD - Darra - QZ402PT2 (Holcim (Australia) Pty Ltd) (Australia) | m³ | 289.005 | 0.12042 | 0 | 0
| Concrete (in-situ), L40PR20H183 concrete manufactured at Hay for Project EnergyConnect (E.B. Mawson & Sons Pty Ltd) (Australia) | m³ | 290.4155 | 0.11593 | 0 | 0
| Concrete (in-situ), WA - Southwest - ECOPact - WE404E2 (Holcim (Australia) Pty Ltd) (Australia) | m³ | 290.0253 | 0.12084 | 0 | 0
| Concrete (in-situ), WA - Southwest - ECOPact - WE404E4 (Holcim (Australia) Pty Ltd) (Australia) | m³ | 290.0253 | 0.12084 | 0 | 0
| Concrete (in-situ), L40PR14K190 concrete manufactured at Mildura (E.B. Mawson & Sons Pty Ltd) (Australia) | m³ | 291.1415 | 0.12279 | 0 | 0
| Concrete (in-situ), N40PR20K111 concrete manufactured at Mildura (E.B. Mawson & Sons Pty Ltd) (Australia) | m³ | 291.2155 | 0.12536 | 0 | 0
| Concrete (in-situ), NSW – Far North Coast – ECOPact – NE402L100 (Holcim (Australia) Pty Ltd) (Australia) | m³ | 291.1866 | 0.12133 | 0 | 0
| Concrete (in-situ), NSW – Far North Coast – ECOPact – NE402L120 (Holcim (Australia) Pty Ltd) (Australia) | m³ | 291.1866 | 0.12133 | 0 | 0
| Concrete (in-situ), L40PR20H184 concrete manufactured at Coleambally (E.B. Mawson & Sons Pty Ltd) (Australia) | m³ | 291.4275 | 0.12616 | 0 | 0
| Concrete (in-situ), N40PR20H084 concrete manufactured at Coleambally (E.B. Mawson & Sons Pty Ltd) (Australia) | m³ | 292.3505 | 0.12683 | 0 | 0
| Concrete (in-situ), N40PR20H094 concrete manufactured at Coleambally for Project EnergyConnect (E.B. Mawson & Sons Pty Ltd) (Australia) | m³ | 292.3495 | 0.12574 | 0 | 0
| Concrete (in-situ), N40PR20H084 concrete manufactured at Dinawan (E.B. Mawson & Sons Pty Ltd) (Australia) | m³ | 292.3232 | 0.12671 | 0 | 0
| Concrete (in-situ), 40MPa GP/FA/GGBFS Verticals (CM401FPD) concrete (Gunlake Concrete NSW Pty Ltd) (Australia) | m³ | 293.0983 | 0.12805 | 0 | 0
| Concrete (in-situ), SPS40170R (Heidelberg Materials Australia Pty Ltd) (Australia) | m³ | 292.1403 | 0.12606 | 0 | 0
| Concrete (in-situ), QLD – Sunshine Coast – ECOPact – QE402EXY1 (Holcim (Australia) Pty Ltd) (Australia) | m³ | 293.0339 | 0.1221 | 0 | 0
| Concrete (in-situ), QLD – Sunshine Coast – ECOPact – QE402EXY3 (Holcim (Australia) Pty Ltd) (Australia) | m³ | 293.0112 | 0.12209 | 0 | 0
| Concrete (in-situ), QLD – North Queensland – ECOPact – QE402EPT1 (Holcim (Australia) Pty Ltd) (Australia) | m³ | 293.7678 | 0.1224 | 0 | 0
| Concrete (in-situ), WA - Mid West - ECOPact- WE401E1 (Holcim (Australia) Pty Ltd) (Australia) | m³ | 293.0454 | 0.1221 | 0 | 0
| Concrete (in-situ), QLD - North Queensland - ECOPact - QE402EPT (Holcim (Australia) Pty Ltd) (Australia) | m³ | 292.7665 | 0.12199 | 0 | 0
| Concrete (in-situ), NSW – Far North Coast – ECOPact – NE401L (Holcim (Australia) Pty Ltd) (Australia) | m³ | 294.1877 | 0.12258 | 0 | 0
| Concrete (in-situ), NSW – Far North Coast – ECOPact – NE401SP20 (Holcim (Australia) Pty Ltd) (Australia) | m³ | 294.1903 | 0.12258 | 0 | 0
| Concrete (in-situ), NSW - Far North Coast - ECOPact - NE401L100 (Holcim (Australia) Pty Ltd) (Australia) | m³ | 294.1868 | 0.12258 | 0 | 0
| Concrete (in-situ), Premix Concrete – 40MPa Precast Mix (Piave Premix Concrete Pty Ltd) (Australia) | m³ | 295 | 0.12276 | 0 | 0
| Concrete (in-situ), NSW - Far North Coast - ECOPact - NE402LLH1 (Holcim (Australia) Pty Ltd) (Australia) | m³ | 295.151 | 0.12298 | 0 | 0
| Concrete (in-situ), L40PR20H184 concrete manufactured at Dinawan (E.B. Mawson & Sons Pty Ltd) (Australia) | m³ | 296.4053 | 0.12865 | 0 | 0
| Concrete (in-situ), L40PR14K192 concrete manufactured at Mildura (E.B. Mawson & Sons Pty Ltd) (Australia) | m³ | 296.183 | 0.12647 | 0 | 0
| Concrete (in-situ), Premix Concrete – 40MPa Precast 14mm (Piave Premix Concrete Pty Ltd) (Australia) | m³ | 296 | 0.12216 | 0 | 0
| Concrete (in-situ), VIC - Melbourne Metro - ECOPact- VE402SRDW (Holcim (Australia) Pty Ltd) (Australia) | m³ | 296.1599 | 0.1234 | 0 | 0
| Concrete (in-situ), NSW - Far North Coast - ECOPact - NE401LBMX (Holcim (Australia) Pty Ltd) (Australia) | m³ | 296.192 | 0.12341 | 0 | 0
| Concrete (in-situ), N40PR20H115 concrete manufactured at Dinawan (E.B. Mawson & Sons Pty Ltd) (Australia) | m³ | 297.1031 | 0.12974 | 0 | 0
| Concrete (in-situ), S40/20/100 (Exp.B2) MRTS70 (Nucon Concrete Pty Ltd) (Australia) | m³ | 297.2229 | 0.12648 | 0 | 0
| Concrete (in-situ), NSW - Ballina - Climate Active - NZ407LBMX (Holcim (Australia) Pty Ltd) (Australia) | m³ | 297.7915 | 0.12408 | 0 | 0
| Concrete (in-situ), VIC – North East Link Project – Spark – VS401NPS4 (Holcim (Australia) Pty Ltd) (Australia) | m³ | 299.8033 | 0.12492 | 0 | 0
| Concrete (in-situ), NSW – Far North Coast – ECOPact – NE401L120 (Holcim (Australia) Pty Ltd) (Australia) | m³ | 300.1884 | 0.12508 | 0 | 0
| Concrete (in-situ), NSW – Far North Coast – ECOPact – NE402FP1 (Holcim (Australia) Pty Ltd) (Australia) | m³ | 301.1915 | 0.1255 | 0 | 0
| Concrete (in-situ), Hyshine Polished 40 MPa (Hymix Australia Pty Ltd) (Australia) | m³ | 301.132 | 0.12468 | 0 | 0
| Concrete (in-situ), TfNSW R83 Pavement 35MPa (Hymix Australia Pty Ltd) (Australia) | m³ | 301.1851 | 0.12411 | 0 | 0
| Concrete (in-situ), L40PR14K255 concrete manufactured at Robinvale (E.B. Mawson & Sons Pty Ltd) (Australia) | m³ | 302.2293 | 0.1263 | 0 | 0
| Concrete (in-situ), WA – Perth – Main Roads WA – WS402BK05 (Holcim (Australia) Pty Ltd) (Australia) | m³ | 302.0864 | 0.12587 | 0 | 0
| Concrete (in-situ), L40PR14K252 concrete manufactured at Balranald (E.B. Mawson & Sons Pty Ltd) (Australia) | m³ | 303.109 | 0.12682 | 0 | 0
| Concrete (in-situ), WA - Perth - Main Roads WA - WE402EB04 (Holcim (Australia) Pty Ltd) (Australia) | m³ | 303.0872 | 0.12629 | 0 | 0
| Concrete (in-situ), L40PR14K250 concrete manufactured at Mildura (E.B. Mawson & Sons Pty Ltd) (Australia) | m³ | 304.1081 | 0.12724 | 0 | 0
| Concrete (in-situ), GS SLCF40S40 40 MPa (SLCF40S40) (Elvin Group (ACT) Pty Ltd) (Australia) | m³ | 304.2325 | 0.13113 | 0 | 0
| Concrete (in-situ), PL404AH30 (Heidelberg Materials Australia Pty Ltd) (Australia) | m³ | 305.1852 | 0.13321 | 0 | 0
| Concrete (in-situ), NSW - Forster - Climate Active - NP4007FKC (Holcim (Australia) Pty Ltd) (Australia) | m³ | 304.2086 | 0.12675 | 0 | 0
| Concrete (in-situ), N40PR20H114 concrete manufactured at Dinawan (E.B. Mawson & Sons Pty Ltd) (Australia) | m³ | 305.3322 | 0.1315 | 0 | 0
| Concrete (in-situ), VIC - Melbourne Metro - ECOPact- VE401EAV (Holcim (Australia) Pty Ltd) (Australia) | m³ | 307.4698 | 0.12811 | 0 | 0
| Concrete (in-situ), NSW - Far North Coast - ECOPact - NE402L60U (Holcim (Australia) Pty Ltd) (Australia) | m³ | 307.157 | 0.12798 | 0 | 0
| Concrete (in-situ), L40PR14H193 concrete manufactured at Hay for Project EnergyConnect (E.B. Mawson & Sons Pty Ltd) (Australia) | m³ | 307.3241 | 0.12637 | 0 | 0
| Concrete (in-situ), NSW - Coffs Coast - ECOPact- NE402LPT2 (Holcim (Australia) Pty Ltd) (Australia) | m³ | 309.2018 | 0.12883 | 0 | 0
| Concrete (in-situ), NSW - Far North Coast - ECOPact - NE401LCFA (Holcim (Australia) Pty Ltd) (Australia) | m³ | 309.1886 | 0.12883 | 0 | 0
| Concrete (in-situ), NSW - Coffs Coast - ECOPact- NE402L2 (Holcim (Australia) Pty Ltd) (Australia) | m³ | 309.2018 | 0.12883 | 0 | 0
| Concrete (in-situ), NSW - Coffs Coast - ECOPact- NE402L8 (Holcim (Australia) Pty Ltd) (Australia) | m³ | 309.2017 | 0.12883 | 0 | 0
| Concrete (in-situ), NSW - Coffs Coast - ECOPact- NE401L2 (Holcim (Australia) Pty Ltd) (Australia) | m³ | 311.2 | 0.12967 | 0 | 0
| Concrete (in-situ), NSW - Coffs Coast - ECOPact- NE401L1 (Holcim (Australia) Pty Ltd) (Australia) | m³ | 311.167 | 0.12965 | 0 | 0
| Concrete (in-situ), N40PR20H124 concrete manufactured at Coleambally for Project EnergyConnect (E.B. Mawson & Sons Pty Ltd) (Australia) | m³ | 312.4374 | 0.13525 | 0 | 0
| Concrete (in-situ), WA - North West - ECOPact- WE401E1P (Holcim (Australia) Pty Ltd) (Australia) | m³ | 312.1076 | 0.13004 | 0 | 0
| Concrete (in-situ), Western Suburbs Concrete S40JGEXT l Pre-mix concrete (Western Suburbs Concrete (WSC) Pty Ltd) (Australia) | m³ | 312.1634 | 0.1345 | 0 | 0
| Concrete (in-situ), L40PR14H194 concrete manufactured at Coleambally (E.B. Mawson & Sons Pty Ltd) (Australia) | m³ | 313.4526 | 0.13569 | 0 | 0
| Concrete (in-situ), QLD – Sunshine Coast – ECOPact – QE401LEZY (Holcim (Australia) Pty Ltd) (Australia) | m³ | 313.9933 | 0.13083 | 0 | 0
| Concrete (in-situ), NSW – Far North Coast – ECOPact – NE401L1L2 (Holcim (Australia) Pty Ltd) (Australia) | m³ | 317.161 | 0.13215 | 0 | 0
| Concrete (in-situ), AN4014LP pre-mixed concrete (Aurora Construction Materials Epping Pty. Ltd.) (Australia) | m³ | 319.0216 | 0.13889 | 0 | 0
| Concrete (in-situ), AN4020PU pre-mixed concrete (Aurora Construction Materials Epping Pty Ltd) (Australia) | m³ | 320.0221 | 0.13723 | 0 | 0
| Concrete (in-situ), L40PR14H253 concrete manufactured at Hay for Project EnergyConnect (E.B. Mawson & Sons Pty Ltd) (Australia) | m³ | 319.5793 | 0.13055 | 0 | 0
| Concrete (in-situ), ZZP50AJ49 (Heidelberg Materials Australia Pty Ltd) (Australia) | m³ | 320.1648 | 0.13569 | 0 | 0
| Concrete (in-situ), VIC - Melbourne Metro - ECOPact- VE401EVMW (Holcim (Australia) Pty Ltd) (Australia) | m³ | 320.1641 | 0.1334 | 0 | 0
| Concrete (in-situ), AN4014PU pre-mixed concrete (Aurora Construction Materials Epping Pty. Ltd.) (Australia) | m³ | 323.022 | 0.13476 | 0 | 0
| Concrete (in-situ), AN4020PU pre-mixed concrete (Aurora Construction Materials Epping Pty. Ltd.) (Australia) | m³ | 323.0221 | 0.13852 | 0 | 0
| Concrete (in-situ), L40PR14H254 concrete manufactured at Coleambally for Project EnergyConnect (E.B. Mawson & Sons Pty Ltd) (Australia) | m³ | 322.2574 | 0.1354 | 0 | 0
| Concrete (in-situ), Post-tensioned 40 MPa (22 MPa @ 4 days) (Heidelberg Materials Australia Pty Ltd) (Australia) | m³ | 324.1743 | 0.13428 | 0 | 0
| Concrete (in-situ), Post-tensioned 40 MPa (22 MPa @ 4 days) (Hymix Australia Pty Ltd) (Australia) | m³ | 324.142 | 0.13426 | 0 | 0
| Concrete (in-situ), Post-tensioned 40 MPa (22 MPa @ 5 days) (Hymix Australia Pty Ltd) (Australia) | m³ | 324.1743 | 0.13428 | 0 | 0
| Concrete (in-situ), VIC - Melbourne Metro - ECOPact- VZ402E (Holcim (Australia) Pty Ltd) (Australia) | m³ | 215.6848 | 0.089869 | 0 | 0
| Concrete (in-situ), L40PR14H243 concrete manufactured at Hay for Project EnergyConnect (E.B. Mawson & Sons Pty Ltd) (Australia) | m³ | 324.2506 | 0.13235 | 0 | 0
| Concrete (in-situ), L40PR14H244 concrete manufactured at Coleambally (E.B. Mawson & Sons Pty Ltd) (Australia) | m³ | 328.4205 | 0.14187 | 0 | 0
| Concrete (in-situ), VIC - Melbourne Metro - ECOPact- VE404ALW2 (Holcim (Australia) Pty Ltd) (Australia) | m³ | 331.1712 | 0.13799 | 0 | 0
| Concrete (in-situ), ZS4020-680 (40MPa Bluestar Burnished) (Gunlake Concrete NSW Pty Ltd) (Australia) | m³ | 334.0875 | 0.14376 | 0 | 0
| Concrete (in-situ), L40PR14H244 concrete manufactured at Dinawan (E.B. Mawson & Sons Pty Ltd) (Australia) | m³ | 337.3508 | 0.14497 | 0 | 0
| Concrete (in-situ), GS LCF30G40 40 MPa (Elvin Group (ACT) Pty Ltd) (Australia) | m³ | 337.07 | 0.14283 | 0 | 0
| Concrete (in-situ), GE402FQ32 (Heidelberg Materials Australia Pty Ltd) (Australia) | m³ | 337.1791 | 0.1437 | 0 | 0
| Concrete (in-situ), S40-33/20/180 HE supplied to Teggman Precast (Gunlake Concrete NSW Pty Ltd) (Australia) | m³ | 339.0832 | 0.14017 | 0 | 0
| Concrete (in-situ), Post-tensioned 40 MPa (22 MPa @ 3 days) (Heidelberg Materials Australia Pty Ltd) (Australia) | m³ | 339.1759 | 0.14055 | 0 | 0
| Concrete (in-situ), Post-tensioned 40 MPa (22 MPa @ 3 days) (Hymix Australia Pty Ltd) (Australia) | m³ | 339.143 | 0.14054 | 0 | 0
| Concrete (in-situ), Post-tensioned 40 MPa (25 MPa @ 4 days) (Heidelberg Materials Australia Pty Ltd) (Australia) | m³ | 343.1761 | 0.14209 | 0 | 0
| Concrete (in-situ), Post-tensioned 40 MPa (25 MPa @ 4 days) (Hymix Australia Pty Ltd) (Australia) | m³ | 343.0474 | 0.14204 | 0 | 0
| Concrete (in-situ), GS402AP2 (40MPa Greenstar 2) concrete (Gunlake Concrete NSW Pty Ltd) (Australia) | m³ | 346.0857 | 0.14784 | 0 | 0
| Concrete (in-situ), GS22@4ABP2 (40MPa 22@4 Greenstar 2) concrete (Gunlake Concrete NSW Pty Ltd) (Australia) | m³ | 349.1188 | 0.14806 | 0 | 0
| Concrete (in-situ), NSW - Far North Coast - ECOPact - NE407LBMX (Holcim (Australia) Pty Ltd) (Australia) | m³ | 350.309 | 0.14596 | 0 | 0
| Concrete (in-situ), ZS4020-629 (Gunlake Concrete NSW Pty Ltd) (Australia) | m³ | 353.1106 | 0.15161 | 0 | 0
| Concrete (in-situ), ZS4020-628 (Gunlake Concrete NSW Pty Ltd) (Australia) | m³ | 354.1438 | 0.14756 | 0 | 0
| Concrete (in-situ), Climate Active – QLD - Brisbane (City) - QZ401E100 (Holcim (Australia) Pty Ltd) (Australia) | m³ | 353.619 | 0.14734 | 0 | 0
| Concrete (in-situ), ZS4020-679 (40MPa Internal Burnished) concrete (Gunlake Concrete NSW Pty Ltd) (Australia) | m³ | 358.0807 | 0.15134 | 0 | 0
| Concrete (in-situ), 40MPa Greenstar 2 (Gunlake Concrete NSW Pty Ltd) (Australia) | m³ | 359.0933 | 0.15287 | 0 | 0
| Concrete (in-situ), VIC - Melbourne Metro - ECOPact- VE402EPT1 (Holcim (Australia) Pty Ltd) (Australia) | m³ | 360.1991 | 0.15008 | 0 | 0
| Concrete (in-situ), GS22@4ACP2 (Gunlake Concrete NSW Pty Ltd) (Australia) | m³ | 345.0976 | 0.14567 | 0 | 0
| Concrete (in-situ), 40MPa 22@4 Greenstar 2 (Gunlake Concrete NSW Pty Ltd) (Australia) | m³ | 362.1185 | 0.15286 | 0 | 0
| Concrete (in-situ), VIC - Melbourne Metro - ECOPact- VE401E56 (Holcim (Australia) Pty Ltd) (Australia) | m³ | 362.3329 | 0.15097 | 0 | 0
| Concrete (in-situ), Post-tensioned 40 MPa (25 MPa @ 3 days) (Heidelberg Materials Australia Pty Ltd) (Australia) | m³ | 366.0485 | 0.15252 | 0 | 0
| Concrete (in-situ), Post-tensioned 40 MPa (25 MPa @ 3 days) (Hymix Australia Pty Ltd) (Australia) | m³ | 366.1772 | 0.15166 | 0 | 0
| Concrete (in-situ), SL402CPC (40MPa GP/FA Blend) concrete (Gunlake Concrete NSW Pty Ltd) (Australia) | m³ | 368.0843 | 0.15637 | 0 | 0
| Concrete (in-situ), NSW – Far North Coast – ECOPact – NE402L (Holcim (Australia) Pty Ltd) (Australia) | m³ | 372.418 | 0.15517 | 0 | 0
| Concrete (in-situ), ZS4020-594 (Gunlake Concrete NSW Pty Ltd) (Australia) | m³ | 380.0911 | 0.16099 | 0 | 0
| Concrete (in-situ), ZS4020-593 (Gunlake Concrete NSW Pty Ltd) (Australia) | m³ | 381.1022 | 0.1608 | 0 | 0
| Concrete (in-situ), AS4020SL pre-mixed concrete (Aurora Construction Materials Epping Pty. Ltd.) (Australia) | m³ | 384.0257 | 0.16646 | 0 | 0
| Concrete (in-situ), ES4022@3AB (Early Strength S40 22@3) concrete (Gunlake Concrete NSW Pty Ltd) (Australia) | m³ | 386.094 | 0.16402 | 0 | 0
| Concrete (in-situ), Post-tensioned 40 MPa (22 MPa @ 3 days) Generic EPD - Perth Region (Heidelberg Materials Australia Pty Ltd) (Australia) | m³ | 412.4961 | 0.17144 | 0 | 0
| Concrete (in-situ), WA – Perth – Main Roads WA – WS402GC04 (Holcim (Australia) Pty Ltd) (Australia) | m³ | 414.6196 | 0.17276 | 0 | 0
| Concrete (in-situ), Post-tensioned 40 MPa (22 MPa @ 2 days) (Heidelberg Materials Australia Pty Ltd) (Australia) | m³ | 421.6181 | 0.17567 | 0 | 0
| Concrete (in-situ), TILT-UP 40MPA (Heidelberg Materials Australia Pty Ltd) (Australia) | m³ | 427.57 | 0.16407 | 0 | 0
| Concrete (in-situ), WA – Perth – Main Roads WA – WS404GB10 (Holcim (Australia) Pty Ltd) (Australia) | m³ | 432.691 | 0.18029 | 0 | 0
| Concrete (in-situ), WA – Perth – Main Roads WA – WS404GC10 (Holcim (Australia) Pty Ltd) (Australia) | m³ | 433.6912 | 0.1807 | 0 | 0
| Concrete (in-situ), SA - ALDC - Geostone Range - SX401WHVN (Holcim (Australia) Pty Ltd) (Australia) | m³ | 464.893 | 0.19371 | 0 | 0
| Concrete (in-situ), VIC - Melbourne Metro - ECOPact- VE402E (Holcim (Australia) Pty Ltd) (Australia) | m³ | 215.6848 | 0.089869 | 0 | 0
| Concrete (in-situ), Enrich-30 Normal-Class 40 MPa (Heidelberg Materials Australia Pty Ltd) (Australia) | m³ | 339.1876 | 0.14133 | 0 | 0
| Concrete (in-situ), ImageCrete Polished 40 MPa (Heidelberg Materials Australia Pty Ltd) (Australia) | m³ | 356.1971 | 0.15031 | 0 | 0
| Concrete (in-situ), Enrich-30 Piling 40 MPa (Heidelberg Materials Australia Pty Ltd) (Australia) | m³ | 364.1918 | 0.1567 | 0 | 0
| Concrete (in-situ), TMR MRTS70 Piling TMR MRTS70 Cast-in-place piles - 40 MPa (Exp B2) (Heidelberg Materials Australia Pty Ltd) (Australia) | m³ | 319.1865 | 0.13642 | 0 | 0
| Concrete (in-situ), Burnished 40 MPa (Heidelberg Materials Australia Pty Ltd) (Australia) | m³ | 362.312 | 0.15296 | 0 | 0
| Concrete (in-situ), Enrich-30 SlabMasta 40 MPa (Heidelberg Materials Australia Pty Ltd) (Australia) | m³ | 281.1657 | 0.12097 | 0 | 0
| Concrete (in-situ), Adbri Concrete EPD— VS402B320W45 Victoria (Adbri Limited) (Australia) | m³ | 272.1263 | 0.11339 | 0 | 0
| Concrete (in-situ), ECOTERA - High Performance/Low Carbon 40MPa (Heidelberg Materials Australia Pty Ltd) (Australia) | m³ | 228.2367 | 0.095099 | 0 | 0
| Concrete (in-situ), ZZR40AA14 Amazon Craigieburn (Heidelberg Materials Australia) (Australia) | m³ | 270.2665 | 0.11249 | 0 | 0
| Concrete (in-situ), ZZR40AA15 Amazon Craigieburn (Heidelberg Materials Australia Pty Ltd) (Australia) | m³ | 265.1088 | 0.11046 | 0 | 0
| Concrete (in-situ), ZZR40AA19 (Heidelberg Materials Australia Pty Ltd) (Australia) | m³ | 290.278 | 0.12095 | 0 | 0
| Concrete (in-situ), Sydney Water S40 SW402AD14 Upper South Creek (Heidelberg Materials Australia) (Australia) | m³ | 248.2555 | 0.10668 | 0 | 0
| Concrete (in-situ), Sydney Water S40 ZZP40AT20 Upper South Creek (Heidelberg Materials Australia Pty Ltd) (Australia) | m³ | 254.2532 | 0.11142 | 0 | 0
| Concrete (in-situ), 40 MPa - SL/GP Blend concrete (Gunlake Concrete NSW Pty Ltd) (Australia) | m³ | 439.1255 | 0.18474 | 0 | 0
| Concrete (in-situ), 40MPa GP/FA Blend concrete (Gunlake Concrete NSW Pty Ltd) (Australia) | m³ | 329.1664 | 0.13924 | 0 | 0
| Concrete (in-situ), 40MPa GP/FA/GGBFS Blend concrete (Gunlake Concrete NSW Pty Ltd) (Australia) | m³ | 235.1302 | 0.10117 | 0 | 0
| Concrete (in-situ), Early Strength S40 22@3 concrete (Gunlake Concrete NSW Pty Ltd) (Australia) | m³ | 389.1759 | 0.16484 | 0 | 0
| Concrete (in-situ), Early Strength S40 22@4 concrete (Gunlake Concrete NSW Pty Ltd) (Australia) | m³ | 381.0202 | 0.16145 | 0 | 0
| Concrete (in-situ), Early Strength S40 22@5 concrete (Gunlake Concrete NSW Pty Ltd) (Australia) | m³ | 370.1656 | 0.15718 | 0 | 0
| Concrete (in-situ), 40MPa Greenstar 2 concrete (Gunlake Concrete NSW Pty Ltd) (Australia) | m³ | 345.1563 | 0.14694 | 0 | 0
| Concrete (in-situ), 40MPa 22@4 Greenstar 2 concrete (Gunlake Concrete NSW Pty Ltd) (Australia) | m³ | 347.1603 | 0.14667 | 0 | 0
| Concrete (in-situ), 40MPa 22@4 Bluestar concrete (Gunlake Concrete NSW Pty Ltd) (Australia) | m³ | 348.1603 | 0.14709 | 0 | 0
| Concrete (in-situ), 40MPa Bluestar Plus concrete (Gunlake Concrete NSW Pty Ltd) (Australia) | m³ | 245.1353 | 0.10752 | 0 | 0
| Concrete (in-situ), 40MPa Bluestar Plus Burnished concrete (Gunlake Concrete NSW Pty Ltd) (Australia) | m³ | 296.1731 | 0.12465 | 0 | 0
| Concrete (in-situ), S40 Envisia concrete (Boral Limited) (Australia) | m³ | 241.1777 | 0.10049 | 0 | 0
| Concrete (in-situ), 40MPa 20mm Enviro 50% SCM 100SL conc (Boral Limited) (Australia) | m³ | 220.1666 | 0.091736 | 0 | 0
| Concrete (in-situ), S40 Envisia post tensioned (Boral Limited) (Australia) | m³ | 253.1892 | 0.1055 | 0 | 0
| Concrete (in-situ), 40MPa 14mm post tension concrete 100SL (Boral Limited) (Australia) | m³ | 326.1546 | 0.1359 | 0 | 0
| Concrete (in-situ), 40MPa 14mm post tension concrete 120SL (Boral Limited) (Australia) | m³ | 326.1575 | 0.1359 | 0 | 0
| Concrete (in-situ), Western Harbour Tunnel - stage 2 B80 40MPA B2 HWC (Boral Limited) (Australia) | m³ | 230.2586 | 0.095941 | 0 | 0
| Concrete (in-situ), S40 Envisia tremie (Boral Limited) (Australia) | m³ | 218.1118 | 0.09088 | 0 | 0
| Concrete (in-situ), 40MPa high work concrete 650SPR (Boral Limited) (Australia) | m³ | 266.154 | 0.1109 | 0 | 0
| Concrete (in-situ), Western Harbour Tunnel - Stage 2 B80 40MPA B2 20MM pump (Boral Limited) (Australia) | m³ | 232.2421 | 0.096768 | 0 | 0
| Concrete (in-situ), Tremie 40MPa 10mm (Boral Limited) (Australia) | m³ | 243.278 | 0.10137 | 0 | 0
| Concrete (in-situ), 40 MPa high performance concrete (Boral Limited) (Australia) | m³ | 297.0727 | 0.12378 | 0 | 0
| Concrete (in-situ), 40 MPa post tensioned concrete SCM mix (Boral Limited) (Australia) | m³ | 274.1312 | 0.11422 | 0 | 0
| Concrete (in-situ), N40/20/100 xencrete (Entire) (Australia) | m³ | 279.1626 | 0.11632 | 0 | 0
| Concrete (in-situ), K&G32 Xencrete (Entire Concrete) (Australia) | m³ | 226.1351 | 0.094223 | 0 | 0
| Concrete (in-situ), N40/10 xencrete (Entire Concrete) (Australia) | m³ | 287.1645 | 0.11965 | 0 | 0
| Concrete (in-situ), SLP40/10/100 xencrete (Entire Concrete) (Australia) | m³ | 302.1685 | 0.1259 | 0 | 0
| Concrete (in-situ), N40/20/Xencrete (Entire Concrete) (Australia) | m³ | 273.1595 | 0.11382 | 0 | 0
| Concrete (in-situ), BP40/20 Xencrete (Entire Concrete) (Australia) | m³ | 275.1609 | 0.11465 | 0 | 0
| Concrete (in-situ), AN4020100enhanced (Tandy Concrete) (Australia) | m³ | 267.0285 | 0.11126 | 0 | 0
| Concrete (in-situ), CTILTS4020100Enhanced (Tandy Concrete) (Australia) | m³ | 284.0333 | 0.11835 | 0 | 0
| Concrete (in-situ), Tandy concrete (Tandy Concrete) (Australia) | m³ | 240.0291 | 0.10001 | 0 | 0
| Concrete (in-situ), ATILTS4020100Enhanced (Tandy Concrete) (Australia) | m³ | 280.0296 | 0.11668 | 0 | 0

## Concrete_50MPa
>40 MPa to ≤50 MPa
Sub-category description: | Any concrete mix with a strength rating of 50 MPa or lower, and greater than 40 MPa.
Qualitative assessment: | Strong market coverage. Only Australasian EPDs well spread throughout Australia and across multiple suppliers. Average compares well to other sources of EFs. No weighted average possible. Unknown how much SCM based concretes are sold versus GP concrete.
Geographical rating | Tier 1
EF source data rating | Tier 1
Market coverage rating | Tier 1
TOTAL | Tier 1
Notes:
Data sources and statistics:
|  |  | Upfront carbon emissions |  | Upfront carbon storage
| >40 MPa to ≤50 MPa | Declared unit | Upfront carbon emissions (kg CO2e/quantity) | Upfront carbon emissions (kg CO2e/kg) | Upfront carbon storage (kg CO2e/quantity) | Upfront carbon storage (kg CO2e/kg)
|  | Quantity | m³ | kg | m³ | kg
|  | Max | 609.233 | 0.25385 | 0 | 0
|  | Min | 163.564 | 0.068609 | 0 | 0
|  | Average | 325.5043 | 0.13582 | 0 | 0
List
| Concrete, 50 MPa, in-situ, no reinforcement, (R5020B)(GB) (BCG) (WA), (Perth) | m³ | 386.63 | 0.1611 | 0 | 0
| Concrete, 50 MPa, in-situ, no reinforcement, (VE501EVMW) (Ecopact) (Holcim) (VIC) | m³ | 272.38 | 0.11349 | 0 | 0
| Concrete, 50 MPa, in-situ, no reinforcement, (SE502E56) (Ecopact) (Holcim) (SA) (Adelaide) | m³ | 328.38 | 0.13683 | 0 | 0
| Concrete, 50 MPa, in-situ, no reinforcement, (SE501EAV) (Ecopact) (Holcim) (SA) (Adelaide) | m³ | 330.38 | 0.13766 | 0 | 0
| Concrete, 50 MPa, in-situ, no reinforcement, (SE501E3) (Ecopact) (Holcim) (SA) (Adelaide) | m³ | 312.34 | 0.13014 | 0 | 0
| Concrete, 50 MPa, in-situ, no reinforcement, (SE501E5) (Ecopact) (Holcim) (SA) (Adelaide) | m³ | 313.34 | 0.13056 | 0 | 0
| Concrete, 50 MPa, in-situ, no reinforcement, (SE502E2) (Ecopact) (Holcim) (SA) (Adelaide) | m³ | 304.33 | 0.1268 | 0 | 0
| Concrete, 50 MPa, in-situ, no reinforcement, (SE501EDTW) (Ecopact) (Holcim) (SA) (Adelaide) | m³ | 388.42 | 0.16184 | 0 | 0
| Concrete, 50 MPa, in-situ, no reinforcement, (SE502E3) (Ecopact) (Holcim) (SA) (Adelaide) | m³ | 305.33 | 0.12722 | 0 | 0
| Concrete, 50 MPa, in-situ, no reinforcement, (50MPa 7MM BLOCKMIX) (Adbri) (QLD) | m³ | 336.36 | 0.14015 | 0 | 0
| Concrete, 50 MPa, in-situ, no reinforcement, (VE501E56) (Ecopact) (Holcim) (VIC) | m³ | 340.36 | 0.14182 | 0 | 0
| Concrete, 50 MPa, in-situ, no reinforcement, (VE502E) (Ecopact) (Holcim) (VIC) | m³ | 303.32 | 0.12638 | 0 | 0
| Concrete, 50 MPa, in-situ, no reinforcement, (VE502E5) (Ecopact) (Holcim) (VIC) | m³ | 294.31 | 0.12263 | 0 | 0
| Concrete, 50 MPa, in-situ, no reinforcement, (VE502EVR2) (Ecopact) (Holcim) (VIC) | m³ | 279.29 | 0.11637 | 0 | 0
| Concrete, 50 MPa, in-situ, no reinforcement, (50MPa 14MM TREMIE 160 SLUMP) (Adbri) (VIC) | m³ | 293.29 | 0.1222 | 0 | 0
| Concrete, 50 MPa, in-situ, no reinforcement, (VE501EAV) (Ecopact) (Holcim) (VIC) | m³ | 307.3 | 0.12804 | 0 | 0
| Concrete, 50 MPa, in-situ, no reinforcement, (Futurecrete® N class GP/GL:Slag 50 MPa) (Adbri) (QLD) | m³ | 344.336 | 0.14347 | 0 | 0
| Concrete, 50 MPa, in-situ, no reinforcement, (NE502E1A1)(Ecopact) (Holcim) (NSW), (Sydney) | m³ | 353.33 | 0.14722 | 0 | 0
| Concrete, 50 MPa, in-situ, no reinforcement, (VE501EAP) (Ecopact) (Holcim) (VIC) | m³ | 375.34 | 0.15639 | 0 | 0
| Concrete, 50 MPa, in-situ, no reinforcement, (Futurecrete® Ultra N Class GP/GL:Slag 50 MPa) (Adbri) (VIC) | m³ | 242.21 | 0.10092 | 0 | 0
| Concrete, 50 MPa, in-situ, no reinforcement, (NE501E1)(Ecopact) (Holcim) (NSW), (Sydney) | m³ | 247.21 | 0.103 | 0 | 0
| Concrete, 50 MPa, in-situ, no reinforcement, (NE501E5)(Ecopact) (Holcim) (NSW), (Sydney) | m³ | 248.21 | 0.10342 | 0 | 0
| Concrete, 50 MPa, in-situ, no reinforcement, (50MPa 20MM 3 GST POINTS CONCRETE) (Adbri) (VIC) | m³ | 298.25 | 0.12427 | 0 | 0
| Concrete, 50 MPa, in-situ, no reinforcement, (QE502MRF4) (Ecopact) (Holcim) (QLD) (Brisbane) | m³ | 400.33 | 0.1668 | 0 | 0
| Concrete, 50 MPa, in-situ, no reinforcement, (NE502E1)(Ecopact) (Holcim) (NSW), (Sydney) | m³ | 243.2 | 0.10133 | 0 | 0
| Concrete, 50 MPa, in-situ, no reinforcement, (NE502E5)(Ecopact) (Holcim) (NSW), (Sydney) | m³ | 244.2 | 0.10175 | 0 | 0
| Concrete, 50 MPa, in-situ, no reinforcement, (Futurecrete® N Class GP:GL:Slag 50 MPa - Winnellie) (Adbri) (NT) | m³ | 351.286 | 0.14637 | 0 | 0
| Concrete, 50 MPa, in-situ, no reinforcement, (50MPa 14MM TRAMWAYS 25% SLAG) (Adbri) (VIC) | m³ | 332.27 | 0.13845 | 0 | 0
| Concrete, 50 MPa, in-situ, no reinforcement, (QE501EEZY) (Ecopact) (Holcim) (QLD), Gold Coast | m³ | 301.24 | 0.12552 | 0 | 0
| Concrete, 50 MPa, in-situ, no reinforcement, (QE502E100) (Ecopact) (Holcim) (QLD) (Brisbane) | m³ | 294.23 | 0.1226 | 0 | 0
| Concrete, 50 MPa, in-situ, no reinforcement, (QE501EEZY) (Ecopact) (Holcim) (QLD) (Brisbane) | m³ | 307.24 | 0.12802 | 0 | 0
| Concrete, 50 MPa, in-situ, no reinforcement, (QE501EL21) (Ecopact) (Holcim) (QLD), Gold Coast | m³ | 308.24 | 0.12843 | 0 | 0
| Concrete, 50 MPa, in-situ, no reinforcement, (QE501EDUF) (Ecopact) (Holcim) (QLD), Gold Coast | m³ | 309.24 | 0.12885 | 0 | 0
| Concrete, 50 MPa, in-situ, no reinforcement, (Adbri concrete N class GP/GL 50 MPa) (Adbri) (QLD) | m³ | 482.371 | 0.20099 | 0 | 0
| Concrete, 50 MPa, in-situ, no reinforcement, (QE507EBMX) (Ecopact) (Holcim) (QLD) (Brisbane) | m³ | 299.23 | 0.12468 | 0 | 0
| Concrete, 50 MPa, in-situ, no reinforcement, (QE502EEZY) (Ecopact) (Holcim) (QLD) (Brisbane) | m³ | 299.23 | 0.12468 | 0 | 0
| Concrete, 50 MPa, in-situ, no reinforcement, (QE501E100) (Ecopact) (Holcim) (QLD), Gold Coast | m³ | 301.23 | 0.12551 | 0 | 0
| Concrete, 50 MPa, in-situ, no reinforcement, (QE502E100) (Ecopact) (Holcim) (QLD), Gold Coast | m³ | 288.22 | 0.12009 | 0 | 0
| Concrete, 50 MPa, in-situ, no reinforcement, (QE501E100) (Ecopact) (Holcim) (QLD) (Brisbane) | m³ | 302.23 | 0.12593 | 0 | 0
| Concrete, 50 MPa, in-situ, no reinforcement, (QE501EDUF) (Ecopact) (Holcim) (QLD) (Brisbane) | m³ | 280.21 | 0.11675 | 0 | 0
| Concrete, 50 MPa, in-situ, no reinforcement, (Adbri concrete N class GP/GL:FA 50 MPa) (Adbri) (QLD) | m³ | 397.291 | 0.16554 | 0 | 0
| Concrete, 50 MPa, in-situ, no reinforcement, (QE501E200) (Ecopact) (Holcim) (QLD) (Brisbane) | m³ | 336.24 | 0.1401 | 0 | 0
| Concrete, 50 MPa, in-situ, no reinforcement, (QE501E200) (Ecopact) (Holcim) (QLD), Gold Coast | m³ | 327.23 | 0.13635 | 0 | 0
| Concrete, 50 MPa, in-situ, no reinforcement, (WE501E2)(Ecopact) (Holcim) (WA), (Perth Metro) | m³ | 313.21 | 0.1305 | 0 | 0
| Concrete, 50 MPa, in-situ, no reinforcement, (WE501E4)(Ecopact) (Holcim) (WA), (Perth Metro) | m³ | 313.21 | 0.1305 | 0 | 0
| Concrete, 50 MPa, in-situ, no reinforcement, (WE502E2)(Ecopact) (Holcim) (WA), (Perth Metro) | m³ | 320.21 | 0.13342 | 0 | 0
| Concrete, 50 MPa, in-situ, no reinforcement, (WE502E4)(Ecopact) (Holcim) (WA), (Perth Metro) | m³ | 320.21 | 0.13342 | 0 | 0
| Concrete, 50 MPa, in-situ, no reinforcement, (QE502LPN2) (Ecopact) (Holcim) (QLD) (Brisbane) | m³ | 398.26 | 0.16594 | 0 | 0
| Concrete, 50 MPa, in-situ, no reinforcement, (QE502LPN2) (Ecopact) (Holcim) (QLD), Gold Coast | m³ | 363.23 | 0.15135 | 0 | 0
| Concrete, 50 MPa, in-situ, no reinforcement, (50MPa 20MM PANEL CONCRETE 120 SLUMP) (Adbri) (VIC) | m³ | 382.23 | 0.15926 | 0 | 0
| Concrete, 50 MPa, in-situ, no reinforcement, (QE501ELCF) (Ecopact) (Holcim) (QLD) (Brisbane) | m³ | 320.19 | 0.13341 | 0 | 0
| Concrete, 50 MPa, in-situ, no reinforcement, (Adbri Concrete N Class GP/GL 50 MPa) (Adbri) (VIC) | m³ | 370.21 | 0.15425 | 0 | 0
| Concrete, 50 MPa, in-situ, no reinforcement, (QE501ECFA) (Ecopact) (Holcim) (QLD) (Brisbane) | m³ | 320.18 | 0.13341 | 0 | 0
| Concrete, 50 MPa, in-situ, no reinforcement, (VE502ESW) (Ecopact) (Holcim) (VIC) | m³ | 269.15 | 0.11215 | 0 | 0
| Concrete, 50 MPa, in-situ, no reinforcement, (Adbri Concrete N Class GP:GL 50 MPa - Katherine) (Adbri) (NT) | m³ | 513.214 | 0.21384 | 0 | 0
| Concrete, 50 MPa, in-situ, no reinforcement, (Adbri Concrete N Class GP:GL 50 MPa - Alice Springs) (Adbri) (NT) | m³ | 609.233 | 0.25385 | 0 | 0
| Concrete, 50 MPa, in-situ, no reinforcement, (Futurecrete® S Class GP/GL:Slag 50 MPa) (Adbri) (SA) | m³ | 303.66 | 0.12652 | 0 | 0
| Concrete, 50 MPa, in-situ, no reinforcement, (S50MPA PT 22MPA AT 3 DAYS 20MM) (Adbri) (NSW) | m³ | 508.53 | 0.21189 | 0 | 0
| Concrete, 50 MPa, in-situ, no reinforcement, (S50MPA 20MM RMS B80 B1 EXPOSURE PRCST) (Adbri) (NSW) | m³ | 455.28 | 0.1897 | 0 | 0
| Concrete, 50 MPa, in-situ, no reinforcement, (Futurecrete® S50MPA HY-LINE 2INCH 10MM PUMP ) (Adbri) (NSW) | m³ | 401.3655 | 0.16724 | 0 | 0
| Concrete, 50 MPa, in-situ, no reinforcement, (Futurecrete® Ultra N Class GP/ GL:Slag 50 MPa) (Adbri) (NSW) | m³ | 335.0334 | 0.1396 | 0 | 0
| Concrete, 50 MPa, in-situ, no reinforcement, (Futurecrete® S50MPA JUMP/ SLIP/COLUMNS 10MM SP) (Adbri) (NSW) | m³ | 419.4741 | 0.17478 | 0 | 0
| Concrete, 50 MPa, in-situ, no reinforcement, (Futurecrete® N Class Ternary 50 MPa) (Adbri) (NSW) | m³ | 389.7928 | 0.16241 | 0 | 0
| Concrete, 50 MPa, in-situ, no reinforcement, (Futurecrete® Ultra S50MPA 20MM RMS B80 C1 EXPOSURE AP) (Adbri) (NSW) | m³ | 317.8403 | 0.13243 | 0 | 0
| Concrete, 50 MPa, in-situ, no reinforcement, (Futurecrete® Ultra S50MPA BLOCKFILL 10MM 230MM SLUMP) (Adbri) (NSW) | m³ | 321.5102 | 0.13396 | 0 | 0
| Concrete, 50 MPa, in-situ, no reinforcement, (General) (Holcim) (NSW)(ACT) | m³ | 514 | 0.21417 | 0 | 0
| Concrete, 50 MPa, in-situ, no reinforcement, (Fly Ash) (Holcim) (NSW)(ACT) | m³ | 414 | 0.1725 | 0 | 0
| Concrete, 50 MPa, in-situ, no reinforcement, (GGBS Slag) (Holcim) (NSW)(ACT) | m³ | 303 | 0.12625 | 0 | 0
| Concrete, 50 MPa, in-situ, no reinforcement, (Triple Blend) (Holcim) (NSW)(ACT) | m³ | 284 | 0.11833 | 0 | 0
| Concrete, 50 MPa, in-situ, no reinforcement,(Fly Ash) (Holcim) (QLD) | m³ | 363 | 0.15125 | 0 | 0
| Concrete, 50 MPa, in-situ, no reinforcement,(Triple Blend) (Holcim) (QLD) | m³ | 296 | 0.12333 | 0 | 0
| Concrete, 50 MPa, in-situ, no reinforcement, (General) (Holcim) (VIC) | m³ | 454 | 0.18917 | 0 | 0
| Concrete, 50 MPa, in-situ, no reinforcement, (Fly Ash) (Holcim) (VIC) | m³ | 363 | 0.15125 | 0 | 0
| Concrete, 50 MPa, in-situ, no reinforcement, (Triple Blend) (Holcim) (VIC) | m³ | 302 | 0.12583 | 0 | 0
| Concrete, 50 MPa, in-situ, no reinforcement, (GGBS Slag) (Holcim) (SA) | m³ | 303 | 0.12625 | 0 | 0
| Concrete, 50 MPa, in-situ, no reinforcement, (GGBS Slag) (Holcim) (WA) | m³ | 334 | 0.13917 | 0 | 0
| Concrete, 50 MPa, in-situ, no reinforcement, (VS504FSWC) (Holcim) (VIC) | m³ | 334.84 | 0.13952 | 0 | 0
| Concrete, 50 MPa, in-situ, no reinforcement, (VE502ENV) (Holcim) (VIC) | m³ | 333.89 | 0.13912 | 0 | 0
| Concrete, 50 MPa, in-situ, no reinforcement, (VS502FVRT) (Holcim) (VIC) | m³ | 286.08 | 0.1192 | 0 | 0
| Concrete, 50 MPa, in-situ, no reinforcement, (QS502PR13) (Holcim) (QLD), South East Queensland | m³ | 381.9 | 0.15912 | 0 | 0
| Concrete, 50 MPa, in-situ, no reinforcement, (QS502PR38) (Holcim) (QLD), South East Queensland | m³ | 436.45 | 0.18185 | 0 | 0
| Concrete, 50 MPa, in-situ, no reinforcement, (QS502PR36) (Holcim) (QLD), South East Queensland | m³ | 408.02 | 0.17001 | 0 | 0
| Concrete, 50 MPa, in-situ, no reinforcement, (QS502MRF4) (Holcim) (QLD), South East Queensland | m³ | 395.24 | 0.16468 | 0 | 0
| Concrete, 50 MPa, in-situ, no reinforcement, (QS502PR12) (Holcim) (QLD), South East Queensland | m³ | 408.58 | 0.17024 | 0 | 0
| Concrete, 50 MPa, in-situ, no reinforcement, (QE502E)(Holcim) (QLD), (North QLD) | m³ | 360.54 | 0.15022 | 0 | 0
| Concrete, 50 MPa, in-situ, no reinforcement, (QE502E1)(Holcim) (QLD), (North QLD) | m³ | 362.11 | 0.15088 | 0 | 0
| Concrete, 50 MPa, in-situ, no reinforcement, (QE501E)(Holcim) (QLD), (North QLD) | m³ | 365.28 | 0.1522 | 0 | 0
| Concrete, 50 MPa, in-situ, no reinforcement, (QE501E1)(Holcim) (QLD), (North QLD) | m³ | 366.34 | 0.15264 | 0 | 0
| Concrete, 50 MPa, in-situ, no reinforcement, (QE502EUF)(Holcim) (QLD), (North QLD) | m³ | 395.6 | 0.16483 | 0 | 0
| Concrete, 50 MPa, in-situ, no reinforcement, (Adbri N Class GP/GL 50 MPa) (Adbri) (SA) | m³ | 389.23 | 0.16218 | 0 | 0
| Concrete, 50 MPa, in-situ, no reinforcement, (Futurecrete® N Class GP/GL:Slag 50 MPa) (Adbri) (SA) | m³ | 299.49 | 0.12479 | 0 | 0
| Concrete, 50 MPa, in-situ, no reinforcement, (Futurecrete® N Class GP/GL:FA 50 MPa) (Adbri) (SA) | m³ | 311.22 | 0.12968 | 0 | 0
| Concrete, 50 MPa, in-situ, no reinforcement, Pre-mix Concrete Normal Class GP blend (Boral) (ACT), (Canberra) Normal Class GP blend 50MPa | m³ | 454 | 0.18917 | 0 | 0
| Concrete, 50 MPa, in-situ, no reinforcement, Pre-mix Concrete Normal Class GP/FA blend (Boral) (ACT), (Canberra) Normal Class GP/FA blend 50 MPa | m³ | 424 | 0.17667 | 0 | 0
| Concrete, 50 MPa, in-situ, no reinforcement, Pre-mix Concrete Normal Class GP/GGBFS blend (Boral) (ACT), (Canberra) Normal Class GP/GGBFS blend 50 MPa | m³ | 321 | 0.13375 | 0 | 0
| Concrete, 50 MPa, in-situ, no reinforcement, Pre-mix Concrete ENVIROCRETE 30% (Boral) (ACT), (Canberra) ENVIROCRETE 30% 50 MPa | m³ | 397 | 0.16542 | 0 | 0
| Concrete, 50 MPa, in-situ, no reinforcement, Pre-mix Concrete ENVIROCRETE 40% (Boral) (ACT), (Canberra) ENVIROCRETE 40% 50 MPa | m³ | 355 | 0.14792 | 0 | 0
| Concrete, 50 MPa, in-situ, no reinforcement, Pre-mix Concrete ENVIROCRETE PLUS (Boral) (ACT), (Canberra) ENVIROCRETE PLUS 50MPa | m³ | 341 | 0.14208 | 0 | 0
| Concrete, 50 MPa, in-situ, no reinforcement, Pre-mix Concrete HIGH SLUMP (Boral) (ACT), (Canberra) HIGH SLUMP 50MPa | m³ | 436 | 0.18167 | 0 | 0
| Concrete, 50 MPa, in-situ, no reinforcement, Pre-mix Concrete ENVISIA (Boral) (ACT), (Canberra) ENVISIA 50MPa | m³ | 327 | 0.13625 | 0 | 0
| Concrete, 50 MPa, in-situ, no reinforcement, Pre-mix Concrete TREMIE (Boral) (ACT), (Canberra) TREMIE 50MPa | m³ | 387 | 0.16125 | 0 | 0
| Concrete, 50 MPa, in-situ, no reinforcement, Pre-mix Concrete TfNSW B80 (Boral) (ACT), (Canberra) TfNSW B80 50MPa 20MM TREMIE CFA C1 EXPOSURE | m³ | 358 | 0.14917 | 0 | 0
| Concrete, 50 MPa, in-situ, no reinforcement, Pre-mix Concrete TfNSW B80 (Boral) (ACT), (Canberra) TfNSW B80 50MPa 20MM TREMIE B2 EXPOSURE | m³ | 415 | 0.17292 | 0 | 0
| Concrete, 50 MPa, in-situ, no reinforcement, Pre-mix Concrete Normal Class GP blend (Boral) (NSW), (Newcastle) Normal Class GP blend 50MPa | m³ | 444 | 0.185 | 0 | 0
| Concrete, 50 MPa, in-situ, no reinforcement, Pre-mix Concrete Normal Class GP/FA blend (Boral) (NSW), (Newcastle) Normal Class GP/FA blend 50 MPa | m³ | 410 | 0.17083 | 0 | 0
| Concrete, 50 MPa, in-situ, no reinforcement, Pre-mix Concrete ENVIROCRETE 30% (Boral) (NSW), (Newcastle) ENVIROCRETE 30% 50 MPa | m³ | 385 | 0.16042 | 0 | 0
| Concrete, 50 MPa, in-situ, no reinforcement, Pre-mix Concrete ENVIROCRETE 40% (Boral) (NSW), (Newcastle) ENVIROCRETE 40% 50 MPa | m³ | 345 | 0.14375 | 0 | 0
| Concrete, 50 MPa, in-situ, no reinforcement, Pre-mix Concrete ENVIROCRETE PLUS (Boral) (NSW), (Newcastle) ENVIROCRETE PLUS 50MPa | m³ | 333 | 0.13875 | 0 | 0
| Concrete, 50 MPa, in-situ, no reinforcement, Pre-mix Concrete ENVISIA (Boral) (NSW), (Newcastle) ENVISIA 50MPa | m³ | 324 | 0.135 | 0 | 0
| Concrete, 50 MPa, in-situ, no reinforcement, Pre-mix Concrete HIGH SLUMP (Boral) (NSW), (Newcastle) HIGH SLUMP 50MPa | m³ | 427 | 0.17792 | 0 | 0
| Concrete, 50 MPa, in-situ, no reinforcement, Pre-mix Concrete TREMIE (Boral) (NSW), (Newcastle) TREMIE 50MPa | m³ | 335 | 0.13958 | 0 | 0
| Concrete, 50 MPa, in-situ, no reinforcement, Pre-mix Concrete Normal Class GP/GGBFS blend (Boral) (NSW), (Newcastle) Normal Class GP/GGBFS blend 50 MPa | m³ | 313 | 0.13042 | 0 | 0
| Concrete, 50 MPa, in-situ, no reinforcement, Pre-mix Concrete TfNSW B80 (Boral) (NSW), (Newcastle) TfNSW B80 50MPa 20MM TREMIE CFA C1 EXPOSURE | m³ | 341 | 0.14208 | 0 | 0
| Concrete, 50 MPa, in-situ, no reinforcement, Pre-mix Concrete TfNSW B80 (Boral) (NSW), (Newcastle) TfNSW B80 50MPa 20MM PUMP B2 EXPOSURE | m³ | 426 | 0.1775 | 0 | 0
| Concrete, 50 MPa, in-situ, no reinforcement, Pre-mix Concrete TfNSW B80 (Boral) (NSW), (Newcastle) TfNSW B80 50MPa 20MM TREMIE B2 EXPOSURE | m³ | 415 | 0.17292 | 0 | 0
| Concrete, 50 MPa, in-situ, no reinforcement, Pre-mix Concrete Normal Class GP blend (Boral) (NSW), (Sydney) Normal Class GP blend 50MPa | m³ | 454 | 0.18917 | 0 | 0
| Concrete, 50 MPa, in-situ, no reinforcement, Pre-mix Concrete Normal Class GP/FA blend (Boral) (NSW), (Sydney) Normal Class GP/FA blend 50 MPa | m³ | 421 | 0.17542 | 0 | 0
| Concrete, 50 MPa, in-situ, no reinforcement, Pre-mix Concrete Normal Class GP/GGBFS blend (Boral) (NSW), (Sydney) Normal Class GP/GGBFS blend 50 MPa | m³ | 316 | 0.13167 | 0 | 0
| Concrete, 50 MPa, in-situ, no reinforcement, Pre-mix Concrete Normal Class GP/GGBFS/FA blend (Boral) (NSW), (Sydney) Normal Class GP/GGBFS/FA blend 50 MPa | m³ | 378 | 0.1575 | 0 | 0
| Concrete, 50 MPa, in-situ, no reinforcement, Pre-mix Concrete ENVIROCRETE 30% (Boral) (NSW), (Sydney) ENVIROCRETE 30% 50 MPa | m³ | 393 | 0.16375 | 0 | 0
| Concrete, 50 MPa, in-situ, no reinforcement, Pre-mix Concrete ENVIROCRETE 40% (Boral) (NSW), (Sydney) ENVIROCRETE 40% 50 MPa | m³ | 348 | 0.145 | 0 | 0
| Concrete, 50 MPa, in-situ, no reinforcement, Pre-mix Concrete ENVIROCRETE PLUS (Boral) (NSW), (Sydney) ENVIROCRETE PLUS 50MPa | m³ | 337 | 0.14042 | 0 | 0
| Concrete, 50 MPa, in-situ, no reinforcement, Pre-mix Concrete TREMIE (Boral) (NSW), (Sydney) TREMIE 50MPa | m³ | 335 | 0.13958 | 0 | 0
| Concrete, 50 MPa, in-situ, no reinforcement, Pre-mix Concrete ENVISIA (Boral) (NSW), (Sydney) ENVISIA 50MPa | m³ | 324 | 0.135 | 0 | 0
| Concrete, 50 MPa, in-situ, no reinforcement, Pre-mix Concrete HIGH SLUMP (Boral) (NSW), (Sydney) HIGH SLUMP 50MPa | m³ | 328 | 0.13667 | 0 | 0
| Concrete, 50 MPa, in-situ, no reinforcement, Pre-mix Concrete TfNSW B80 (Boral) (NSW), (Sydney) TfNSW B80 50MPa 20MM TREMIE CFA C1 EXPOSURE | m³ | 248 | 0.10333 | 0 | 0
| Concrete, 50 MPa, in-situ, no reinforcement, Pre-mix Concrete TfNSW B80 (Boral) (NSW), (Sydney) TfNSW B80 50MPa 20MM PUMP B2 EXPOSURE | m³ | 239 | 0.099583 | 0 | 0
| Concrete, 50 MPa, in-situ, no reinforcement, Pre-mix Concrete TfNSW B80 (Boral) (NSW), (Sydney) TfNSW B80 50MPa 20MM TREMIE B2 EXPOSURE | m³ | 233 | 0.097083 | 0 | 0
| Concrete, 50 MPa, in-situ, no reinforcement, Pre-mix Concrete Normal Class GP blend (Boral) (NSW), (Wollongong) Normal Class GP blend 50MPa | m³ | 449 | 0.18708 | 0 | 0
| Concrete, 50 MPa, in-situ, no reinforcement, Pre-mix Concrete Normal Class GP/FA blend (Boral) (NSW), (Wollongong) Normal Class GP/FA blend 50 MPa | m³ | 417 | 0.17375 | 0 | 0
| Concrete, 50 MPa, in-situ, no reinforcement, Pre-mix Concrete Normal Class GP/GGBFS blend (Boral) (NSW), (Wollongong) Normal Class GP/GGBFS blend 50 MPa | m³ | 309 | 0.12875 | 0 | 0
| Concrete, 50 MPa, in-situ, no reinforcement, Pre-mix Concrete Normal Class GP/GGBFS/FA blend (Boral) (NSW), (Wollongong) Normal Class GP/GGBFS/FA blend 50 MPa | m³ | 376 | 0.15667 | 0 | 0
| Concrete, 50 MPa, in-situ, no reinforcement, Pre-mix Concrete TfNSW B80 (Boral) (NSW), (Wollongong) TfNSW B80 50MPa 20MM TREMIE CFA C1 EXPOSURE | m³ | 349 | 0.14542 | 0 | 0
| Concrete, 50 MPa, in-situ, no reinforcement, Pre-mix Concrete ENVIROCRETE 30% (Boral) (NSW), (Wollongong) ENVIROCRETE 30% 50 MPa | m³ | 388 | 0.16167 | 0 | 0
| Concrete, 50 MPa, in-situ, no reinforcement, Pre-mix Concrete ENVIROCRETE 40% (Boral) (NSW), (Wollongong) ENVIROCRETE 40% 50 MPa | m³ | 345 | 0.14375 | 0 | 0
| Concrete, 50 MPa, in-situ, no reinforcement, Pre-mix Concrete ENVIROCRETE PLUS (Boral) (NSW), (Wollongong) ENVIROCRETE PLUS 50MPa | m³ | 334 | 0.13917 | 0 | 0
| Concrete, 50 MPa, in-situ, no reinforcement, Pre-mix Concrete ENVISIA (Boral) (NSW), (Wollongong) ENVISIA 50MPa | m³ | 321 | 0.13375 | 0 | 0
| Concrete, 50 MPa, in-situ, no reinforcement, Pre-mix Concrete HIGH SLUMP (Boral) (NSW), (Wollongong) HIGH SLUMP 50MPa | m³ | 429 | 0.17875 | 0 | 0
| Concrete, 50 MPa, in-situ, no reinforcement, Pre-mix Concrete TREMIE (Boral) (NSW), (Wollongong) TREMIE 50MPa | m³ | 378 | 0.1575 | 0 | 0
| Concrete, 50 MPa, in-situ, no reinforcement, Pre-mix Concrete ENVISIA (Boral) (TAS), (Hobart) ENVISIA 50 MPa | m³ | 399 | 0.16625 | 0 | 0
| Concrete, 50 MPa, in-situ, no reinforcement, Pre-mix Concrete Normal Class GP blend (Boral) (TAS), (Hobart) Normal Class GP blend 50MPa | m³ | 498 | 0.2075 | 0 | 0
| Concrete, 50 MPa, in-situ, no reinforcement, Pre-mix Concrete HIGH STRENGTH (Boral) (TAS), (Hobart) HIGH STRENGTH 50 MPa | m³ | 498 | 0.2075 | 0 | 0
| Concrete, 50 MPa, in-situ, no reinforcement, Pre-mix Concrete (Boral) (TAS), (Hobart) VICROADS VR450 50 MPa 20MM TREMIE B2 / CFA C1 EXPOSURE | m³ | 513 | 0.21375 | 0 | 0
| Concrete, 50 MPa, in-situ, no reinforcement, Pre-mix Concrete Normal Class GP blend (Boral) (TAS), (Launceston) Normal Class GP blend 50MPa | m³ | 490 | 0.20417 | 0 | 0
| Concrete, 50 MPa, in-situ, no reinforcement, Pre-mix Concrete ENVISIA (Boral) (TAS), (Launceston) ENVISIA 50 MPa | m³ | 386 | 0.16083 | 0 | 0
| Concrete, 50 MPa, in-situ, no reinforcement, Pre-mix Concrete HIGH STRENGTH (Boral) (TAS), (Launceston) HIGH STRENGTH 50 MPa | m³ | 490 | 0.20417 | 0 | 0
| Concrete, 50 MPa, in-situ, no reinforcement, Pre-mix Concrete (Boral) (TAS), (Launceston) VICROADS VR450 50 MPa 20MM TREMIE B2 / CFA C1 EXPOSURE | m³ | 473 | 0.19708 | 0 | 0
| Concrete, 50 MPa, in-situ, no reinforcement, GP, Normal Class (WA Premix) (WA), (Perth) | m³ | 505 | 0.21042 | 0 | 0
| Concrete, 50 MPa, in-situ, no reinforcement, AH1440, Special Class (WA Premix) (WA), (Perth) | m³ | 510 | 0.2125 | 0 | 0
| Concrete, 50 MPa, in-situ, no reinforcement, AH1450, Special Class (WA Premix) (WA), (Perth) | m³ | 517 | 0.21542 | 0 | 0
| Concrete, 50 MPa, in-situ, no reinforcement, BH1450, Special Class (WA Premix) (WA), (Perth) | m³ | 523 | 0.21792 | 0 | 0
| Concrete, 50 MPa, in-situ, no reinforcement, AH6444, Special Class (WA Premix) (WA), (Perth) | m³ | 251 | 0.10458 | 0 | 0
| Concrete, 50 MPa, in-situ, no reinforcement, AH6476, Special Class (WA Premix) (WA), (Perth) | m³ | 275 | 0.11458 | 0 | 0
| Concrete, 50 MPa, in-situ, no reinforcement, AH6445, Special Class (WA Premix) (WA), (Perth) | m³ | 252 | 0.105 | 0 | 0
| Concrete, 50 MPa, in-situ, no reinforcement, AH6450, Special Class (WA Premix) (WA), (Perth) | m³ | 255 | 0.10625 | 0 | 0
| Concrete, 50 MPa, in-situ, no reinforcement, BP6450, Special Class (WA Premix) (WA), (Perth) | m³ | 259 | 0.10792 | 0 | 0
| Concrete, 50 MPa, in-situ, no reinforcement, BP8450, Special Class (WA Premix) (WA), (Perth) | m³ | 271 | 0.11292 | 0 | 0
| Concrete, 50 MPa, in-situ, no reinforcement, AH1446, Special Class (WA Premix) (WA), (Perth) | m³ | 517 | 0.21542 | 0 | 0
| Concrete, 50 MPa, in-situ, no reinforcement, AH1448, Special Class (WA Premix) (WA), (Perth) | m³ | 521 | 0.21708 | 0 | 0
| Concrete, 50 MPa, in-situ, no reinforcement, AH9450, Special Class (WA Premix) (WA), (Perth) | m³ | 514 | 0.21417 | 0 | 0
| Concrete, 50 MPa, in-situ, no reinforcement, BH1446, Special Class (WA Premix) (WA), (Perth) | m³ | 518 | 0.21583 | 0 | 0
| Concrete, 50 MPa, in-situ, no reinforcement, BH1447, Special Class (WA Premix) (WA), (Perth) | m³ | 519 | 0.21625 | 0 | 0
| Concrete, 50 MPa, in-situ, no reinforcement, BH3500, Special Class (WA Premix) (WA), (Perth) | m³ | 421 | 0.17542 | 0 | 0
| Concrete, 50 MPa, in-situ, no reinforcement, CK9419, Special Class (WA Premix) (WA), (Perth) | m³ | 478 | 0.19917 | 0 | 0
| Concrete, 50 MPa, in-situ, no reinforcement, Ready-Mix Concrete (LC)50 (Concrite) (NSW) (Sydney Region, NSW) | m³ | 272 | 0.11333 | 0 | 0
| Concrete, 50 MPa, in-situ, no reinforcement, Ready-Mix Concrete (LC)40 (Concrite) (NSW) (Sydney Region, NSW) | m³ | 314 | 0.13083 | 0 | 0
| Concrete, 50 MPa, in-situ, no reinforcement, Ready-Mix Concrete (LC)30 (Concrite) (NSW) (Sydney Region, NSW) | m³ | 395 | 0.16458 | 0 | 0
| Concrete, 50 MPa, in-situ, no reinforcement, Ready-Mix Concrete (LCHP) (Concrite) (NSW) (Sydney Region, NSW) | m³ | 326 | 0.13583 | 0 | 0
| Concrete, 50 MPa, in-situ, no reinforcement, Ready-Mix Concrete (LCP) (Concrite) (NSW) (Sydney Region, NSW) | m³ | 348 | 0.145 | 0 | 0
| Concrete, 50 MPa, in-situ, no reinforcement, Ready-Mix Concrete Normal class GP blend (Concrite) (NSW) (Sydney Region, NSW) | m³ | 435 | 0.18125 | 0 | 0
| Concrete, 50 MPa, in-situ, no reinforcement, Ready-Mix Concrete HIGH SLUMP (Concrite) (NSW) (Sydney Region, NSW) | m³ | 377 | 0.15708 | 0 | 0
| Concrete, 50 MPa, in-situ, no reinforcement, Ready-Mix Concrete TREMIE 50MPa (Concrite) (NSW) (Sydney Region, NSW) | m³ | 378 | 0.1575 | 0 | 0
| Concrete, 50 MPa, in-situ, no reinforcement, Ready-Mix Concrete TfNSW B80 10MM PUMP B2 EXPOSURE (Concrite) (NSW) (Sydney Region, NSW) | m³ | 250 | 0.10417 | 0 | 0
| Concrete, 50 MPa, in-situ, no reinforcement, Ready-Mix Concrete TfNSW B80 20MM PUMP B1 EXPOSURE (Concrite) (NSW) (Sydney Region, NSW) | m³ | 405 | 0.16875 | 0 | 0
| Concrete, 50 MPa, in-situ, no reinforcement, Ready-Mix Concrete TfNSW B80 20MM PUMP B2 EXPOSURE (Concrite) (NSW) (Sydney Region, NSW) | m³ | 251 | 0.10458 | 0 | 0
| Concrete, 50 MPa, in-situ, no reinforcement, Ready-Mix Concrete SLAG AGG CONCRETE MIX, (LC)50 (Concrite) (NSW) (Sydney Region, NSW) | m³ | 287 | 0.11958 | 0 | 0
| Concrete, 50 MPa, in-situ, no reinforcement, Ready-Mix Concrete SLAG AGG CONCRETE MIX, (LC)40 (Concrite) (NSW) (Sydney Region, NSW) | m³ | 323 | 0.13458 | 0 | 0
| Concrete, 50 MPa, in-situ, no reinforcement, Ready-Mix Concrete SLAG AGG CONCRETE MIX, (LC)30 (Concrite) (NSW) (Sydney Region, NSW) | m³ | 391 | 0.16292 | 0 | 0
| Concrete, 50 MPa, in-situ, no reinforcement, Ready-Mix Concrete (LC)30 50MPa (Concrite) (NSW) (Southern Highlands, NSW) | m³ | 393 | 0.16375 | 0 | 0
| Concrete, 50 MPa, in-situ, no reinforcement, Ready-Mix Concrete NORMAL CLASS GP BLEND (Concrite) (NSW) (Southern Highlands, NSW) | m³ | 446 | 0.18583 | 0 | 0
| Concrete, 50 MPa, in-situ, no reinforcement, Ready-Mix Concrete HIGH SLUMP (Concrite) (NSW) (Southern Highlands, NSW) | m³ | 398 | 0.16583 | 0 | 0
| Concrete, 50 MPa, in-situ, no reinforcement, Ready-Mix Concrete LC30 50MPa (Concrite) (ACT) (Canberra, ACT) | m³ | 408 | 0.17 | 0 | 0
| Concrete, 50 MPa, in-situ, no reinforcement, (Futurecrete® Ultra S50MPA DINCEL 10MM) (Adbri) (NSW) | m³ | 319.1198 | 0.13297 | 0 | 0
| Concrete, 50 MPa, in-situ, no reinforcement, (Futurecrete® Ultra S50MPA PILE/ TREMIE 10MM SP) (Adbri) (NSW) | m³ | 319.1198 | 0.13297 | 0 | 0
| Concrete, 50 MPa, in-situ, no reinforcement, (Futurecrete® Ultra S50MPA 10MM RITEK) (Adbri) (NSW) | m³ | 316.0198 | 0.13167 | 0 | 0
| Concrete, 50 MPa, in-situ, no reinforcement, (Futurecrete® Ultra S50MPA 10MM AFS WALL SYSTEM) (Adbri) (NSW) | m³ | 313.6394 | 0.13068 | 0 | 0
| Concrete, 50 MPa, in-situ, no reinforcement, (Adbri Concrete N Class GP/GL:FA 50 MPa) (Adbri) (NSW) | m³ | 450.9276 | 0.18789 | 0 | 0
| Concrete, 50 MPa, in-situ, no reinforcement, (TR5014E1)(LH) (BCG) (WA), (Perth) | m³ | 289.96 | 0.12082 | 0 | 0
| Concrete, 50 MPa, in-situ, no reinforcement, (R5020A)(GP) (BCG) (WA), (Perth) | m³ | 515.87 | 0.21495 | 0 | 0
| Concrete, 50 MPa, in-situ, no reinforcement, (Adbri Concrete N Class GP:GL 50 MPa - Winnellie) (Adbri) (NT) | m³ | 557.341 | 0.23223 | 0 | 0
| Concrete, 50 MPa, in-situ, no reinforcement, (WE504EQ01)(Ecopact) (Holcim) (WA), (Perth Metro) | m³ | 381.54 | 0.15898 | 0 | 0
| Concrete, 50 MPa, in-situ, no reinforcement, (SE501EHES) (Ecopact) (Holcim) (SA) (Adelaide) | m³ | 396.42 | 0.16518 | 0 | 0
| Concrete, 50 MPa, in-situ, no reinforcement, (SE501EPSW) (Ecopact) (Holcim) (SA) (Adelaide) | m³ | 387.42 | 0.16143 | 0 | 0
| Concrete, 50 MPa, in-situ, no reinforcement, (Futurecrete® N class GP/GL:FA 50 MPa) (Adbri) (QLD) | m³ | 403.367 | 0.16807 | 0 | 0
| Concrete, 50 MPa, in-situ, no reinforcement, (CS5020BGS)(B) (BCG) (WA), (Perth) | m³ | 352.34 | 0.14681 | 0 | 0
| Concrete, 50 MPa, in-situ, no reinforcement, (VE502E56) (Ecopact) (Holcim) (VIC) | m³ | 340.33 | 0.1418 | 0 | 0
| Concrete, 50 MPa, in-situ, no reinforcement, (SE501EWC) (Ecopact) (Holcim) (SA) (Adelaide) | m³ | 299.38 | 0.12474 | 0 | 0
| Concrete, 50 MPa, in-situ, no reinforcement, (SE501E2) (Ecopact) (Holcim) (SA) (Adelaide) | m³ | 313.34 | 0.13056 | 0 | 0
| Concrete, 50 MPa, in-situ, no reinforcement, (SE502E5) (Ecopact) (Holcim) (SA) (Adelaide) | m³ | 308.33 | 0.12847 | 0 | 0
| Concrete, 50 MPa, in-situ, no reinforcement, (SE502E) (Ecopact) (Holcim) (SA) (Adelaide) | m³ | 303.33 | 0.12639 | 0 | 0
| Concrete, 50 MPa, in-situ, no reinforcement, (QE501EL21) (Ecopact) (Holcim) (QLD) (Brisbane) | m³ | 310.24 | 0.12927 | 0 | 0
| Concrete, 50 MPa, in-situ, no reinforcement, (WE504E2)(Ecopact) (Holcim) (WA), (Perth Metro) | m³ | 320.21 | 0.13342 | 0 | 0
| Concrete, 50 MPa, in-situ, no reinforcement, (WE504E4)(Ecopact) (Holcim) (WA), (Perth Metro) | m³ | 320.21 | 0.13342 | 0 | 0
| Concrete, 50 MPa, in-situ, no reinforcement, (Futurecrete® N Class GP/GL:Slag 50 MPa) (Adbri) (VIC) | m³ | 294.21 | 0.12259 | 0 | 0
| Concrete, 50 MPa, in-situ, no reinforcement, (QE502E) (Ecopact) (Holcim) (QLD), Gold Coast | m³ | 289.22 | 0.12051 | 0 | 0
| Concrete, 50 MPa, in-situ, no reinforcement, (QE502EEZY) (Ecopact) (Holcim) (QLD), Gold Coast | m³ | 289.22 | 0.12051 | 0 | 0
| Concrete, 50 MPa, in-situ, no reinforcement, (QE501E) (Ecopact) (Holcim) (QLD), Gold Coast | m³ | 288.22 | 0.12009 | 0 | 0
| Concrete, 50 MPa, in-situ, no reinforcement, (QE502E) (Ecopact) (Holcim) (QLD) (Brisbane) | m³ | 286.22 | 0.11926 | 0 | 0
| Concrete (in-situ), 50MPa, Pre-mix Concrete E50SP (Barro Group) (Australia) | m³ | 269.634 | 0.1131 | 0 | 0
| Concrete (in-situ), 40MPa, Pre-mix Concrete EPG40F (Barro Group) (Australia) | m³ | 205.558 | 0.086224 | 0 | 0
| Concrete (in-situ), 40MPa, Pre-mix Concrete EN40 (Barro Group) (Australia) | m³ | 222.535 | 0.093345 | 0 | 0
| Concrete (in-situ), 40MPa, Pre-mix Concrete EVR400 (Barro Group) (Australia) | m³ | 300.563 | 0.12608 | 0 | 0
| Concrete (in-situ), 50MPa, Pre-mix Concrete EVR450 (Barro Group) (Australia) | m³ | 363.607 | 0.15252 | 0 | 0
| Concrete (in-situ), 40MPa, Pre-mix Concrete E40PT22N3 (Barro Group) (Australia) | m³ | 275.528 | 0.11557 | 0 | 0
| Concrete (in-situ), 40MPa, Pre-mix Concrete EGRA47 (Barro Group) (Australia) | m³ | 256.536 | 0.10761 | 0 | 0
| Concrete (in-situ), 50MPa, Pre-mix Concrete E50SPLS (Barro Group) (Australia) | m³ | 232.828 | 0.097663 | 0 | 0
| Concrete (in-situ), 40MPa, Pre-mix Concrete E40SPLS (Barro Group) (Australia) | m³ | 304.541 | 0.12774 | 0 | 0
| Concrete (in-situ), 50MPa, Pre-mix Concrete E50600 (Barro Group) (Australia) | m³ | 387.569 | 0.16257 | 0 | 0
| Concrete (in-situ), 40MPa, Pre-mix Concrete E40700 (Barro Group) (Australia) | m³ | 255.532 | 0.10719 | 0 | 0
| Concrete (in-situ), 50MPa, Pre-mix Concrete E50700 (Barro Group) (Australia) | m³ | 306.553 | 0.12859 | 0 | 0
| Concrete (in-situ), 40MPa, Pre-mix Concrete E40PT22N3M (Barro Group) (Australia) | m³ | 290.575 | 0.12189 | 0 | 0
| Concrete (in-situ), 50MPa, Pre-mix Concrete E50PT22N3 (Barro Group) (Australia) | m³ | 306.553 | 0.12859 | 0 | 0
| Concrete (in-situ), 40MPa, Pre-mix Concrete E40SP (Barro Group) (Australia) | m³ | 246.614 | 0.10345 | 0 | 0
| Concrete (in-situ), 50MPa, Pre-mix Concrete E50SPHE (Barro Group) (Australia) | m³ | 300.61 | 0.12609 | 0 | 0
| Concrete (in-situ), 50MPa, Pre-mix Concrete EFM50 (Barro Group) (Australia) | m³ | 261.633 | 0.10975 | 0 | 0
| Concrete (in-situ), 50MPa, Pre-mix Concrete EN50 (Barro Group) (Australia) | m³ | 280.57 | 0.11769 | 0 | 0
| Concrete (in-situ), 40MPa, Pre-mix Concrete EPG40 (Barro Group) (Australia) | m³ | 228.557 | 0.095871 | 0 | 0
| Concrete (in-situ), 40MPa, Pre-mix Concrete EPT4735 (Barro Group) (Australia) | m³ | 255.654 | 0.10724 | 0 | 0
| Concrete (in-situ), 40MPa, Pre-mix Concrete EPT4035 (Barro Group) (Australia) | m³ | 233.552 | 0.097966 | 0 | 0
| Concrete (in-situ), 40MPa, Pre-mix Concrete EPT4050 (Barro Group) (Australia) | m³ | 202.558 | 0.084966 | 0 | 0
| Concrete (in-situ), 40MPa, Pre-mix Concrete EPT4065 (Barro Group) (Australia) | m³ | 171.565 | 0.071965 | 0 | 0
| Concrete (in-situ), 40MPa, Pre-mix Concrete EPG40L (Barro Group) (Australia) | m³ | 213.555 | 0.089578 | 0 | 0
| Concrete (in-situ), 40MPa, Pre-mix Concrete EPT4735L (Barro Group) (Australia) | m³ | 238.652 | 0.10011 | 0 | 0
| Concrete (in-situ), 40MPa, Pre-mix Concrete EPT4035L (Barro Group) (Australia) | m³ | 218.55 | 0.091674 | 0 | 0
| Concrete (in-situ), 40MPa, Pre-mix Concrete EPT4050L (Barro Group) (Australia) | m³ | 190.557 | 0.079932 | 0 | 0
| Concrete (in-situ), 40MPa, Pre-mix Concrete EPT4065L (Barro Group) (Australia) | m³ | 163.564 | 0.068609 | 0 | 0
| Concrete (in-situ), ENVISIA concrete in-situ Melb metro - 50 MPa (Boral) (Australia) | m³ | 318 | 0.1325 | 0 | 0
| Concrete (in-situ), Envirocrete plus concrete in-situ Melb metro - 50 MPa (Boral) (Australia) | m³ | 338 | 0.14083 | 0 | 0
| Concrete (in-situ), Envirocrete concrete in-situ Melb metro - 50 MPa (Boral) (Australia) | m³ | 364 | 0.15167 | 0 | 0
| Concrete (in-situ), Envirocrete 40% concrete in-situ Melb metro - 50 MPa (Boral) (Australia) | m³ | 397 | 0.16542 | 0 | 0
| Concrete (in-situ), Envirocrete 30% concrete in-situ Melb metro - 50 MPa (Boral) (Australia) | m³ | 454 | 0.18917 | 0 | 0
| Concrete (in-situ), Normal GP blend concrete in-situ Melb metro - 50 MPa (Boral) (Australia) | m³ | 490 | 0.20417 | 0 | 0
| Concrete (in-situ), Normal GP /FA blend blend concrete in-situ Melb metro - 50 MPa (Boral) (Australia) | m³ | 469 | 0.19542 | 0 | 0
| Concrete (in-situ), Normal GP /GGBFS blend blend concrete in-situ Melb metro - 50 MPa (Boral) (Australia) | m³ | 433 | 0.18042 | 0 | 0
| Concrete (in-situ), ENVISIA concrete in-situ Perth metro - 50 MPa (Boral) (Australia) | m³ | 298 | 0.12417 | 0 | 0
| Concrete (in-situ), Envirocrete plus concrete in-situ Perth metro - 50 MPa (Boral) (Australia) | m³ | 311 | 0.12958 | 0 | 0
| Concrete (in-situ), Envirocrete concrete in-situ Perth metro - 50 MPa (Boral) (Australia) | m³ | 335 | 0.13958 | 0 | 0
| Concrete (in-situ), Envirocrete 30% concrete in-situ Perth metro - 50 MPa (Boral) (Australia) | m³ | 335 | 0.13958 | 0 | 0
| Concrete (in-situ), Normal GP blend concrete in-situ Perth metro - 50 MPa (Boral) (Australia) | m³ | 468 | 0.195 | 0 | 0
| Concrete (in-situ), Normal GP /GGBFS blend blend concrete in-situ Perth metro - 50 MPa (Boral) (Australia) | m³ | 356 | 0.14833 | 0 | 0
| Concrete (in-situ), ENVISIA concrete in-situ QLD metro - 50 MPa (Boral) (Australia) | m³ | 320 | 0.13333 | 0 | 0
| Concrete (in-situ), Envirocrete plus concrete in-situ QLD metro - 50 MPa (Boral) (Australia) | m³ | 326 | 0.13583 | 0 | 0
| Concrete (in-situ), Envirocrete 40% concrete in-situ QLD metro - 50 MPa (Boral) (Australia) | m³ | 341 | 0.14208 | 0 | 0
| Concrete (in-situ), Envirocrete 30% concrete in-situ QLD metro - 50 MPa (Boral) (Australia) | m³ | 435 | 0.18125 | 0 | 0
| Concrete (in-situ), Normal GP blend concrete in-situ QLD metro - 50 MPa (Boral) (Australia) | m³ | 538 | 0.22417 | 0 | 0
| Concrete (in-situ), Concrete in-situ QLD metro High slump 50 MPa (Boral) (Australia) | m³ | 351 | 0.14625 | 0 | 0
| 50 MPa, Normal Class 50MPa - straight cement (Gunlake) (Australia) | m³ | 438.0521 | 0.18252 | 0 | 0
| 50 MPa, Normal Class 50MPa (NC5028PCI) - cement and fly-ash (Gunlake) (Australia) | m³ | 418.0609 | 0.17419 | 0 | 0
| 50 MPa, Normal Class 50MPa (NC502APD) - cement, slag and fly-ash (Gunlake) (Australia) | m³ | 307.0863 | 0.12795 | 0 | 0
| 50 MPa, Special Class 50MPa (GD502AP2) - green star mix with cement, high slag and fly-ash (Gunlake) (Australia) | m³ | 294.0952 | 0.12254 | 0 | 0
| 50 MPa, Column & Wall 50 MPa • Indicative Cement Replacement - Fly Ash/GGBFS (Hymix) (Australia) | m³ | 280 | 0.11667 | 0 | 0
| 50 MPa, Post Tension 50 MPa • 43% Indicative Cement Replacement - Fly Ash/GGBFS (Hymix) (Australia) | m³ | 288 | 0.12 | 0 | 0
| 50 MPa, Pump 50 MPa • 25% Indicative Cement Replacement, Fly Ash/GGBFS/Silica Fume (Hymix) (Australia) | m³ | 381 | 0.15875 | 0 | 0
| 50 MPa, Post Tension 50 MPa 25% Indicative Cement Replacement — GGBFS (Hymix) (Australia) | m³ | 399 | 0.16625 | 0 | 0
| 50 MPa, Tower Columns & Wall 50 MPa 50% Indicative Cement Replacement - Fly Ash/GGBFS Blend (Hymix) (Australia) | m³ | 287 | 0.11958 | 0 | 0
| 50 MPa, Tower Columns & Wall 50 MPa 28% Indicative Cement Replacement - Fly Ash/GGBFS/SiIica Fume Blend (Hymix) (Australia) | m³ | 402 | 0.1675 | 0 | 0
| 50 MPa, Tower Jumpform - Core 50 MPa 28% Indicative Cement Replacement - Fly Ash/GGBFS/Silica Fume Blend (Hymix) (Australia) | m³ | 397 | 0.16542 | 0 | 0
| 50 MPa, ENVISIA 50 MPa (Boral) (Australia) | m³ | 320 | 0.13333 | 0 | 0
| 50 MPa, ENVIROCRETE PLUS 50 MPa (Boral) (Australia) | m³ | 336 | 0.14 | 0 | 0
| 50 MPa, ENVIROCRETE 40% 50 MPa (Boral) (Australia) | m³ | 413 | 0.17208 | 0 | 0
| 50 MPa, ENVIROCRETE 30% 50 MPa (Boral) (Australia) | m³ | 463 | 0.19292 | 0 | 0
| 50 MPa, ENVIROCRETE 50 MPa (Boral) (Australia) | m³ | 364 | 0.15167 | 0 | 0
| 50 MPa, NORMAL CLASS GP BLEND 50 MPa (Boral) (Australia) | m³ | 485 | 0.20208 | 0 | 0
| 50 MPa, NORMAL CLASS GP/FA BLEND 50 MPa (Boral) (Australia) | m³ | 414 | 0.1725 | 0 | 0
| 50 MPa, NORMAL CLASS GP/GGBFS BLEND 50 MPa (Boral) (Australia) | m³ | 444 | 0.185 | 0 | 0
| 50 MPa, VR450 50 MPa GP/SLAG (Boral) (Australia) | m³ | 309 | 0.12875 | 0 | 0
| 50 MPa, VR450 50 MPa GP/FA (Boral) (Australia) | m³ | 410 | 0.17083 | 0 | 0
| 50 MPa, VR450 50 MPa TREMIE GP/SLAG (Boral) (Australia) | m³ | 311 | 0.12958 | 0 | 0
| 50 MPa, VR450 50 MPa TREMIE/CFA GP/SLAG (Boral) (Australia) | m³ | 336 | 0.14 | 0 | 0
| 50 MPa, HIGH SLUMP 50 MPa (Boral) (Australia) | m³ | 457 | 0.19042 | 0 | 0
| 50 MPa, TREMIE 50 MPa (Boral) (Australia) | m³ | 398 | 0.16583 | 0 | 0
| 50 MPa, VR450 50 MPa GP (Boral) (Australia) | m³ | 311 | 0.12958 | 0 | 0
| 50 MPa, TAS, VR450/50/EXP CL C concrete manufactured in our Northern Region (Hazell Bros Concrete Pty Ltd) (Australia) | m³ | 428.7278 | 0.17864 | 0 | 0
| 50 MPa, TAS, VR450/50/EXP CL C concrete manufactured in our Southern Region (Hazell Bros Concrete Pty Ltd) (Australia) | m³ | 432.5502 | 0.18023 | 0 | 0
| 50 MPa, NSW, Concrete: S50/10/100 manufactured at Prestons (Advanced Readymix) (Australia) | m³ | 467.2615 | 0.19469 | 0 | 0
| 50 MPa, NSW, Concrete: AD50PANW, AL50PANW, PE50PANW manufactured at Prestons (Advanced Readymix) (Australia) | m³ | 432.019 | 0.18001 | 0 | 0
| 50 MPa, NSW, Concrete: AD50PANW, AL50PANW, PE50PANW manufactured at Seven Hills (Advanced Readymix) (Australia) | m³ | 428.8829 | 0.1787 | 0 | 0
| 50 MPa, NSW, Concrete: AD50PANW, AL50PANW, PE50PANW manufactured at Smithfield (Advanced Readymix) (Australia) | m³ | 430.0022 | 0.17917 | 0 | 0
| 50 MPa, NSW, Concrete: S50/10/100 manufactured at Smithfield (Advanced Readymix) (Australia) | m³ | 436.7632 | 0.18198 | 0 | 0
| 50 MPa, NSW, Concrete: AD50PAN, AL50PAN, PE50PAN manufactured at Prestons (Advanced Readymix) (Australia) | m³ | 429.7873 | 0.17908 | 0 | 0
| 50 MPa, NSW, Concrete: AD50PAN, AL50PAN, PE50PAN manufactured at Seven Hills (Advanced Readymix) (Australia) | m³ | 426.6496 | 0.17777 | 0 | 0
| 50 MPa, NSW, Concrete: AD50PAN, AL50PAN, PE50PAN manufactured at Smithfield (Advanced Readymix) (Australia) | m³ | 427.7642 | 0.17824 | 0 | 0
| 50 MPa, NSW, Concrete: S50/20/100 manufactured at Prestons (Advanced Readymix) (Australia) | m³ | 446.6842 | 0.18612 | 0 | 0
| 50 MPa, NSW, Concrete: S50/20/100 manufactured at Smithfield (Advanced Readymix) (Australia) | m³ | 417.4192 | 0.17392 | 0 | 0
| 50 MPa, NSW, Concrete: NS50/20/100 manufactured at Prestons (Advanced Readymix) (Australia) | m³ | 257.2275 | 0.10718 | 0 | 0
| 50 MPa, NSW, Concrete: NS50/20/100 (Advanced Readymix) (Australia) | m³ | 255.991 | 0.10666 | 0 | 0
| 50 MPa, NSW, Concrete: NS50/20/80 manufactured at Prestons (Advanced Readymix) (Australia) | m³ | 256.6474 | 0.10694 | 0 | 0
| 50 MPa, NSW, Concrete: NS50/20/80 manufactured at Smithfield (Advanced Readymix) (Australia) | m³ | 255.4097 | 0.10642 | 0 | 0
| 50 MPa, TAS, N50/20N concrete manufactured in our Southern Region (Hazell Bros Concrete Pty Ltd) (Australia) | m³ | 392.0419 | 0.16335 | 0 | 0
| 50 MPa, TAS, N50/20N/SCM concrete manufactured in our Southern Region (Hazell Bros Concrete Pty Ltd) (Australia) | m³ | 286.4396 | 0.11935 | 0 | 0
| 50 MPa, NSW, Pre-mix concrete GS5020-1 (Western Suburbs Concrete) (Australia) | m³ | 354.4841 | 0.1477 | 0 | 0
| 50 MPa, TAS, N50/20N concrete manufactured in our Northern Region (Hazell Bros Concrete Pty Ltd) (Australia) | m³ | 370.7921 | 0.1545 | 0 | 0
| 50 MPa, NSW, Pre-mix concrete GS5020-2 (Western Suburbs Concrete) (Australia) | m³ | 308.1329 | 0.12839 | 0 | 0
| 50 MPa, NSW, Pre-mix concrete WN5020 (Western Suburbs Concrete) (Australia) | m³ | 370.8444 | 0.15452 | 0 | 0
| 50 MPa, NSW, Pre-mix concrete WGS5020-1 (Western Suburbs Concrete) (Australia) | m³ | 340.4526 | 0.14186 | 0 | 0
| 50 MPa, NSW, Pre-mix concrete WGS5020-2 (Western Suburbs Concrete) (Australia) | m³ | 320.8389 | 0.13368 | 0 | 0
| 50 MPa, TAS, N50/20N/SCM concrete manufactured in our Northern Region (Hazell Bros Concrete Pty Ltd) (Australia) | m³ | 282.2809 | 0.11762 | 0 | 0
| 50 MPa, NSW, Concrete: NS50/20/100 manufactured at Seven Hills (Advanced Readymix) (Australia) | m³ | 297.0154 | 0.12376 | 0 | 0
| 50 MPa, NSW, Concrete: S50/10/100 manufactured at Seven Hills (Advanced Readymix) (Australia) | m³ | 520.4757 | 0.21686 | 0 | 0
| 50 MPa, NSW, Readymix concrete: ECO52TER433 (Daracrete Pty Ltd) (Australia) | m³ | 238.0397 | 0.099183 | 0 | 0
| 50 MPa, NSW, Concrete: NS50/20/80 manufactured at Seven Hills (Advanced Readymix) (Australia) | m³ | 296.4357 | 0.12351 | 0 | 0
| 50 MPa, NSW, Readymix concrete: PC5510HWC500 - 55MPa (Daracrete Pty Ltd) (Australia) | m³ | 427.6026 | 0.17817 | 0 | 0
| 50 MPa, NSW, Concrete: S50/20/100 manufactured at Seven Hills (Advanced Readymix) (Australia) | m³ | 497.72 | 0.20738 | 0 | 0
| 50 MPa, NSW, Readymix concrete: PC5520180 (Daracrete Pty Ltd) (Australia) | m³ | 426.4584 | 0.17769 | 0 | 0
| Concrete (in-situ), GS LCHP20HE50 50 MPa (LCHP20HE50) (Elvin Group (ACT) Pty Ltd) (Australia) | m³ | 394.2552 | 0.16849 | 0 | 0
| Concrete (in-situ), VIC – North East Link Project – Spark – VS502NE3 (Holcim (Australia) Pty Ltd) (Australia) | m³ | 225.6242 | 0.09401 | 0 | 0
| Concrete (in-situ), VIC – Melbourne Metro – ECOPact – VE502EM5 (Holcim (Australia) Pty Ltd) (Australia) | m³ | 165.756 | 0.069065 | 0 | 0
| Concrete (in-situ), GS LCHP30HE50 50 MPa (Elvin Group (ACT) Pty Ltd) (Australia) | m³ | 367.2358 | 0.15627 | 0 | 0
| Concrete (in-situ), VIC - Melbourne Metro - ECOPact- VE502EMWC (Holcim (Australia) Pty Ltd) (Australia) | m³ | 166.8922 | 0.069538 | 0 | 0
| Concrete (in-situ), QLD - Brisbane (City) - Climate Active - QZ501E200 (Holcim (Australia) Pty Ltd) (Australia) | m³ | 307.0228 | 0.12793 | 0 | 0
| Concrete (in-situ), GS LCHP40HPX50 50 MPa (LCHP40HPX50) (Elvin Group (ACT) Pty Ltd) (Australia) | m³ | 331.2344 | 0.14155 | 0 | 0
| Concrete (in-situ), SA – Adelaide Metro – ECOPact – SE502DWCH (Holcim (Australia) Pty Ltd) (Australia) | m³ | 172.835 | 0.072015 | 0 | 0
| Concrete (in-situ), VIC – Melbourne Metro – ECOPact – VE501VWCH (Holcim (Australia) Pty Ltd) (Australia) | m³ | 178.72 | 0.074467 | 0 | 0
| Concrete (in-situ), GS LCHP25HE50 50 MPa (Elvin Group (ACT) Pty Ltd) (Australia) | m³ | 376.2453 | 0.16148 | 0 | 0
| Concrete (in-situ), QLD - Sunshine Coast - ECOPact - QE501E220 (Holcim (Australia) Pty Ltd) (Australia) | m³ | 292.8655 | 0.12203 | 0 | 0
| Concrete (in-situ), Premix Concrete – S50MPa GreenCrete 70 (Piave Premix Concrete Pty Ltd) (Australia) | m³ | 182 | 0.076503 | 0 | 0
| Concrete (in-situ), VIC – Melbourne Metro – ECOPact – VE502EVR2 (Holcim (Australia) Pty Ltd) (Australia) | m³ | 181.5137 | 0.075631 | 0 | 0
| Concrete (in-situ), NSW – Far North Coast – ECOPact – NE501LCFA (Holcim (Australia) Pty Ltd) (Australia) | m³ | 183.2289 | 0.076345 | 0 | 0
| Concrete (in-situ), Post-tensioned 50 MPa (22 MPa @ 4 days) HySustain (Hymix Australia Pty Ltd) (Australia) | m³ | 279.1052 | 0.11453 | 0 | 0
| Concrete (in-situ), GS LCF40G65 65 MPa (Elvin Group (ACT) Pty Ltd) (Australia) | m³ | 358.2465 | 0.15576 | 0 | 0
| Concrete (in-situ), VIC - Melbourne Metro - ECOPact- VE502VW35 (Holcim (Australia) Pty Ltd) (Australia) | m³ | 196.719 | 0.081966 | 0 | 0
| Concrete (in-situ), VIC - Melbourne Metro - ECOPact- VE502VWCH (Holcim (Australia) Pty Ltd) (Australia) | m³ | 196.768 | 0.081987 | 0 | 0
| Concrete (in-situ), VIC – Melbourne Metro – ECOPact – VE502VWH4 (Holcim (Australia) Pty Ltd) (Australia) | m³ | 196.768 | 0.081987 | 0 | 0
| Concrete (in-situ), SA – Adelaide Metro – ECOPact – SE502EWH3 (Holcim (Australia) Pty Ltd) (Australia) | m³ | 200.035 | 0.083348 | 0 | 0
| Concrete (in-situ), N50/20/100 GP/FA blend (Nucon Concrete Pty Ltd) (Australia) | m³ | 204.9959 | 0.087232 | 0 | 0
| Concrete (in-situ), VIC - Melbourne Metro - ECOPact- VE502SRDW (Holcim (Australia) Pty Ltd) (Australia) | m³ | 205.7066 | 0.085711 | 0 | 0
| Concrete (in-situ), VIC – Melbourne Metro – ECOPact – BE502ESW (Holcim (Australia) Pty Ltd) (Australia) | m³ | 209.7995 | 0.087416 | 0 | 0
| Concrete (in-situ), VIC - Melbourne Metro - ECOPact- VE501EVBW (Holcim (Australia) Pty Ltd) (Australia) | m³ | 211.7335 | 0.088222 | 0 | 0
| Concrete (in-situ), NSW – Sydney – ECOPact – NE501EBMX (Holcim (Australia) Pty Ltd) (Australia) | m³ | 214.1706 | 0.089238 | 0 | 0
| Concrete (in-situ), QLD - Tweed - Climate Active - QZ502EEZY (Holcim (Australia) Pty Ltd) (Australia) | m³ | 215.2416 | 0.089684 | 0 | 0
| Concrete (in-situ), MRWA PILING 50MPA - MLH [ZTPIL50A] (Heidelberg Materials Australia Pty Ltd) (Australia) | m³ | 217.1433 | 0.09121 | 0 | 0
| Concrete (in-situ), Premix Concrete – 50MPa CFA (Piave Premix Concrete Pty Ltd) (Australia) | m³ | 217 | 0.093737 | 0 | 0
| Concrete (in-situ), NSW – Sydney – ECOPact – NE502EBX2 (Holcim (Australia) Pty Ltd) (Australia) | m³ | 219.1807 | 0.091325 | 0 | 0
| Concrete (in-situ), NSW – Sydney – ECOPact – NE502ER53 (Holcim (Australia) Pty Ltd) (Australia) | m³ | 219.1717 | 0.091322 | 0 | 0
| Concrete (in-situ), NSW – Sydney – ECOPact – NS502ERT2 (Holcim (Australia) Pty Ltd) (Australia) | m³ | 218.1772 | 0.090907 | 0 | 0
| Concrete (in-situ), MRWA S50 LH (GP+ SLAG) [ZWR502CB] Generic EPD - Perth Region (Heidelberg Materials Australia Pty Ltd) (Australia) | m³ | 220.2944 | 0.091789 | 0 | 0
| Concrete (in-situ), Premix Concrete - 50MPa Pad (Piave Premix Concrete Pty Ltd) (Australia) | m³ | 221 | 0.092314 | 0 | 0
| Concrete (in-situ), SA - ADLC - ECOPact Mixes- SE501EWC (Holcim (Australia) Pty Ltd) (Australia) | m³ | 221.145 | 0.092144 | 0 | 0
| Concrete (in-situ), NSW - Sydney - ECOPact - NS502ERQ2 (Holcim (Australia) Pty Ltd) (Australia) | m³ | 221.1722 | 0.092155 | 0 | 0
| Concrete (in-situ), VIC - Melbourne Metro - ECOPact- VE502ESW (Holcim (Australia) Pty Ltd) (Australia) | m³ | 224.7231 | 0.093635 | 0 | 0
| Concrete (in-situ), SA - ADLC - ECOPact Mixes- SE502APSW (Holcim (Australia) Pty Ltd) (Australia) | m³ | 228.208 | 0.095087 | 0 | 0
| Concrete (in-situ), VIC – Melbourne Metro – ECOPact – VE502EVR5 (Holcim (Australia) Pty Ltd) (Australia) | m³ | 227.715 | 0.094881 | 0 | 0
| Concrete (in-situ), VIC - Footscray - Climate Active - VZ502E (Holcim (Australia) Pty Ltd) (Australia) | m³ | 228.6093 | 0.095254 | 0 | 0
| Concrete (in-situ), VIC - Footscray - Climate Active - VZ502E5 (Holcim (Australia) Pty Ltd) (Australia) | m³ | 229.6468 | 0.095686 | 0 | 0
| Concrete (in-situ), VIC - Melbourne Metro - ECOPact- VE504EWC (Holcim (Australia) Pty Ltd) (Australia) | m³ | 228.7319 | 0.095305 | 0 | 0
| Concrete (in-situ), Premix Concrete - 50MPA Tremie SP (Piave Premix Concrete Pty Ltd) (Australia) | m³ | 230 | 0.096436 | 0 | 0
| Concrete (in-situ), VIC – Melbourne Metro – ECOPact – VE502E5 (Holcim (Australia) Pty Ltd) (Australia) | m³ | 232.6623 | 0.096943 | 0 | 0
| Concrete (in-situ), VIC - Melbourne Metro - ECOPact- VE502ESWC (Holcim (Australia) Pty Ltd) (Australia) | m³ | 231.7749 | 0.096573 | 0 | 0
| Concrete (in-situ), WA - Southwest - ECOPact - WE502TR30 (Holcim (Australia) Pty Ltd) (Australia) | m³ | 231.7158 | 0.096548 | 0 | 0
| Concrete (in-situ), SA - ADLC - ECOPact Mixes- SE502E3 (Holcim (Australia) Pty Ltd) (Australia) | m³ | 231.265 | 0.09636 | 0 | 0
| Concrete (in-situ), SA – Adelaide Metro – ECOPact – SE501E2 (Holcim (Australia) Pty Ltd) (Australia) | m³ | 233.389 | 0.097245 | 0 | 0
| Concrete (in-situ), WA – Perth – Main Roads WA – WS504TD02 (Holcim (Australia) Pty Ltd) (Australia) | m³ | 234.7235 | 0.097801 | 0 | 0
| Concrete (in-situ), WA – Perth – Main Roads WA – WS504TC02 (Holcim (Australia) Pty Ltd) (Australia) | m³ | 234.7235 | 0.097801 | 0 | 0
| Concrete (in-situ), SA – Adelaide Metro – ECOPact – SE504TDFW + No Fibres (Holcim (Australia) Pty Ltd) (Australia) | m³ | 237.072 | 0.09878 | 0 | 0
| Concrete (in-situ), SA - ADLC - ECOPact Mixes- SE502EAV (Holcim (Australia) Pty Ltd) (Australia) | m³ | 238.26 | 0.099275 | 0 | 0
| Concrete (in-situ), VIC - Melbourne Metro - ECOPact- VE501E (Holcim (Australia) Pty Ltd) (Australia) | m³ | 238.6113 | 0.099421 | 0 | 0
| Concrete (in-situ), SA - ADLC - ECOPact Mixes- SE501EAV (Holcim (Australia) Pty Ltd) (Australia) | m³ | 238.26 | 0.099275 | 0 | 0
| Concrete (in-situ), NSW – Sydney – ECOPact – NE502E1 (Holcim (Australia) Pty Ltd) (Australia) | m³ | 237.1818 | 0.098826 | 0 | 0
| Concrete (in-situ), NSW – Sydney – ECOPact – NE502E5 (Holcim (Australia) Pty Ltd) (Australia) | m³ | 238.1819 | 0.099242 | 0 | 0
| Concrete (in-situ), VIC – North East Link Project – Spark – VS502NEF3 (Holcim (Australia) Pty Ltd) (Australia) | m³ | 238.6295 | 0.099429 | 0 | 0
| Concrete (in-situ), VIC – North East Link Project – Spark – VS502NEF5 (Holcim (Australia) Pty Ltd) (Australia) | m³ | 239.6297 | 0.099846 | 0 | 0
| Concrete (in-situ), WA – Perth – Main Roads WA – WE502TD20 (Holcim (Australia) Pty Ltd) (Australia) | m³ | 239.7421 | 0.099893 | 0 | 0
| Concrete (in-situ), GS LCT40G50 50 MPa (Elvin Group (ACT) Pty Ltd) (Australia) | m³ | 240.0976 | 0.10261 | 0 | 0
| Concrete (in-situ), WA – Perth – Main Roads WA – WE502TC20 (Holcim (Australia) Pty Ltd) (Australia) | m³ | 239.723 | 0.099885 | 0 | 0
| Concrete (in-situ), NSW – Sydney – ECOPact – NE501E5 (Holcim (Australia) Pty Ltd) (Australia) | m³ | 240.1822 | 0.10008 | 0 | 0
| Concrete (in-situ), VIC – North East Link Project – Spark – VS504NEFW (Holcim (Australia) Pty Ltd) (Australia) | m³ | 241.6726 | 0.1007 | 0 | 0
| Concrete (in-situ), WA – Perth – Main Roads WA – WE502LC19 (Holcim (Australia) Pty Ltd) (Australia) | m³ | 243.7556 | 0.10156 | 0 | 0
| Concrete (in-situ), WA – Perth – Main Roads WA – WS504LC05 (Holcim (Australia) Pty Ltd) (Australia) | m³ | 243.7557 | 0.10156 | 0 | 0
| Concrete (in-situ), Climate Active – VIC - Keilor - VZ502E (Holcim (Australia) Pty Ltd) (Australia) | m³ | 243.5977 | 0.1015 | 0 | 0
| Concrete (in-situ), VIC – North East Link Project – Spark – VS504NESW (Holcim (Australia) Pty Ltd) (Australia) | m³ | 247.0207 | 0.10293 | 0 | 0
| Concrete (in-situ), VIC – Melbourne Metro – ECOPact – VE504AMTF (Holcim (Australia) Pty Ltd) (Australia) | m³ | 247.7182 | 0.10322 | 0 | 0
| Concrete (in-situ), VIC - Melbourne Metro - ECOPact- VE501A520 (Holcim (Australia) Pty Ltd) (Australia) | m³ | 248.1082 | 0.10338 | 0 | 0
| Concrete (in-situ), VIC - Melbourne Metro - ECOPact- VE501EVR2 (Holcim (Australia) Pty Ltd) (Australia) | m³ | 248.6341 | 0.1036 | 0 | 0
| Concrete (in-situ), QLD - Burleigh - Climate Active - QZ502EEZY (Holcim (Australia) Pty Ltd) (Australia) | m³ | 248.992 | 0.10375 | 0 | 0
| Concrete (in-situ), VIC - Melbourne Metro - ECOPact- VE502E (Holcim (Australia) Pty Ltd) (Australia) | m³ | 249.6349 | 0.10401 | 0 | 0
| Concrete (in-situ), VIC – Melbourne Metro – ECOPact – VZ502E (Holcim (Australia) Pty Ltd) (Australia) | m³ | 249.6349 | 0.10401 | 0 | 0
| Concrete (in-situ), VIC – Melbourne Metro – ECOPact – VE502E2 (Holcim (Australia) Pty Ltd) (Australia) | m³ | 249.6349 | 0.10401 | 0 | 0
| Concrete (in-situ), SA - ADLC - ECOPact Mixes- SE452AP1 (Holcim (Australia) Pty Ltd) (Australia) | m³ | 248.432 | 0.10351 | 0 | 0
| Concrete (in-situ), SA – Adelaide Metro – ECOPact – SE452AP1 (Holcim (Australia) Pty Ltd) (Australia) | m³ | 248.432 | 0.10351 | 0 | 0
| Concrete (in-situ), VIC – Melbourne Metro – ECOPact – VE504E (Holcim (Australia) Pty Ltd) (Australia) | m³ | 249.727 | 0.10405 | 0 | 0
| Concrete (in-situ), QLD - BNE - ECOPact - QE501EBMX (Holcim (Australia) Pty Ltd) (Australia) | m³ | 249.937 | 0.10414 | 0 | 0
| Concrete (in-situ), SA - ADLC - ECOPact Mixes- SE502A700 (Holcim (Australia) Pty Ltd) (Australia) | m³ | 250.337 | 0.10431 | 0 | 0
| Concrete (in-situ), GS ELCN GROUP 50 MPa (SLCT70S50) (Elvin Group (ACT) Pty Ltd) (Australia) | m³ | 251.0874 | 0.10776 | 0 | 0
| Concrete (in-situ), VIC – Melbourne Metro – ECOPact – VE502EATT (Holcim (Australia) Pty Ltd) (Australia) | m³ | 251.7257 | 0.10489 | 0 | 0
| Concrete (in-situ), VIC - Melbourne Metro - ECOPact- VE501EAV (Holcim (Australia) Pty Ltd) (Australia) | m³ | 251.7028 | 0.10488 | 0 | 0
| Concrete (in-situ), VIC - Melbourne Metro - ECOPact- VE504EAV (Holcim (Australia) Pty Ltd) (Australia) | m³ | 251.7028 | 0.10488 | 0 | 0
| Concrete (in-situ), VIC - Melbourne Metro - ECOPact- VE504EAVX (Holcim (Australia) Pty Ltd) (Australia) | m³ | 251.7028 | 0.10488 | 0 | 0
| Concrete (in-situ), VIC - Melbourne Metro - ECOPact- VE502EAV (Holcim (Australia) Pty Ltd) (Australia) | m³ | 251.7028 | 0.10488 | 0 | 0
| Concrete (in-situ), LCHP60SCC50 (Elvin Group (ACT) Pty Ltd) (Australia) | m³ | 253.1796 | 0.10638 | 0 | 0
| Concrete (in-situ), SA – Adelaide Metro – ECOPact – SE502AP1 (Holcim (Australia) Pty Ltd) (Australia) | m³ | 252.402 | 0.10517 | 0 | 0
| Concrete (in-situ), SA - ADLC - ECOPact Mixes- SE502AP3 (Holcim (Australia) Pty Ltd) (Australia) | m³ | 253.398 | 0.10558 | 0 | 0
| Concrete (in-situ), QLD - Sunshine Coast - ECOPact - QE501EL21 (Holcim (Australia) Pty Ltd) (Australia) | m³ | 254.9138 | 0.10621 | 0 | 0
| Concrete (in-situ), QLD - Sunshine Coast - ECOPact - QE501EEZY (Holcim (Australia) Pty Ltd) (Australia) | m³ | 254.9757 | 0.10624 | 0 | 0
| Concrete (in-situ), VIC - Melbourne Metro - ECOPact- VE501HEWC (Holcim (Australia) Pty Ltd) (Australia) | m³ | 254.7963 | 0.10617 | 0 | 0
| Concrete (in-situ), HYLO-50 Normal-Class 50 MPa (Hymix Australia Pty Ltd) (Australia) | m³ | 256.0895 | 0.10532 | 0 | 0
| Concrete (in-situ), GS LCT60G50 50 MPa (Elvin Group (ACT) Pty Ltd) (Australia) | m³ | 257.2162 | 0.10992 | 0 | 0
| Concrete (in-situ), Premix Concrete - 50MPa Pump S Mix (Piave Premix Concrete Pty Ltd) (Australia) | m³ | 258 | 0.10763 | 0 | 0
| Concrete (in-situ), SA – Adelaide Metro – ECOPact – SE501A532 (Holcim (Australia) Pty Ltd) (Australia) | m³ | 257.41 | 0.10725 | 0 | 0
| Concrete (in-situ), SA - ADLC - ECOPact Mixes- SE502AHE (Holcim (Australia) Pty Ltd) (Australia) | m³ | 259.411 | 0.10809 | 0 | 0
| Concrete (in-situ), GE501HD18 (Heidelberg Materials Australia Pty Ltd) (Australia) | m³ | 260.1022 | 0.10838 | 0 | 0
| Concrete (in-situ), Piling 50 MPa Enrich-50 (Heidelberg Materials Australia Pty Ltd) (Australia) | m³ | 260.0903 | 0.10842 | 0 | 0
| Concrete (in-situ), Piling 50 MPa HYLO-50 (Hymix Australia Pty Ltd) (Australia) | m³ | 260.0903 | 0.10842 | 0 | 0
| Concrete (in-situ), QLD - Sunshine Coast - ECOPact - QE502E100 (Holcim (Australia) Pty Ltd) (Australia) | m³ | 259.9975 | 0.10833 | 0 | 0
| Concrete (in-situ), QLD - Sunshine Coast - ECOPact - QE502EEZY (Holcim (Australia) Pty Ltd) (Australia) | m³ | 259.9785 | 0.10832 | 0 | 0
| Concrete (in-situ), GS SLCT60S50 50 MPa (SLCT60S50) E L V I N G R O U P ( A C T ) READY-MIXED CONCRETE (Elvin Group (ACT) Pty Ltd) (Australia) | m³ | 261.1992 | 0.11162 | 0 | 0
| Concrete (in-situ), GS LCHP60HPX50 50 MPa (LCHP60HPX50) READY-MIXED CONCRETE (Elvin Group (ACT) Pty Ltd) (Australia) | m³ | 261.2152 | 0.11259 | 0 | 0
| Concrete (in-situ), QLD – Brisbane – ECOPact – QE502EA01 (Holcim (Australia) Pty Ltd) (Australia) | m³ | 261.0665 | 0.10878 | 0 | 0
| Concrete (in-situ), QLD - Brisbane (City) - Climate Active - QZ502EEZY (Holcim (Australia) Pty Ltd) (Australia) | m³ | 261.0695 | 0.10878 | 0 | 0
| Concrete (in-situ), QLD - North Queensland - ECOPact - QE502E1 (Holcim (Australia) Pty Ltd) (Australia) | m³ | 261.9034 | 0.10913 | 0 | 0
| Concrete (in-situ), QLD - North Queensland - ECOPact - QE501E1 (Holcim (Australia) Pty Ltd) (Australia) | m³ | 263.8946 | 0.10996 | 0 | 0
| Concrete (in-situ), QLD - Murarrie - Climate Active - QZ502EEZY (Holcim (Australia) Pty Ltd) (Australia) | m³ | 263.0045 | 0.10959 | 0 | 0
| Concrete (in-situ), QLD - Darra - Climate Active - QZ502EEZY (Holcim (Australia) Pty Ltd) (Australia) | m³ | 263.0045 | 0.10959 | 0 | 0
| Concrete (in-situ), QLD - North Queensland - ECOPact - QE502EMR1 (Holcim (Australia) Pty Ltd) (Australia) | m³ | 263.9027 | 0.10996 | 0 | 0
| Concrete (in-situ), QLD - North Queensland - ECOPact - QE501E (Holcim (Australia) Pty Ltd) (Australia) | m³ | 264.9205 | 0.11038 | 0 | 0
| Concrete (in-situ), SA – Adelaide Metro – ECOPact – SE502E56 (Holcim (Australia) Pty Ltd) (Australia) | m³ | 264.525 | 0.11022 | 0 | 0
| Concrete (in-situ), TfNSW B80 Insitu 50MPa B2 Exposure (Heidelberg Materials Australia Pty Ltd) (Australia) | m³ | 264.0879 | 0.10827 | 0 | 0
| Concrete (in-situ), TfNSW B80 Insitu 50MPa B2 Exposure (Hymix Australia Pty Ltd) (Australia) | m³ | 264.0879 | 0.10827 | 0 | 0
| Concrete (in-situ), QLD - North Queensland - ECOPact - QE501EMR1 (Holcim (Australia) Pty Ltd) (Australia) | m³ | 265.8938 | 0.11079 | 0 | 0
| Concrete (in-situ), Premix Concrete - 50MPa MIX SUPER (Piave Premix Concrete Pty Ltd) (Australia) | m³ | 268 | 0.11102 | 0 | 0
| Concrete (in-situ), ZS5010-559 (50MPa SWC) concrete (Gunlake Concrete NSW Pty Ltd) (Australia) | m³ | 269.0407 | 0.11567 | 0 | 0
| Concrete (in-situ), Premix Concrete - 50MPA All 14mm (Piave Premix Concrete Pty Ltd) (Australia) | m³ | 269 | 0.11199 | 0 | 0
| Concrete (in-situ), TfNSW B80 Cast-in-place-piles 50MPa B2 Exposure (Heidelberg Materials Australia Pty Ltd) (Australia) | m³ | 273.0811 | 0.11383 | 0 | 0
| Concrete (in-situ), TfNSW B80 Cast-in-place-piles 50MPa B2 Exposure (Hymix Australia Pty Ltd) (Australia) | m³ | 273.0811 | 0.11383 | 0 | 0
| Concrete (in-situ), VIC - Melbourne Metro - ECOPact- VE502E56 (Holcim (Australia) Pty Ltd) (Australia) | m³ | 274.6306 | 0.11443 | 0 | 0
| Concrete (in-situ), VIC - Melbourne Metro - ECOPact- VE502EAP5 (Holcim (Australia) Pty Ltd) (Australia) | m³ | 274.7867 | 0.11449 | 0 | 0
| Concrete (in-situ), SA – Adelaide Metro – ECOPact – SE502EDTW (Holcim (Australia) Pty Ltd) (Australia) | m³ | 274.351 | 0.11431 | 0 | 0
| Concrete (in-situ), 50MPa SWC (ZS5010-559) concrete (Gunlake Concrete NSW Pty Ltd) (Australia) | m³ | 276.1114 | 0.11871 | 0 | 0
| Concrete (in-situ), Premix Concrete - 50MPa 14mm PT SP (Piave Premix Concrete Pty Ltd) (Australia) | m³ | 276 | 0.11438 | 0 | 0
| Concrete (in-situ), Premix Concrete – 50MPa CFA MC (Piave Premix Concrete Pty Ltd) (Australia) | m³ | 277 | 0.11807 | 0 | 0
| Concrete (in-situ), 50MPa Bluestar Plus (BLP502CPD) concrete (Gunlake Concrete NSW Pty Ltd) (Australia) | m³ | 278.0916 | 0.12316 | 0 | 0
| Concrete (in-situ), Sydney Water Special 50MPa (Hymix Australia Pty Ltd) (Australia) | m³ | 280.1551 | 0.11558 | 0 | 0
| Concrete (in-situ), Premix Concrete – C50MPa Mix SP SG (Piave Premix Concrete Pty Ltd) (Australia) | m³ | 281 | 0.11588 | 0 | 0
| Concrete (in-situ), Post-tensioned 50 MPa (22 MPa @ 4 days) ECOTERA (Heidelberg Materials Australia Pty Ltd) (Australia) | m³ | 279.1052 | 0.11629 | 0 | 0
| Concrete (in-situ), VIC - Melbourne Metro - ECOPact- VE502A202 (Holcim (Australia) Pty Ltd) (Australia) | m³ | 281.8066 | 0.11742 | 0 | 0
| Concrete (in-situ), SA - ADLC - ECOPact Mixes- SE502EHES (Holcim (Australia) Pty Ltd) (Australia) | m³ | 282.553 | 0.11773 | 0 | 0
| Concrete (in-situ), SA - ADLC - ECOPact Mixes- SE501EHES (Holcim (Australia) Pty Ltd) (Australia) | m³ | 282.553 | 0.11773 | 0 | 0
| Concrete (in-situ), QLD – Sunshine Coast – ECOPact – QE501E550 (Holcim (Australia) Pty Ltd) (Australia) | m³ | 281.8639 | 0.11744 | 0 | 0
| Concrete (in-situ), SA - ADLC - ECOPact Mixes- SE501EPSW (Holcim (Australia) Pty Ltd) (Australia) | m³ | 282.551 | 0.11773 | 0 | 0
| Concrete (in-situ), SA - ADLC - ECOPact Mixes- SE502AW40 (Holcim (Australia) Pty Ltd) (Australia) | m³ | 283.567 | 0.11815 | 0 | 0
| Concrete (in-situ), Climate Active – QLD - Southport - QZ501E200 (Holcim (Australia) Pty Ltd) (Australia) | m³ | 283.9639 | 0.11832 | 0 | 0
| Concrete (in-situ), QLD - Tweed - Climate Active - QZ501E200 (Holcim (Australia) Pty Ltd) (Australia) | m³ | 283.9558 | 0.11831 | 0 | 0
| Concrete (in-situ), QLD - Burleigh - Climate Active - QZ501E200 (Holcim (Australia) Pty Ltd) (Australia) | m³ | 283.9639 | 0.11832 | 0 | 0
| Concrete (in-situ), SA - ADLC - ECOPact Mixes- SE501ASWL (Holcim (Australia) Pty Ltd) (Australia) | m³ | 283.561 | 0.11815 | 0 | 0
| Concrete (in-situ), VIC – Melbourne Metro – ECOPact – VE504EPT2 (Holcim (Australia) Pty Ltd) (Australia) | m³ | 284.7261 | 0.11864 | 0 | 0
| Concrete (in-situ), LCHP50SCC50 50 MPa (LCHP50SCC50) (Elvin Group (ACT) Pty Ltd) (Australia) | m³ | 287.1884 | 0.12067 | 0 | 0
| Concrete (in-situ), Post-tensioned 50 MPa (22 MPa @ 3 days) ECOTERA (Heidelberg Materials Australia Pty Ltd) (Australia) | m³ | 285.1098 | 0.11699 | 0 | 0
| Concrete (in-situ), Post-tensioned 50 MPa (22 MPa @ 3 days) HySustain (Hymix Australia Pty Ltd) (Australia) | m³ | 285.1098 | 0.11699 | 0 | 0
| Concrete (in-situ), Climate Active – QLD - Wacol - QZ502EEZY (Holcim (Australia) Pty Ltd) (Australia) | m³ | 288.0839 | 0.12003 | 0 | 0
| Concrete (in-situ), SA - ADLC - ECOPact Mixes- SE502AFSW (Holcim (Australia) Pty Ltd) (Australia) | m³ | 289.276 | 0.12053 | 0 | 0
| Concrete (in-situ), Premix Concrete - 50MPA Pump PT 14 (Piave Premix Concrete Pty Ltd) (Australia) | m³ | 290 | 0.12023 | 0 | 0
| Concrete (in-situ), GS LCHP50HPX50 50 MPa (LCHP50HPX50) Concrete-ready-mixed concrete (Elvin Group (ACT) Pty Ltd) (Australia) | m³ | 291.2234 | 0.12499 | 0 | 0
| Concrete (in-situ), Post-tensioned 50 MPa (25 MPa @ 4 days) HySustain (Hymix Australia Pty Ltd) (Australia) | m³ | 290.1086 | 0.11909 | 0 | 0
| Concrete (in-situ), QLD - North Queensland - ECOPact - QE502EUF (Holcim (Australia) Pty Ltd) (Australia) | m³ | 291.7896 | 0.12158 | 0 | 0
| Concrete (in-situ), GS LCT50G50 50 MPa (Elvin Group (ACT) Pty Ltd) (Australia) | m³ | 292.2261 | 0.12488 | 0 | 0
| Concrete (in-situ), WA - Alkimos Seawater Desalination Plant Project - Project Mixes - WS502MP33 (Holcim (Australia) Pty Ltd) (Australia) | m³ | 297.1958 | 0.12383 | 0 | 0
| Concrete (in-situ), GS SLCT50S50 50 MPa (SLCT50S50) (Elvin Group (ACT) Pty Ltd) (Australia) | m³ | 298.2094 | 0.12744 | 0 | 0
| Concrete (in-situ), QLD – Sunshine Coast – ECOPact – QE501E200 (Holcim (Australia) Pty Ltd) (Australia) | m³ | 298.9241 | 0.12455 | 0 | 0
| Concrete (in-situ), Precast 50MPa HySustain (Hymix Australia Pty Ltd) (Australia) | m³ | 298.0916 | 0.1211 | 0 | 0
| Concrete (in-situ), QLD - Sunshine Coast - ECOPact - QE501E160 (Holcim (Australia) Pty Ltd) (Australia) | m³ | 299.9381 | 0.12497 | 0 | 0
| Concrete (in-situ), VIC - Melbourne Metro - ECOPact- VE502EAS5 (Holcim (Australia) Pty Ltd) (Australia) | m³ | 300.832 | 0.12535 | 0 | 0
| Concrete (in-situ), VIC - Melbourne Metro - ECOPact- VE501EAP (Holcim (Australia) Pty Ltd) (Australia) | m³ | 301.8828 | 0.12578 | 0 | 0
| Concrete (in-situ), SA - ADLC - ECOPact Mixes- SE502A540 (Holcim (Australia) Pty Ltd) (Australia) | m³ | 300.64 | 0.12527 | 0 | 0
| Concrete (in-situ), NSW – Sydney – ECOPact – NE501E1L2 (Holcim (Australia) Pty Ltd) (Australia) | m³ | 300.2053 | 0.12509 | 0 | 0
| Concrete (in-situ), QLD - BNE - ECOPact - QE502EA03 (Holcim (Australia) Pty Ltd) (Australia) | m³ | 301.0687 | 0.12545 | 0 | 0
| Concrete (in-situ), GS SLCF40S50 50 MPa (Elvin Group (ACT) Pty Ltd) (Australia) | m³ | 302.1358 | 0.13079 | 0 | 0
| Concrete (in-situ), WA – Perth Metro – ECOPact – WE501E4 (Holcim (Australia) Pty Ltd) (Australia) | m³ | 303.07 | 0.12628 | 0 | 0
| Concrete (in-situ), WA - Perth Metropolitan - ECOPact - WE501E2 (Holcim (Australia) Pty Ltd) (Australia) | m³ | 303.07 | 0.12628 | 0 | 0
| Concrete (in-situ), NSW – Sydney – ECOPact – NE501EA7 (Holcim (Australia) Pty Ltd) (Australia) | m³ | 304.2078 | 0.12675 | 0 | 0
| Concrete (in-situ), Premix Concrete – 50MPa Precast Spandrel (Piave Premix Concrete Pty Ltd) (Australia) | m³ | 305 | 0.12619 | 0 | 0
| Concrete (in-situ), Enrich-40 Normal-Class 50 MPa (Heidelberg Materials Australia Pty Ltd) (Australia) | m³ | 306.1083 | 0.12755 | 0 | 0
| Concrete (in-situ), Post-tensioned 50 MPa (25 MPa @ 3 days) ECOTERA (Heidelberg Materials Australia Pty Ltd) (Australia) | m³ | 304.1178 | 0.12428 | 0 | 0
| Concrete (in-situ), HYLO-40 Normal-Class 50 MPa (Hymix Australia Pty Ltd) (Australia) | m³ | 306.1083 | 0.12552 | 0 | 0
| Concrete (in-situ), WA - Southwest - ECOPact - WE502E2 (Holcim (Australia) Pty Ltd) (Australia) | m³ | 306.087 | 0.12754 | 0 | 0
| Concrete (in-situ), VIC - Melbourne Metro - ECOPact- VE504AVPW (Holcim (Australia) Pty Ltd) (Australia) | m³ | 306.9304 | 0.12789 | 0 | 0
| Concrete (in-situ), CW501DS61 (Heidelberg Materials Australia Pty Ltd) (Australia) | m³ | 310.2407 | 0.13266 | 0 | 0
| Concrete (in-situ), Climate Active – VIC - Laverton - VZ502E5 (Holcim (Australia) Pty Ltd) (Australia) | m³ | 310.7671 | 0.12949 | 0 | 0
| Concrete (in-situ), WA - Perth Metropolitan - ECOPact - WE504E4 (Holcim (Australia) Pty Ltd) (Australia) | m³ | 310.1 | 0.12921 | 0 | 0
| Concrete (in-situ), WA – Perth Metro – ECOPact – WE504E2 (Holcim (Australia) Pty Ltd) (Australia) | m³ | 310.1 | 0.12921 | 0 | 0
| Concrete (in-situ), NSW – Sydney – ECOPact – NE501EA7F (Holcim (Australia) Pty Ltd) (Australia) | m³ | 311.0303 | 0.1296 | 0 | 0
| Concrete (in-situ), QLD - Wacol - Climate Active - QZ501E200 (Holcim (Australia) Pty Ltd) (Australia) | m³ | 311.9671 | 0.12999 | 0 | 0
| Concrete (in-situ), Climate Active – QLD - Darra - QZ501E200 (Holcim (Australia) Pty Ltd) (Australia) | m³ | 311.9671 | 0.12999 | 0 | 0
| Concrete (in-situ), QLD - Murarrie - Climate Active - QZ501E200 (Holcim (Australia) Pty Ltd) (Australia) | m³ | 311.9671 | 0.12999 | 0 | 0
| Concrete (in-situ), NSW – Sydney – ECOPact – NE501PTS2 (Holcim (Australia) Pty Ltd) (Australia) | m³ | 312.2029 | 0.13008 | 0 | 0
| Concrete (in-situ), WA - Perth Metropolitan - ECOPact - WE502E2 (Holcim (Australia) Pty Ltd) (Australia) | m³ | 312.1 | 0.13004 | 0 | 0
| Concrete (in-situ), WA – Perth Metro – ECOPact – WE502E4 (Holcim (Australia) Pty Ltd) (Australia) | m³ | 312.1 | 0.13004 | 0 | 0
| Concrete (in-situ), Precast 50MPa ECOTERA (Heidelberg Materials Australia Pty Ltd) (Australia) | m³ | 311.113 | 0.12639 | 0 | 0
| Concrete (in-situ), VIC - Melbourne Metro - ECOPact- VE502VRA5 (Holcim (Australia) Pty Ltd) (Australia) | m³ | 315.748 | 0.13156 | 0 | 0
| Concrete (in-situ), Premix Concrete – 50MPa Precast Mix (Piave Premix Concrete Pty Ltd) (Australia) | m³ | 316 | 0.13085 | 0 | 0
| Concrete (in-situ), 50MPa 25@4 Bluestar Plus (BLP25@4EPD) concrete (Gunlake Concrete NSW Pty Ltd) (Australia) | m³ | 317.0957 | 0.13419 | 0 | 0
| Concrete (in-situ), NSW - West NSW - ECOPact - NE502E142 (Holcim (Australia) Pty Ltd) (Australia) | m³ | 318.1772 | 0.13257 | 0 | 0
| Concrete (in-situ), VIC - Melbourne Metro - ECOPact- VE502VFA5 (Holcim (Australia) Pty Ltd) (Australia) | m³ | 318.708 | 0.1328 | 0 | 0
| Concrete (in-situ), Premix Concrete – 50MPa Precast 14mm (Piave Premix Concrete Pty Ltd) (Australia) | m³ | 323 | 0.1332 | 0 | 0
| Concrete (in-situ), NSW - Newcastle - ECOPact- NE502L195 (Holcim (Australia) Pty Ltd) (Australia) | m³ | 323.15 | 0.13465 | 0 | 0
| Concrete (in-situ), 50MPa GP/FA/GGBFS Verticals (CM501FPD) concrete (Gunlake Concrete NSW Pty Ltd) (Australia) | m³ | 327.1004 | 0.14253 | 0 | 0
| Concrete (in-situ), NSW - Newcastle - ECOPact- NE501L295 (Holcim (Australia) Pty Ltd) (Australia) | m³ | 329.18 | 0.13716 | 0 | 0
| Concrete (in-situ), VIC - Melbourne Metro - ECOPact- VE502AVL2 (Holcim (Australia) Pty Ltd) (Australia) | m³ | 328.624 | 0.13693 | 0 | 0
| Concrete (in-situ), NSW – West NSW – ECOPact – NE501E142 (Holcim (Australia) Pty Ltd) (Australia) | m³ | 333.175 | 0.13882 | 0 | 0
| Concrete (in-situ), S50-27 LOWCO2/330 supplied to Teggman Precast (Gunlake Concrete NSW Pty Ltd) (Australia) | m³ | 335.0965 | 0.1387 | 0 | 0
| Concrete (in-situ), NSW – West NSW – ECOPact – NE502E342 (Holcim (Australia) Pty Ltd) (Australia) | m³ | 335.1962 | 0.13967 | 0 | 0
| Concrete (in-situ), N50PR20K080 concrete manufactured at Mildura (E.B. Mawson & Sons Pty Ltd) (Australia) | m³ | 338.1092 | 0.14206 | 0 | 0
| Concrete (in-situ), NSW - Coffs Coast - ECOPact- NE502L1A1 (Holcim (Australia) Pty Ltd) (Australia) | m³ | 338.2104 | 0.14092 | 0 | 0
| Concrete (in-situ), N50PR20H093 concrete manufactured at Hay for Project EnergyConnect (E.B. Mawson & Sons Pty Ltd) (Australia) | m³ | 339.267 | 0.13625 | 0 | 0
| Concrete (in-situ), N50PR20H083 concrete manufactured at Hay for Project EnergyConnect (E.B. Mawson & Sons Pty Ltd) (Australia) | m³ | 341.266 | 0.13844 | 0 | 0
| Concrete (in-situ), VIC – Melbourne Metro – ECOPact – VE502A524 (Holcim (Australia) Pty Ltd) (Australia) | m³ | 341.668 | 0.14236 | 0 | 0
| Concrete (in-situ), NSW - Far North Coast - ECOPact - NE502L100 (Holcim (Australia) Pty Ltd) (Australia) | m³ | 341.1925 | 0.14216 | 0 | 0
| Concrete (in-situ), L50PR20H193 concrete manufactured at Hay (E.B. Mawson & Sons Pty Ltd) (Australia) | m³ | 343.3491 | 0.13778 | 0 | 0
| Concrete (in-situ), VIC - Melbourne Metro - ECOPact- VE502EPT2 (Holcim (Australia) Pty Ltd) (Australia) | m³ | 346.1915 | 0.14425 | 0 | 0
| Concrete (in-situ), VIC - Melbourne Metro - ECOPact- VE504E2 (Holcim (Australia) Pty Ltd) (Australia) | m³ | 348.1603 | 0.14507 | 0 | 0
| Concrete (in-situ), L50PR14H253 concrete manufactured at Hay for Project EnergyConnect (E.B. Mawson & Sons Pty Ltd) (Australia) | m³ | 350.4497 | 0.14446 | 0 | 0
| Concrete (in-situ), QLD – Sunshine Coast – ECOPact – QE501EXY3 (Holcim (Australia) Pty Ltd) (Australia) | m³ | 349.9802 | 0.14583 | 0 | 0
| Concrete (in-situ), QLD – Sunshine Coast – ECOPact – QE501EXY5 (Holcim (Australia) Pty Ltd) (Australia) | m³ | 349.9723 | 0.14582 | 0 | 0
| Concrete (in-situ), QLD - Sunshine Coast - ECOPact - QE502EXY3 (Holcim (Australia) Pty Ltd) (Australia) | m³ | 350.0293 | 0.14585 | 0 | 0
| Concrete (in-situ), NSW - Far North Coast - ECOPact - NE501L100 (Holcim (Australia) Pty Ltd) (Australia) | m³ | 351.1943 | 0.14633 | 0 | 0
| Concrete (in-situ), S50-34/20/180 HE supplied to Teggman Precast (Gunlake Concrete NSW Pty Ltd) (Australia) | m³ | 356.0908 | 0.14745 | 0 | 0
| Concrete (in-situ), WA – Perth Metro – ECOPact – WE504EQ01 (Holcim (Australia) Pty Ltd) (Australia) | m³ | 360.32 | 0.15013 | 0 | 0
| Concrete (in-situ), VIC – Melbourne Metro – ECOPact – VE502ESW7 (Holcim (Australia) Pty Ltd) (Australia) | m³ | 360.3226 | 0.15013 | 0 | 0
| Concrete (in-situ), WA – Perth – Main Roads WA – WE504EC11 (Holcim (Australia) Pty Ltd) (Australia) | m³ | 361.3227 | 0.15055 | 0 | 0
| Concrete (in-situ), WA – Perth Metro – ECOPact – WE502ET4 (Holcim (Australia) Pty Ltd) (Australia) | m³ | 363.33 | 0.15139 | 0 | 0
| Concrete (in-situ), WA – Perth – Main Roads WA – WE502EC11 (Holcim (Australia) Pty Ltd) (Australia) | m³ | 362.3329 | 0.15097 | 0 | 0
| Concrete (in-situ), Western Suburbs Concrete CFA5010 I Pre-mix concrete (Western Suburbs Concrete (WSC) Pty Ltd) (Australia) | m³ | 367.2273 | 0.15187 | 0 | 0
| Concrete (in-situ), Post-tensioned 50 MPa (22 MPa @ 4 days) (Heidelberg Materials Australia Pty Ltd) (Australia) | m³ | 381.1789 | 0.15794 | 0 | 0
| Concrete (in-situ), Post-tensioned 50 MPa (22 MPa @ 3 days) (Heidelberg Materials Australia Pty Ltd) (Australia) | m³ | 381.1789 | 0.15794 | 0 | 0
| Concrete (in-situ), Post-tensioned 50 MPa (25 MPa @ 4 days) (Heidelberg Materials Australia Pty Ltd) (Australia) | m³ | 381.1789 | 0.15794 | 0 | 0
| Concrete (in-situ), Post-tensioned 50 MPa (25 MPa @ 3 days) (Heidelberg Materials Australia Pty Ltd) (Australia) | m³ | 381.1789 | 0.15882 | 0 | 0
| Concrete (in-situ), Post-tensioned 50 MPa (22 MPa @ 3 days) (Hymix Australia Pty Ltd) (Australia) | m³ | 381.1789 | 0.15794 | 0 | 0
| Concrete (in-situ), Post-tensioned 50 MPa (25 MPa @ 4 days) (Hymix Australia Pty Ltd) (Australia) | m³ | 381.1789 | 0.15794 | 0 | 0
| Concrete (in-situ), Post-tensioned 50 MPa (25 MPa @ 3 days) Generic EPD – Sydney Region (Hymix Australia Pty Ltd) (Australia) | m³ | 381.1789 | 0.15794 | 0 | 0
| Concrete (in-situ), QLD - Darling Downs - ECOPact - QE501UA18 (Holcim (Australia) Pty Ltd) (Australia) | m³ | 386.094 | 0.16087 | 0 | 0
| Concrete (in-situ), WA – Perth – Main Roads WA – WS502MC04 (Holcim (Australia) Pty Ltd) (Australia) | m³ | 433.691 | 0.1807 | 0 | 0
| Concrete (in-situ), 50MPa GP/FA Blend (Gunlake Concrete NSW Pty Ltd) (Australia) | m³ | 441.1629 | 0.18869 | 0 | 0
| Concrete (in-situ), WA – Perth – Main Roads WA – WS501MC01 (Holcim (Australia) Pty Ltd) (Australia) | m³ | 451.7723 | 0.18824 | 0 | 0
| Concrete (in-situ), WA – Perth – Main Roads WA – WS504MC09 (Holcim (Australia) Pty Ltd) (Australia) | m³ | 452.773 | 0.18866 | 0 | 0
| Concrete (in-situ), WA – Perth – Main Roads WA – WS504MB09 (Holcim (Australia) Pty Ltd) (Australia) | m³ | 452.773 | 0.18866 | 0 | 0
| Concrete (in-situ), Early Strength S65 50@3 (Gunlake Concrete NSW Pty Ltd) (Australia) | m³ | 496.1692 | 0.20795 | 0 | 0
| Concrete (in-situ), Western Suburbs Concrete SCCV5010 I Pre-mix concrete (Western Suburbs Concrete (WSC) Pty Ltd) (Australia) | m³ | 405.2789 | 0.17043 | 0 | 0
| Concrete (in-situ), Enrich-30 Piling 50 MPa (Heidelberg Materials Australia Pty Ltd) (Australia) | m³ | 445.2053 | 0.1855 | 0 | 0
| Concrete (in-situ), TMR MRTS70 Cast-in-place piles - 50 MPa (Exp B2) (Heidelberg Materials Australia Pty Ltd) (Australia) | m³ | 386.1988 | 0.16572 | 0 | 0
| Concrete (in-situ), HySustain 50MPa Precast Concrete (Heidelberg Materials) (Australia) | m³ | 326.2304 | 0.13593 | 0 | 0
| Concrete (in-situ), Sydney Water S50 SW502AA80 (Heidelberg Materials Australia Pty Ltd) (Australia) | m³ | 245.2363 | 0.10218 | 0 | 0
| Concrete (in-situ), Sydney Water S50 ZZP50AJ53 (Heidelberg Materials Australia Pty Ltd) (Australia) | m³ | 269.2493 | 0.11726 | 0 | 0
| Concrete (in-situ), Sydney Water S50 ZZP50AJ80 (Heidelberg Materials Australia Pty Ltd) (Australia) | m³ | 259.2462 | 0.11513 | 0 | 0
| Concrete (in-situ), Sydney Water S50 ZZP50AK09 Upper South Creek (Heidelberg Materials Australia Pty Ltd) (Australia) | m³ | 247.2403 | 0.10302 | 0 | 0
| Concrete (in-situ), 50 MPa - SL/GP Blend concrete (Gunlake Concrete NSW Pty Ltd) (Australia, Japan) | m³ | 534.1524 | 0.2234 | 0 | 0
| Concrete (in-situ), 50MPa Precast concrete (Gunlake Concrete NSW Pty Ltd) (Australia) | m³ | 320.1641 | 0.14067 | 0 | 0
| Concrete (in-situ), Early Strength S50 32@3 concrete (Gunlake Concrete NSW Pty Ltd) (Australia) | m³ | 487.1936 | 0.20591 | 0 | 0
| Concrete (in-situ), Early Strength S50 32@4 concrete (Gunlake Concrete NSW Pty Ltd) (Australia) | m³ | 478.1916 | 0.20177 | 0 | 0
| Concrete (in-situ), 50MPa Greenstar 2 concrete (Gunlake Concrete NSW Pty Ltd) (Australia) | m³ | 408.1739 | 0.17347 | 0 | 0
| Concrete (in-situ), 50MPa Bluestar concrete (Gunlake Concrete NSW Pty Ltd) (Australia) | m³ | 400.1718 | 0.17079 | 0 | 0
| Concrete (in-situ), 50MPa 32@4 Bluestar Plus concrete (Gunlake Concrete NSW Pty Ltd) (Australia) | m³ | 332.166 | 0.14027 | 0 | 0
| Concrete (in-situ), 50MPa GP/FA/GGBFS Verticals concrete (Gunlake Concrete NSW Pty Ltd) (Australia) | m³ | 331.1712 | 0.1443 | 0 | 0
| Concrete (in-situ), 50MPa high work concrete 650SPR (Boral Limited) (Australia) | m³ | 281.1562 | 0.11715 | 0 | 0
| Concrete (in-situ), 50MPa 20mm Enviro 50% SCM 100SL conc (Boral Limited) (Australia) | m³ | 268.1998 | 0.11175 | 0 | 0
| Concrete (in-situ), B80 SYD metro spec S50 20mm B1 EXP (Boral Limited) (Australia) | m³ | 280.2653 | 0.11678 | 0 | 0
| Concrete (in-situ), S50 Envisia concrete (Boral Limited) (Australia) | m³ | 329.2878 | 0.1372 | 0 | 0
| Concrete (in-situ), N50/10 xencrete (Entire Concrete) (Australia) | m³ | 336.1837 | 0.14008 | 0 | 0
| Concrete (in-situ), TfNSW 50/20/100 Xencrete (Entire Concrete) (Australia) | m³ | 313.1738 | 0.13049 | 0 | 0
| Concrete (in-situ), N50/20 xencrete (Entire Concrete) (Australia) | m³ | 309.1723 | 0.12882 | 0 | 0
| Concrete (in-situ), BP50/20 xencrete (Entire Concrete) (Australia) | m³ | 325.18 | 0.13549 | 0 | 0

## Concrete_65MPa
>50 MPa to ≤65 MPa
Sub-category description: | Any concrete mix with a strength rating of 65 MPa or lower, and greater than 50 MPa.
Qualitative assessment: | Reasonable market coverage. Only Australasian EPDs well spread throughout Australia and across multiple suppliers. Average compares well to other sources of EFs. No weighted average possible. Unknown how much SCM based concretes are sold versus GP concrete.
Geographical rating | Tier 1
EF source data rating | Tier 1
Market coverage rating | Tier 1
TOTAL | Tier 1
Notes: | Maximum of data source falls below the maximum for 50 MPa. Likely due to a limited source of market coverage at this strength rating. The max from 50 MPa has been used.
Data sources and statistics:
|  |  | Upfront carbon emissions |  | Upfront carbon storage
| >50 MPa to ≤65 MPa | Declared unit | Upfront carbon emissions (kg CO2e/quantity) | Upfront carbon emissions (kg CO2e/kg) | Upfront carbon storage (kg CO2e/quantity) | Upfront carbon storage (kg CO2e/kg)
|  | Quantity | m³ | kg | m³ | kg
|  | Max | 609.233 | 0.25385 | 0 | 0
|  | Min | 216.628 | 0.090262 | 0 | 0
|  | Average | 351.2182 | 0.14686 | 0 | 0
List
| Concrete, 65 MPa, in-situ, no reinforcement, (SE651EAV) (Ecopact) (Holcim) (SA) (Adelaide) | m³ | 355.4 | 0.14808 | 0 | 0
| Concrete, 65 MPa, in-situ, no reinforcement, (SE651E3) (Ecopact) (Holcim) (SA) (Adelaide) | m³ | 339.35 | 0.1414 | 0 | 0
| Concrete, 65 MPa, in-situ, no reinforcement, (SE651E5) (Ecopact) (Holcim) (SA) (Adelaide) | m³ | 340.35 | 0.14181 | 0 | 0
| Concrete, 65 MPa, in-situ, no reinforcement, (65MPa 14MM TREMIE 160 SLUMP) (Adbri) (VIC) | m³ | 372.35 | 0.15515 | 0 | 0
| Concrete, 65 MPa, in-situ, no reinforcement, (VE651EAV) (Ecopact) (Holcim) (VIC) | m³ | 344.32 | 0.14347 | 0 | 0
| Concrete, 65 MPa, in-situ, no reinforcement, (QE651E200) (Ecopact) (Holcim) (QLD) (Brisbane) | m³ | 353.26 | 0.14719 | 0 | 0
| Concrete, 65 MPa, in-situ, no reinforcement, (QE651EDUF) (Ecopact) (Holcim) (QLD) (Brisbane) | m³ | 355.26 | 0.14802 | 0 | 0
| Concrete, 65 MPa, in-situ, no reinforcement, (QE651E200) (Ecopact) (Holcim) (QLD), Gold Coast | m³ | 348.25 | 0.1451 | 0 | 0
| Concrete, 65 MPa, in-situ, no reinforcement, (QE651ELCF) (Ecopact) (Holcim) (QLD) (Brisbane) | m³ | 370.22 | 0.15426 | 0 | 0
| Concrete, 65 MPa, in-situ, no reinforcement, (QE651ECFA) (Ecopact) (Holcim) (QLD) (Brisbane) | m³ | 369.21 | 0.15384 | 0 | 0
| Concrete, 55 MPa, in-situ, no reinforcement, (VE552EVR3) (Ecopact) (Holcim) (VIC) | m³ | 289.16 | 0.12048 | 0 | 0
| Concrete, 65 MPa, in-situ, no reinforcement, (65MPa 14MM SUPER WORKABLE CONCRETE) (Adbri) (VIC) | m³ | 369.19 | 0.15383 | 0 | 0
| Concrete, 60 MPa, in-situ, no reinforcement, (Futurecrete® Ultra S60MPA PILE/ TREMIE 10MM SP) (Adbri) (NSW) | m³ | 349.8733 | 0.14578 | 0 | 0
| Concrete, 65 MPa, in-situ, no reinforcement, (VS654FSWC) (Holcim) (VIC) | m³ | 409.54 | 0.17064 | 0 | 0
| Concrete, 55 MPa, in-situ, no reinforcement, (VS552FVRT) (Holcim) (VIC) | m³ | 303.35 | 0.1264 | 0 | 0
| Concrete, 65 MPa, in-situ, no reinforcement, Pre-mix Concrete HIGH SLUMP (Boral) (ACT), (Canberra) HIGH SLUMP 65MPa | m³ | 492 | 0.205 | 0 | 0
| Concrete, 65 MPa, in-situ, no reinforcement, Pre-mix Concrete ENVISIA (Boral) (ACT), (Canberra) ENVISIA 65MPa | m³ | 333 | 0.13875 | 0 | 0
| Concrete, 65 MPa, in-situ, no reinforcement, Pre-mix Concrete TREMIE (Boral) (ACT), (Canberra) TREMIE 65MPa | m³ | 477 | 0.19875 | 0 | 0
| Concrete, 65 MPa, in-situ, no reinforcement, Pre-mix Concrete ENVISIA (Boral) (NSW), (Newcastle) ENVISIA 65MPa | m³ | 343 | 0.14292 | 0 | 0
| Concrete, 65 MPa, in-situ, no reinforcement, Pre-mix Concrete HIGH SLUMP (Boral) (NSW), (Newcastle) HIGH SLUMP 65MPa | m³ | 472 | 0.19667 | 0 | 0
| Concrete, 65 MPa, in-situ, no reinforcement, Pre-mix Concrete TREMIE (Boral) (NSW), (Newcastle) TREMIE 65MPa | m³ | 379 | 0.15792 | 0 | 0
| Concrete, 65 MPa, in-situ, no reinforcement, Pre-mix Concrete TREMIE (Boral) (NSW), (Sydney) TREMIE 65MPa | m³ | 379 | 0.15792 | 0 | 0
| Concrete, 65 MPa, in-situ, no reinforcement, Pre-mix Concrete ENVISIA (Boral) (NSW), (Sydney) ENVISIA 65MPa | m³ | 343 | 0.14292 | 0 | 0
| Concrete, 65 MPa, in-situ, no reinforcement, Pre-mix Concrete HIGH SLUMP (Boral) (NSW), (Sydney) HIGH SLUMP 65MPa | m³ | 379 | 0.15792 | 0 | 0
| Concrete, 65 MPa, in-situ, no reinforcement, Pre-mix Concrete ENVISIA (Boral) (NSW), (Wollongong) ENVISIA 65MPa | m³ | 327 | 0.13625 | 0 | 0
| Concrete, 65 MPa, in-situ, no reinforcement, Pre-mix Concrete HIGH SLUMP (Boral) (NSW), (Wollongong) HIGH SLUMP 65MPa | m³ | 499 | 0.20792 | 0 | 0
| Concrete, 65 MPa, in-situ, no reinforcement, Pre-mix Concrete TREMIE (Boral) (NSW), (Wollongong) TREMIE 65MPa | m³ | 471 | 0.19625 | 0 | 0
| Concrete, 65 MPa, in-situ, no reinforcement, Pre-mix Concrete HIGH STRENGTH (Boral) (TAS), (Hobart) HIGH STRENGTH 65 MPa | m³ | 608 | 0.25333 | 0 | 0
| Concrete, 65 MPa, in-situ, no reinforcement, Pre-mix Concrete HIGH STRENGTH (Boral) (TAS), (Launceston) HIGH STRENGTH 65 MPa | m³ | 593 | 0.24708 | 0 | 0
| Concrete, 65 MPa, in-situ, no reinforcement, AH6484, Special Class (WA Premix) (WA), (Perth) | m³ | 274 | 0.11417 | 0 | 0
| Concrete, 65 MPa, in-situ, no reinforcement, AH1465, Special Class (WA Premix) (WA), (Perth) | m³ | 539 | 0.22458 | 0 | 0
| Concrete, 65 MPa, in-situ, no reinforcement, BP6500, Special Class (WA Premix) (WA), (Perth) | m³ | 285 | 0.11875 | 0 | 0
| Concrete, 65 MPa, in-situ, no reinforcement, BP8500, Special Class (WA Premix) (WA), (Perth) | m³ | 298 | 0.12417 | 0 | 0
| Concrete, 65 MPa, in-situ, no reinforcement, Ready-Mix Concrete (LC)50 (Concrite) (NSW) (Sydney Region, NSW) | m³ | 277 | 0.11542 | 0 | 0
| Concrete, 65 MPa, in-situ, no reinforcement, Ready-Mix Concrete (LCP) (Concrite) (NSW) (Sydney Region, NSW) | m³ | 357 | 0.14875 | 0 | 0
| Concrete, 65 MPa, in-situ, no reinforcement, Ready-Mix Concrete HIGH STRENGTH (Concrite) (NSW) (Sydney Region, NSW) | m³ | 400 | 0.16667 | 0 | 0
| Concrete, 64 MPa, in-situ, no reinforcement, (Futurecrete® Ultra S65MPA PILE/ TREMIE 10MM SP ) (Adbri) (NSW) | m³ | 370.846 | 0.15452 | 0 | 0
| Concrete, 65 MPa, in-situ, no reinforcement, (Futurecrete® S65MPA JUMP/ SLIP/COLUMNS 10MM SP) (Adbri) (NSW) | m³ | 495.0908 | 0.20629 | 0 | 0
| Concrete, 65 MPa, in-situ, no reinforcement, (QE651EDUF) (Ecopact) (Holcim) (QLD), Gold Coast | m³ | 339.27 | 0.14136 | 0 | 0
| Concrete (in-situ), 65MPa, Pre-mix Concrete E65SP (Barro Group) (Australia) | m³ | 313.674 | 0.13157 | 0 | 0
| Concrete (in-situ), 65MPa, Pre-mix Concrete E65N56PUD (Barro Group) (Australia) | m³ | 345.751 | 0.14503 | 0 | 0
| Concrete (in-situ), 65MPa, Pre-mix Concrete E65SPHE (Barro Group) (Australia) | m³ | 353.619 | 0.14833 | 0 | 0
| Concrete (in-situ), ENVISIA concrete in-situ Melb metro - 65 MPa (Boral) (Australia) | m³ | 383 | 0.15958 | 0 | 0
| Concrete (in-situ), ENVISIA concrete in-situ Perth metro - 65 MPa (Boral) (Australia) | m³ | 363 | 0.15125 | 0 | 0
| Concrete (in-situ), Envirocrete plus concrete in-situ Perth metro - 65 MPa (Boral) (Australia) | m³ | 362 | 0.15083 | 0 | 0
| Concrete (in-situ), Envirocrete concrete in-situ Perth metro - 65 MPa (Boral) (Australia) | m³ | 386 | 0.16083 | 0 | 0
| Concrete (in-situ), Concrete in-situ QLD metro High slump 65MPa (Boral) (Australia) | m³ | 362 | 0.15083 | 0 | 0
| 65 MPa, Special Class 65MPa (HS651DPD) - high-strength with cement, high slag and fly-ash (Gunlake) (Australia) | m³ | 305.098 | 0.12712 | 0 | 0
| 65 MPa, Pump 65 MPa • 50% Indicative Cement Replacement • GGBFSF/Silica Fume (Hymix) (Australia) | m³ | 339 | 0.14125 | 0 | 0
| 65 MPa, Post Tension 65 MPa 44% Indicative Cement Replacement - GGBFS/Silica Fume Blend (Hymix) (Australia) | m³ | 418 | 0.17417 | 0 | 0
| 65 MPa, Tower Jumpform - Core 65 MPa 33% Indicative Cement Replacement - Fly Ash/GGBFS/Silica Fume Blend (Hymix) (Australia) | m³ | 392 | 0.16333 | 0 | 0
| 65 MPa, Puddle Pour 65 MPa 50% Indicative Cement Replacement - GGBFS/SiIica Fume Blend (Hymix) (Australia) | m³ | 403 | 0.16792 | 0 | 0
| 65 MPa, Tower Columns & Wall 65 MPa 33% Indicative Cement Replacement - Fly Ash/GGBFS/SiIica Fume Blend (Hymix) (Australia) | m³ | 397 | 0.16542 | 0 | 0
| 65 MPa, ENVISIA 65 MPa (Boral) (Australia) | m³ | 379 | 0.15792 | 0 | 0
| 65 MPa, HIGH SLUMP 65 MPa (Boral) (Australia) | m³ | 480 | 0.2 | 0 | 0
| 65 MPa, NSW, Concrete: AD65HE, AL65HE, PE65HE manufactured at Prestons (Advanced Readymix) (Australia) | m³ | 525.1936 | 0.21883 | 0 | 0
| 65 MPa, NSW, Concrete: AD65HE, AL65HE, PE65HE manufactured at Seven Hills (Advanced Readymix) (Australia) | m³ | 521.9204 | 0.21747 | 0 | 0
| 65 MPa, NSW, Concrete: AD65HE, AL65HE, PE65HE manufactured at Smithfield (Advanced Readymix) (Australia) | m³ | 523.137 | 0.21797 | 0 | 0
| 65 MPa, NSW, Concrete: S65/20/100 manufactured at Prestons (Advanced Readymix) (Australia) | m³ | 501.9076 | 0.20913 | 0 | 0
| 65 MPa, NSW, Concrete: S65/20/100 manufactured at Smithfield (Advanced Readymix) (Australia) | m³ | 470.5131 | 0.19605 | 0 | 0
| 65 MPa, NSW, Concrete: S65/10/100 manufactured at Prestons (Advanced Readymix) (Australia) | m³ | 515.6076 | 0.21484 | 0 | 0
| 65 MPa, NSW, Concrete: S65/10/100 manufactured at Smithfield (Advanced Readymix) (Australia) | m³ | 484.1516 | 0.20173 | 0 | 0
| 60 MPa, NSW, Readymix concrete: Z6010FLOW650 (Daracrete Pty Ltd) (Australia) | m³ | 447.0862 | 0.18629 | 0 | 0
| 60 MPa, NSW, Readymix concrete: Z6020FLOW650 (Daracrete Pty Ltd) (Australia) | m³ | 448.4984 | 0.18687 | 0 | 0
| 60 MPa, NSW, Readymix concrete: Z6020FLOW475 (Daracrete Pty Ltd) (Australia) | m³ | 448.3628 | 0.18682 | 0 | 0
| 60 MPa, NSW, Readymix concrete: ECO60C2475 (Daracrete Pty Ltd) (Australia) | m³ | 279.0063 | 0.11625 | 0 | 0
| 60 MPa, NSW, Readymix concrete: Z62HWCB80475 (Daracrete Pty Ltd) (Australia) | m³ | 425.2215 | 0.17718 | 0 | 0
| 65 MPa, NSW, Concrete: S65/20/100 manufactured at Seven Hills (Advanced Readymix) (Australia) | m³ | 561.6798 | 0.23403 | 0 | 0
| 65 MPa, NSW, Concrete: S65/10/100 manufactured at Seven Hills (Advanced Readymix) (Australia) | m³ | 578.9458 | 0.24123 | 0 | 0
| Concrete (in-situ), QLD – Brisbane – ECOPact – QE651EA02 (Holcim (Australia) Pty Ltd) (Australia) | m³ | 352.8585 | 0.14702 | 0 | 0
| Concrete (in-situ), GS LCHP30HE65 65 MPa (Elvin Group (ACT) Pty Ltd) (Australia) | m³ | 417.2514 | 0.17755 | 0 | 0
| Concrete (in-situ), Premix Concrete - 65MPa Tremie SP (Piave Premix Concrete Pty Ltd) (Australia) | m³ | 261 | 0.1058 | 0 | 0
| Concrete (in-situ), Premix Concrete – 65MPa CFA (Piave Premix Concrete Pty Ltd) (Australia) | m³ | 267 | 0.11425 | 0 | 0
| Concrete (in-situ), LCHP60SCC65 (Elvin Group (ACT) Pty Ltd) (Australia) | m³ | 271.1825 | 0.11394 | 0 | 0
| Concrete (in-situ), QLD – Brisbane – ECOPact – QE602PL22 (Holcim (Australia) Pty Ltd) (Australia) | m³ | 281.8039 | 0.11742 | 0 | 0
| Concrete (in-situ), WA – Perth – Main Roads WA – WE654TD08 (Holcim (Australia) Pty Ltd) (Australia) | m³ | 216.628 | 0.090262 | 0 | 0
| Concrete (in-situ), SA - ADLC - ECOPact Mixes- SE652EWH3 (Holcim (Australia) Pty Ltd) (Australia) | m³ | 220.102 | 0.091709 | 0 | 0
| Concrete (in-situ), SLCT70S65 65 MPa (Elvin Group (ACT) Pty Ltd) (Australia) | m³ | 229.0629 | 0.09831 | 0 | 0
| Concrete (in-situ), VIC – Melbourne Metro – ECOPact – VE652ESWC (Holcim (Australia) Pty Ltd) (Australia) | m³ | 229.7293 | 0.095721 | 0 | 0
| Concrete (in-situ), VIC – Melbourne Metro – ECOPact – BE652ESW (Holcim (Australia) Pty Ltd) (Australia) | m³ | 234.7572 | 0.097815 | 0 | 0
| Concrete (in-situ), WA – Perth Metro – ECOPact – WE654TCA7 (Holcim (Australia) Pty Ltd) (Australia) | m³ | 239.7468 | 0.099894 | 0 | 0
| Concrete (in-situ), VIC – Melbourne Metro – ECOPact – VE552EVR3 (Holcim (Australia) Pty Ltd) (Australia) | m³ | 243.6829 | 0.10153 | 0 | 0
| Concrete (in-situ), VIC - Melbourne Metro - ECOPact- VE552EVR3 (Holcim (Australia) Pty Ltd) (Australia) | m³ | 242.6807 | 0.10112 | 0 | 0
| Concrete (in-situ), QLD - BNE - ECOPact - QE601PLLH (Holcim (Australia) Pty Ltd) (Australia) | m³ | 278.7514 | 0.11615 | 0 | 0
| Concrete (in-situ), WA - Perth - Main Roads WA - WS654TC01 (Holcim (Australia) Pty Ltd) (Australia) | m³ | 243.7557 | 0.10156 | 0 | 0
| Concrete (in-situ), VIC - Footscray - Climate Active - VZ652E5 (Holcim (Australia) Pty Ltd) (Australia) | m³ | 249.6403 | 0.10402 | 0 | 0
| Concrete (in-situ), VIC – Melbourne Metro – ECOPact – VE652E5 (Holcim (Australia) Pty Ltd) (Australia) | m³ | 249.6154 | 0.10401 | 0 | 0
| Concrete (in-situ), WA – Perth – Main Roads WA – WS654TC05 (Holcim (Australia) Pty Ltd) (Australia) | m³ | 253.767 | 0.10574 | 0 | 0
| Concrete (in-situ), WA – Perth – Main Roads WA – WE651TD10 (Holcim (Australia) Pty Ltd) (Australia) | m³ | 255.7988 | 0.10658 | 0 | 0
| Concrete (in-situ), WA – Perth – Main Roads WA – WE651TC10 (Holcim (Australia) Pty Ltd) (Australia) | m³ | 254.7963 | 0.10617 | 0 | 0
| Concrete (in-situ), SA – Adelaide Metro – ECOPact – SE651E5 (Holcim (Australia) Pty Ltd) (Australia) | m³ | 254.352 | 0.10598 | 0 | 0
| Concrete (in-situ), SA - ADLC - ECOPact Mixes- SE652E5 (Holcim (Australia) Pty Ltd) (Australia) | m³ | 254.352 | 0.10598 | 0 | 0
| Concrete (in-situ), SA - ADLC - ECOPact Mixes- SE552AP5 (Holcim (Australia) Pty Ltd) (Australia) | m³ | 258.406 | 0.10767 | 0 | 0
| Concrete (in-situ), VIC - Melbourne Metro - ECOPact- VE652VWCH (Holcim (Australia) Pty Ltd) (Australia) | m³ | 259.8521 | 0.10827 | 0 | 0
| Concrete (in-situ), VIC - Melbourne Metro - ECOPact- VE652VWH4 (Holcim (Australia) Pty Ltd) (Australia) | m³ | 259.8521 | 0.10827 | 0 | 0
| Concrete (in-situ), SA - ADLC - ECOPact Mixes- SE652APSW (Holcim (Australia) Pty Ltd) (Australia) | m³ | 260.363 | 0.10848 | 0 | 0
| Concrete (in-situ), Premix Concrete – 65MPa CFA MC (Piave Premix Concrete Pty Ltd) (Australia) | m³ | 284 | 0.12106 | 0 | 0
| Concrete (in-situ), SA - ADLC - ECOPact Mixes- SE652EAV (Holcim (Australia) Pty Ltd) (Australia) | m³ | 265.397 | 0.11058 | 0 | 0
| Concrete (in-situ), SA - ADLC - ECOPact Mixes- SE651EAV (Holcim (Australia) Pty Ltd) (Australia) | m³ | 265.397 | 0.11058 | 0 | 0
| Concrete (in-situ), GS LCT60G65 65 MPa (a LCT60G65) (Elvin Group (ACT) Pty Ltd) (Australia) | m³ | 292.2288 | 0.12488 | 0 | 0
| Concrete (in-situ), GS LCHP40HPX65 65 MPa (LCHP40HPX65) (Elvin Group (ACT) Pty Ltd) (Australia) | m³ | 297.1034 | 0.12697 | 0 | 0
| Concrete (in-situ), QLD - BNE - ECOPact - QE601PL60 (Holcim (Australia) Pty Ltd) (Australia) | m³ | 277.9008 | 0.11579 | 0 | 0
| Concrete (in-situ), VIC - Melbourne Metro - ECOPact- VE651EWC (Holcim (Australia) Pty Ltd) (Australia) | m³ | 278.7506 | 0.11615 | 0 | 0
| Concrete (in-situ), VIC - Melbourne Metro - ECOPact- VE654EWC (Holcim (Australia) Pty Ltd) (Australia) | m³ | 278.625 | 0.11609 | 0 | 0
| Concrete (in-situ), VIC – Melbourne Metro – ECOPact – VE652ESW (Holcim (Australia) Pty Ltd) (Australia) | m³ | 280.7303 | 0.11697 | 0 | 0
| Concrete (in-situ), VIC – Melbourne Metro – ECOPact – VE552EAP5 (Holcim (Australia) Pty Ltd) (Australia) | m³ | 280.736 | 0.11697 | 0 | 0
| Concrete (in-situ), VIC - Melbourne Metro - ECOPact- VE654EAV (Holcim (Australia) Pty Ltd) (Australia) | m³ | 280.7053 | 0.11696 | 0 | 0
| Concrete (in-situ), VIC - Melbourne Metro - ECOPact- VE652EAV (Holcim (Australia) Pty Ltd) (Australia) | m³ | 280.7053 | 0.11696 | 0 | 0
| Concrete (in-situ), GS LCHP60HPX65 65 MPa (Elvin Group (ACT) Pty Ltd) (Australia) | m³ | 298.2193 | 0.12854 | 0 | 0
| Concrete (in-situ), VIC - Laverton - Climate Active - VZ652E5 (Holcim (Australia) Pty Ltd) (Australia) | m³ | 284.0636 | 0.11836 | 0 | 0
| Concrete (in-situ), GS SLCT60S65 65 MPa (SLCT60S65) (Elvin Group (ACT) Pty Ltd) (Australia) | m³ | 300.2083 | 0.12884 | 0 | 0
| Concrete (in-situ), VIC – Melbourne Metro – ECOPact – VE652EAP5 (Holcim (Australia) Pty Ltd) (Australia) | m³ | 294.647 | 0.12277 | 0 | 0
| Concrete (in-situ), GS GROUP (65 MPa) (LCHP50SCC65) (Elvin Group (ACT) Pty Ltd) (Australia) | m³ | 308.1925 | 0.12949 | 0 | 0
| Concrete (in-situ), HS651AM86 (Heidelberg Materials Australia Pty Ltd) (Australia) | m³ | 312.1034 | 0.13358 | 0 | 0
| Concrete (in-situ), VIC - Melbourne Metro - ECOPact- VE601AHES (Holcim (Australia) Pty Ltd) (Australia) | m³ | 297.8215 | 0.12409 | 0 | 0
| Concrete (in-situ), VIC - Melbourne Metro - ECOPact- VE602AVP5 (Holcim (Australia) Pty Ltd) (Australia) | m³ | 298.7821 | 0.12449 | 0 | 0
| Concrete (in-situ), 65MPa SWC (ZS6510-655) concrete (Gunlake Concrete NSW Pty Ltd) (Australia) | m³ | 318.1117 | 0.13653 | 0 | 0
| Concrete (in-situ), QLD - Burleigh - Climate Active - QZ651E200 (Holcim (Australia) Pty Ltd) (Australia) | m³ | 303.9581 | 0.12665 | 0 | 0
| Concrete (in-situ), SA – Adelaide Metro – ECOPact – SE551DPHW (Holcim (Australia) Pty Ltd) (Australia) | m³ | 304.363 | 0.12682 | 0 | 0
| Concrete (in-situ), SA - ADLC - ECOPact Mixes- SE552DPHW (Holcim (Australia) Pty Ltd) (Australia) | m³ | 305.673 | 0.12736 | 0 | 0
| Concrete (in-situ), Premix Concrete - 65MPa MIX SUPER (Piave Premix Concrete Pty Ltd) (Australia) | m³ | 321 | 0.13303 | 0 | 0
| Concrete (in-situ), 65MPa High strength GP/FA/GGBFS Blend (HS651DPD) concrete (Gunlake Concrete NSW Pty Ltd) (Australia) | m³ | 324.1349 | 0.13596 | 0 | 0
| Concrete (in-situ), QLD - Darra - Climate Active - QZ651E200 (Holcim (Australia) Pty Ltd) (Australia) | m³ | 313.9933 | 0.13083 | 0 | 0
| Concrete (in-situ), Climate Active – QLD - Brisbane (City) - QZ651E200 (Holcim (Australia) Pty Ltd) (Australia) | m³ | 313.9933 | 0.13083 | 0 | 0
| Concrete (in-situ), QLD - Murarrie - Climate Active - QZ651E200 (Holcim (Australia) Pty Ltd) (Australia) | m³ | 313.9933 | 0.13083 | 0 | 0
| Concrete (in-situ), GS LCT50G65 65 MPa (LCT50G65) (Elvin Group (ACT) Pty Ltd) (Australia) | m³ | 333.2393 | 0.1418 | 0 | 0
| Concrete (in-situ), GS LCHP50HPX65 65 MPa (Elvin Group (ACT) Pty Ltd) (Australia) | m³ | 335.229 | 0.14388 | 0 | 0
| Concrete (in-situ), SA - ADLC - ECOPact Mixes- SE651AHE5 (Holcim (Australia) Pty Ltd) (Australia) | m³ | 323.776 | 0.13491 | 0 | 0
| Concrete (in-situ), Premix Concrete – S65MPa 7mm SW (Piave Premix Concrete Pty Ltd) (Australia) | m³ | 337 | 0.14071 | 0 | 0
| Concrete (in-situ), QLD - Sunshine Coast - ECOPact - QE651E200 (Holcim (Australia) Pty Ltd) (Australia) | m³ | 323.9099 | 0.13496 | 0 | 0
| Concrete (in-situ), QLD - Darling Downs - ECOPact - QE651UA18 (Holcim (Australia) Pty Ltd) (Australia) | m³ | 331.3272 | 0.13805 | 0 | 0
| Concrete (in-situ), Premix Concrete – 65MPa Post Tension (Piave Premix Concrete Pty Ltd) (Australia) | m³ | 339 | 0.14214 | 0 | 0
| Concrete (in-situ), QLD - Darling Downs - ECOPact - QE651PA18 (Holcim (Australia) Pty Ltd) (Australia) | m³ | 333.3154 | 0.13888 | 0 | 0
| Concrete (in-situ), Premix Concrete – 65MPa Precast (Piave Premix Concrete Pty Ltd) (Australia) | m³ | 340 | 0.1412 | 0 | 0
| Concrete (in-situ), GS SLCT50S65 65 MPa (Elvin Group (ACT) Pty Ltd) (Australia) | m³ | 343.2198 | 0.14668 | 0 | 0
| Concrete (in-situ), COLUMNS & WALLS 65 Mpa Generic EPD - Perth Region (Heidelberg Materials Australia Pty Ltd) (Australia) | m³ | 351.2129 | 0.14469 | 0 | 0
| Concrete (in-situ), S65-32/10/LOWCO2 350 supplied to Teggman Precast (Gunlake Concrete NSW Pty Ltd) (Australia) | m³ | 356.0505 | 0.14725 | 0 | 0
| Concrete (in-situ), SA - ADLC - ECOPact Mixes- SE652AHE5 (Holcim (Australia) Pty Ltd) (Australia) | m³ | 340.853 | 0.14202 | 0 | 0
| Concrete precast, Columns / Walls - Class 65 Mpa (Hymix Australia Pty Ltd) (Australia) | m³ | 357.1216 | 0.15175 | 0 | 0
| Concrete (in-situ), VIC – Melbourne Metro – ECOPact – VE654ABPW (Holcim (Australia) Pty Ltd) (Australia) | m³ | 345.928 | 0.14414 | 0 | 0
| Concrete (in-situ), 65MPa High strength GP/FA/GGBFS Blend (Gunlake Concrete NSW Pty Ltd) (Australia) | m³ | 360.1991 | 0.15198 | 0 | 0
| Concrete (in-situ), VIC - Melbourne Metro - ECOPact- VE652AVWH (Holcim (Australia) Pty Ltd) (Australia) | m³ | 354.947 | 0.14789 | 0 | 0
| Concrete (in-situ), GS SLCF40S65 65 MPa (Elvin Group (ACT) Pty Ltd) (Australia) | m³ | 370.2273 | 0.16167 | 0 | 0
| Concrete (in-situ), GS LCT40G65 65 MPa (LCT40G65) (Elvin Group (ACT) Pty Ltd) (Australia) | m³ | 378.3328 | 0.16099 | 0 | 0
| Concrete (in-situ), WA – Perth Metro – ECOPact – WE654EQ06 (Holcim (Australia) Pty Ltd) (Australia) | m³ | 364.3225 | 0.1518 | 0 | 0
| Concrete (in-situ), WA – Perth Metro – ECOPact – WE654EQ07 (Holcim (Australia) Pty Ltd) (Australia) | m³ | 365.3335 | 0.15222 | 0 | 0
| Concrete (in-situ), WA – Perth – Main Roads WA – WS654TC04 (Holcim (Australia) Pty Ltd) (Australia) | m³ | 367.3324 | 0.15306 | 0 | 0
| Concrete (in-situ), S65-03/20/GREY TEGGMAN supplied to Teggman Precast (Gunlake Concrete NSW Pty Ltd) (Australia) | m³ | 401.0387 | 0.1651 | 0 | 0
| Concrete (in-situ), QLD - Sunshine Coast - ECOPact - QE652EXY3 (Holcim (Australia) Pty Ltd) (Australia) | m³ | 384.9949 | 0.16041 | 0 | 0
| Concrete (in-situ), MRWA PILING 65MPA [PL654AB54] (Heidelberg Materials Australia Pty Ltd) (Australia) | m³ | 417.3786 | 0.17391 | 0 | 0
| Concrete (in-situ), Western Suburbs Concrete CFA6510 l Pre-mix concrete (Western Suburbs Concrete (WSC) Pty Ltd) (Australia) | m³ | 439.3136 | 0.18251 | 0 | 0
| Concrete (in-situ), Climate Active – QLD - Tweed - QZ651E200 (Holcim (Australia) Pty Ltd) (Australia) | m³ | 422.0815 | 0.17587 | 0 | 0
| Concrete (in-situ), Columns & Walls 65 MPa High Early Strength (Heidelberg Materials Australia Pty Ltd) (Australia) | m³ | 460.154 | 0.19491 | 0 | 0
| Concrete (in-situ), PL654AB54 (Heidelberg Materials Australia Pty Ltd) (Australia) | m³ | 454.2135 | 0.19733 | 0 | 0
| Concrete (in-situ), Corewall 65MPa (15 Mpa @ 24 hours) (Heidelberg Materials Australia Pty Ltd) (Australia) | m³ | 470.699 | 0.19566 | 0 | 0
| Concrete (in-situ), ES6550@3PB (Early Strength S65 50@3) concrete (Gunlake Concrete NSW Pty Ltd) (Australia) | m³ | 476.1386 | 0.20031 | 0 | 0
| Concrete (in-situ), 65MPa SWC concrete (Gunlake Concrete NSW Pty Ltd) (Australia) | m³ | 321.1804 | 0.13785 | 0 | 0
| Concrete (in-situ), 65MPa Precast concrete (Gunlake Concrete NSW Pty Ltd) (Australia) | m³ | 335.1683 | 0.1489 | 0 | 0
| Concrete (in-situ), Tremie 60MPa 10mm spread 620mm C2 (Boral Limited) (Australia) | m³ | 310.343 | 0.12931 | 0 | 0
| Concrete (in-situ), 65MPa tremie (Boral Limited) (Australia) | m³ | 351.362 | 0.1464 | 0 | 0
| Concrete (in-situ), 65MPa high work concrete 650SPR (Boral Limited) (Australia) | m³ | 321.1993 | 0.13383 | 0 | 0

## Concrete_80MPa
>65 MPa to ≤80 MPa
Sub-category description: | Any concrete mix with a strength rating of 80 MPa or lower, and greater than 65 MPa.
Qualitative assessment: | Smaller number of products than other lower (more typical) strength grades. Only Australasian EPDs well spread throughout Australia and across multiple suppliers. Average compares well to other sources of EFs. No weighted average possible. Unknown how much SCM based concretes are sold versus GP concrete.
Geographical rating | Tier 1
EF source data rating | Tier 1
Market coverage rating | Tier 2
TOTAL | Tier 2
Notes:
Data sources and statistics:
|  |  | Upfront carbon emissions |  | Upfront carbon storage
| >65 MPa to ≤80 MPa | Declared unit | Upfront carbon emissions (kg CO2e/quantity) | Upfront carbon emissions (kg CO2e/kg) | Upfront carbon storage (kg CO2e/quantity) | Upfront carbon storage (kg CO2e/kg)
|  | Quantity | m³ | kg | m³ | kg
|  | Max | 657 | 0.27375 | 0 | 0
|  | Min | 267.2007 | 0.1159 | 0 | 0
|  | Average | 398.7963 | 0.16624 | 0 | 0
List
| Concrete, 80 MPa, in-situ, no reinforcement, (VE801EAV) (Ecopact) (Holcim) (VIC) | m³ | 408.36 | 0.17015 | 0 | 0
| Concrete, 80 MPa, in-situ, no reinforcement, (80MPa 14MM 150MM SLUMP CONCRETE) (Adbri) (VIC) | m³ | 406.33 | 0.1693 | 0 | 0
| Concrete, 80 MPa, in-situ, no reinforcement, (QE801EDUF) (Ecopact) (Holcim) (QLD), Gold Coast | m³ | 432.33 | 0.18014 | 0 | 0
| Concrete, 80 MPa, in-situ, no reinforcement, (QE801E200) (Ecopact) (Holcim) (QLD) (Brisbane) | m³ | 419.31 | 0.17471 | 0 | 0
| Concrete, 80 MPa, in-situ, no reinforcement, (QE801EDUF) (Ecopact) (Holcim) (QLD) (Brisbane) | m³ | 421.31 | 0.17555 | 0 | 0
| Concrete, 80 MPa, in-situ, no reinforcement, Pre-mix Concrete ENVISIA 80MPa (Boral) (ACT), (Canberra) ENVISIA 80MPa | m³ | 433 | 0.18042 | 0 | 0
| Concrete, 80 MPa, in-situ, no reinforcement, Pre-mix Concrete HIGH SLUMP (Boral) (ACT), (Canberra) HIGH SLUMP 80MPa | m³ | 520 | 0.21667 | 0 | 0
| Concrete, 80 MPa, in-situ, no reinforcement, Pre-mix Concrete ENVISIA (Boral) (NSW), (Newcastle) ENVISIA 80MPa | m³ | 422 | 0.17583 | 0 | 0
| Concrete, 80 MPa, in-situ, no reinforcement, Pre-mix Concrete HIGH SLUMP (Boral) (NSW), (Newcastle) HIGH SLUMP 80MPa | m³ | 485 | 0.20208 | 0 | 0
| Concrete, 80 MPa, in-situ, no reinforcement, Pre-mix Concrete HIGH SLUMP (Boral) (NSW), (Sydney) HIGH SLUMP 80MPa | m³ | 385 | 0.16042 | 0 | 0
| Concrete, 80 MPa, in-situ, no reinforcement, Pre-mix Concrete ENVISIA (Boral) (NSW), (Sydney) ENVISIA 80MPa | m³ | 422 | 0.17583 | 0 | 0
| Concrete, 80 MPa, in-situ, no reinforcement, Pre-mix Concrete ENVISIA (Boral) (NSW), (Wollongong) ENVISIA 80MPa | m³ | 426 | 0.1775 | 0 | 0
| Concrete, 80 MPa, in-situ, no reinforcement, Pre-mix Concrete HIGH SLUMP (Boral) (NSW), (Wollongong) HIGH SLUMP 80MPa | m³ | 529 | 0.22042 | 0 | 0
| Concrete, 80 MPa, in-situ, no reinforcement, Ready-Mix Concrete (LC)50 (Concrite) (NSW) (Sydney Region, NSW) | m³ | 301 | 0.12542 | 0 | 0
| Concrete, 80 MPa, in-situ, no reinforcement, Ready-Mix Concrete HIGH STRENGTH (Concrite) (NSW) (Sydney Region, NSW) | m³ | 413 | 0.17208 | 0 | 0
| Concrete, 80 MPa, in-situ, no reinforcement, (NE801ELH)(Ecopact) (Holcim) (NSW), (Sydney) | m³ | 391.38 | 0.16307 | 0 | 0
| Concrete, 80 MPa, in-situ, no reinforcement, (QE801E200) (Ecopact) (Holcim) (QLD), Gold Coast | m³ | 417.31 | 0.17388 | 0 | 0
| Concrete, 80 MPa, in-situ, no reinforcement, (80MPa 14MM SUPER WORKABLE CONCRETE) (Adbri) (VIC) | m³ | 451.22 | 0.18801 | 0 | 0
| Concrete (in-situ), 80MPa, Pre-mix Concrete E80SP (Barro Group) (Australia) | m³ | 375.742 | 0.15761 | 0 | 0
| Concrete (in-situ), 80MPa, Pre-mix Concrete E80SPHE (Barro Group) (Australia) | m³ | 452.689 | 0.18989 | 0 | 0
| Concrete (in-situ), Concrete in-situ QLD metro ASPIRE 45 Gpa - 80 MPa (Boral) (Australia) | m³ | 457 | 0.19042 | 0 | 0
| Concrete (in-situ), Concrete in-situ QLD metro High slump 80 MPa (Boral) (Australia) | m³ | 559 | 0.23292 | 0 | 0
| 80 MPa, Special Class 80MPa (HS801DPD) - high-strength with cement, high slag, fly-ash and silica fume (Gunlake) (Australia) | m³ | 319.766 | 0.13324 | 0 | 0
| 80 MPa, Pump 80 MPa 39% Indicative Cement Replacement. Fly Ash/GGBFS/Silica Fume (Hymix) (Australia) | m³ | 408 | 0.17 | 0 | 0
| 80 MPa, Pump 80 MPa • Indicative Cement Replacement. Fly Ash/GGBFS/Silica Fume (Hymix) (Australia) | m³ | 570 | 0.2375 | 0 | 0
| 80 MPa, Tower Jumpform - Core 80 MPa 36% Indicative Cement Replacement - Fly Ash/GGBFS/SiIica Fume Blend (Hymix) (Australia) | m³ | 424 | 0.17667 | 0 | 0
| 80 MPa, Transfer Slab 80 MPa 62% Indicative Cement Replacement - Fly Ash/GGBFS/Silica Fume Blend (Hymix) (Australia) | m³ | 318 | 0.1325 | 0 | 0
| 80 MPa, Tower Columns & Wall 80 MPa 39% Indicative Cement Replacement - Fly Ash/GGBFS/Silica Fume Blend (Hymix) (Australia) | m³ | 415 | 0.17292 | 0 | 0
| 80 MPa, Puddle Pour 80 MPa 15% Indicative Cement Replacement - GGBFS/SiIica Fume Blend (Hymix) (Australia) | m³ | 657 | 0.27375 | 0 | 0
| 80 MPa, Puddle Pour 80 MPa 43% Indicative Cement Replacement - GGBFS/Silica Fume Blend (Hymix) (Australia) | m³ | 496 | 0.20667 | 0 | 0
| 80 MPa, HIGH SLUMP 80 MPa (Boral) (Australia) | m³ | 507 | 0.21125 | 0 | 0
| 80 MPa, NSW, Concrete: AD80SL, AL80HE, PE80HE manufactured at Prestons (Advanced Readymix) (Australia) | m³ | 504.1915 | 0.21008 | 0 | 0
| 80 MPa, NSW, Concrete: AD80SL, AL80HE, PE80HE manufactured at Smithfield (Advanced Readymix) (Australia) | m³ | 499.9727 | 0.20832 | 0 | 0
| 80 MPa, NSW, Concrete: B80 B2 50MPA manufactured at Prestons (Advanced Readymix) (Australia) | m³ | 338.6195 | 0.14109 | 0 | 0
| 80 MPa, NSW, Concrete: B80 B2 50MPA manufactured at Smithfield (Advanced Readymix) (Australia) | m³ | 326.3847 | 0.13599 | 0 | 0
| 80 MPa, NSW, Concrete: B80 B1 40MPA manufactured at Prestons (Advanced Readymix) (Australia) | m³ | 328.8875 | 0.13704 | 0 | 0
| 80 MPa, NSW, Concrete: B80 B1 50MPA manufactured at Prestons (Advanced Readymix) (Australia) | m³ | 362.8521 | 0.15119 | 0 | 0
| 80 MPa, NSW, Concrete: B80 B1 40MPA manufactured at Smithfield (Advanced Readymix) (Australia) | m³ | 311.5028 | 0.12979 | 0 | 0
| 80 MPa, NSW, Concrete: B80 B1 50MPA manufactured at Smithfield (Advanced Readymix) (Australia) | m³ | 345.6913 | 0.14404 | 0 | 0
| 80 MPa, NSW, Concrete: B80 B2 50MPA manufactured at Seven Hills (Advanced Readymix) (Australia) | m³ | 383.4359 | 0.15976 | 0 | 0
| 80 MPa, NSW, Concrete: AD80SL, AL80HE, PE80HE manufactured at Seven Hills (Advanced Readymix) (Australia) | m³ | 596.6687 | 0.24861 | 0 | 0
| 80 MPa, NSW, Readymix concrete: B805020100 (Daracrete Pty Ltd) (Australia) | m³ | 424.9441 | 0.17706 | 0 | 0
| 80 MPa, NSW, Readymix concrete: B805010100 (Daracrete Pty Ltd) (Australia) | m³ | 428.9299 | 0.17872 | 0 | 0
| 80 MPa, NSW, Readymix concrete: B80B14190 (Daracrete Pty Ltd) (Australia) | m³ | 345.9082 | 0.14413 | 0 | 0
| 80 MPa, NSW, Readymix concrete: B80B242BO90 (Daracrete Pty Ltd) (Australia) | m³ | 337.4218 | 0.14059 | 0 | 0
| 80 MPa, NSW, Concrete: B80 B1 40MPA manufactured at Seven Hills (Advanced Readymix) (Australia) | m³ | 367.9016 | 0.15329 | 0 | 0
| 80 MPa, NSW, Concrete: B80 B1 50MPA manufactured at Seven Hills (Advanced Readymix) (Australia) | m³ | 410.3514 | 0.17098 | 0 | 0
| Concrete (in-situ), ENVISIA concrete in-situ Perth metro - 80 MPa (Boral) (Australia) | m³ | 386 | 0.16083 | 0 | 0
| Concrete (in-situ), Envirocrete plus concrete in-situ Perth metro - 80 MPa (Boral) (Australia) | m³ | 461 | 0.19208 | 0 | 0
| Concrete (in-situ), QLD - BNE - ECOPact - QE801PLLH (Holcim (Australia) Pty Ltd) (Australia) | m³ | 306.783 | 0.12783 | 0 | 0
| Concrete (in-situ), GS CYTOS80 80 MPa (SLCT70S80) (Elvin Group (ACT) Pty Ltd) (Australia) | m³ | 267.2007 | 0.11617 | 0 | 0
| Concrete (in-situ), VIC - Melbourne Metro - ECOPact- VE802ESWC (Holcim (Australia) Pty Ltd) (Australia) | m³ | 278.168 | 0.1159 | 0 | 0
| Concrete (in-situ), GS FC40S80 80 MPa (SLCF40S80) (Elvin Group (ACT) Pty Ltd) (Australia) | m³ | 380.2305 | 0.16319 | 0 | 0
| Concrete (in-situ), QLD – Sunshine Coast – ECOPact – QE801EDU2 (Holcim (Australia) Pty Ltd) (Australia) | m³ | 301.1333 | 0.12547 | 0 | 0
| Concrete (in-situ), GS SLCT60S80 80 MPa (SLCT60S80) / ELVIN GROUP (ACT) READY-MIXED CONCRETE (Elvin Group (ACT) Pty Ltd) (Australia) | m³ | 312.2124 | 0.13516 | 0 | 0
| Concrete (in-situ), SA - ADLC - ECOPact Mixes- SE801E5 (Holcim (Australia) Pty Ltd) (Australia) | m³ | 312.604 | 0.13025 | 0 | 0
| Concrete (in-situ), LCHP60SCC80 80 MPa (LCHP60SCC80) (Elvin Group (ACT) Pty Ltd) (Australia) | m³ | 314.1888 | 0.13201 | 0 | 0
| Concrete (in-situ), Premix Concrete - 80MPa CFA (Piave Premix Concrete Pty Ltd) (Australia) | m³ | 317 | 0.13444 | 0 | 0
| Concrete (in-situ), SA - ADLC - ECOPact Mixes- SE802EAV (Holcim (Australia) Pty Ltd) (Australia) | m³ | 321.646 | 0.13402 | 0 | 0
| Concrete (in-situ), Premix Concrete – 80MPa Tremie SP (Piave Premix Concrete Pty Ltd) (Australia) | m³ | 325 | 0.13508 | 0 | 0
| Concrete (in-situ), Premix Concrete - 80MPa MIX SUPER (Piave Premix Concrete Pty Ltd) (Australia) | m³ | 329 | 0.13578 | 0 | 0
| Concrete (in-situ), VIC - Melbourne Metro - ECOPact- VE801EAV (Holcim (Australia) Pty Ltd) (Australia) | m³ | 332.6864 | 0.13862 | 0 | 0
| Concrete (in-situ), VIC - Melbourne Metro - ECOPact- VE804EAV (Holcim (Australia) Pty Ltd) (Australia) | m³ | 332.6864 | 0.13862 | 0 | 0
| Concrete (in-situ), VIC - Melbourne Metro - ECOPact- VE802EAV (Holcim (Australia) Pty Ltd) (Australia) | m³ | 332.6864 | 0.13862 | 0 | 0
| Concrete (in-situ), “S80/10/220 LH(MC)” (Gunlake Concrete NSW Pty Ltd) (Australia) | m³ | 337.0921 | 0.13929 | 0 | 0
| Concrete (in-situ), NSW - Sydney - ECOPact - NE801ELH (Holcim (Australia) Pty Ltd) (Australia) | m³ | 341.2241 | 0.14218 | 0 | 0
| Concrete (in-situ), VIC - Melbourne Metro - ECOPact- VE802EAPW (Holcim (Australia) Pty Ltd) (Australia) | m³ | 351.904 | 0.14663 | 0 | 0
| Concrete (in-situ), QLD – Brisbane – ECOPact – QE801PL60 (Holcim (Australia) Pty Ltd) (Australia) | m³ | 352.9086 | 0.14705 | 0 | 0
| Concrete (in-situ), GS SLCT50S80 80 MPa (Elvin Group (ACT) Pty Ltd) (Australia) | m³ | 356.2231 | 0.15354 | 0 | 0
| Concrete (in-situ), Premix Concrete – 80MPa Precast SP (Piave Premix Concrete Pty Ltd) (Australia) | m³ | 356 | 0.14483 | 0 | 0
| Concrete (in-situ), GS group ( LCHP50SCC80 ) 80 MPa (Elvin Group (ACT) Pty Ltd) (Australia) | m³ | 357.2004 | 0.15008 | 0 | 0
| Concrete (in-situ), QLD - Darling Downs - ECOPact - QE801UA18 (Holcim (Australia) Pty Ltd) (Australia) | m³ | 370.3201 | 0.1543 | 0 | 0
| Concrete (in-situ), Climate Active – QLD - Coomera - EZ801E200 (Holcim (Australia) Pty Ltd) (Australia) | m³ | 370.9454 | 0.15456 | 0 | 0
| Concrete (in-situ), Climate Active – QLD - Southport - QZ801E200 (Holcim (Australia) Pty Ltd) (Australia) | m³ | 370.9454 | 0.15456 | 0 | 0
| Concrete (in-situ), P8020150 (Heidelberg Materials Australia Pty Ltd) (Australia) | m³ | 371.9328 | 0.15497 | 0 | 0
| Concrete (in-situ), Climate Active – QLD - Brisbane (City) - QZ801E200 (Holcim (Australia) Pty Ltd) (Australia) | m³ | 371.9777 | 0.15499 | 0 | 0
| Concrete (in-situ), Climate Active – QLD - Darra - QZ801E200 (Holcim (Australia) Pty Ltd) (Australia) | m³ | 371.9777 | 0.15499 | 0 | 0
| Concrete (in-situ), Climate Active – QLD - Burleigh - QZ801E200 (Holcim (Australia) Pty Ltd) (Australia) | m³ | 374.9642 | 0.15624 | 0 | 0
| Concrete (in-situ), QLD – Sunshine Coast – ECOPact – QE801E200 (Holcim (Australia) Pty Ltd) (Australia) | m³ | 376.889 | 0.15704 | 0 | 0
| Concrete (in-situ), QLD – Sunshine Coast – ECOPact – QE801E220 (Holcim (Australia) Pty Ltd) (Australia) | m³ | 376.889 | 0.15704 | 0 | 0
| Concrete (in-situ), QLD – Sunshine Coast – ECOPact – QE801EDUF (Holcim (Australia) Pty Ltd) (Australia) | m³ | 377.8272 | 0.15743 | 0 | 0
| Concrete (in-situ), QLD - BNE - ECOPact - QE801EA05 (Holcim (Australia) Pty Ltd) (Australia) | m³ | 386.0255 | 0.16084 | 0 | 0
| Concrete (in-situ), LCHP40SCC80 80 MPa (LCHP40SCC80) (Elvin Group (ACT) Pty Ltd) (Australia) | m³ | 401.2129 | 0.16858 | 0 | 0
| Concrete (in-situ), Columns & Walls 80 Mpa (Heidelberg Materials Australia Pty Ltd) (Australia) | m³ | 422.1233 | 0.17447 | 0 | 0
| Concrete (in-situ), S80-04/10/GREY TEGGMAN supplied to Teggman Precast (Gunlake Concrete NSW Pty Ltd) (Australia) | m³ | 454.0936 | 0.18259 | 0 | 0
| Concrete precast, Columns & Walls 80 MPa High Early Strength (Hymix Australia Pty Ltd) (Australia) | m³ | 569.1632 | 0.23392 | 0 | 0
| Concrete (in-situ), Columns & Walls 80 MPa High Early Strength (Heidelberg Materials Australia Pty Ltd) (Australia) | m³ | 569.1632 | 0.23392 | 0 | 0
| Concrete (in-situ), HS801AV04 (Heidelberg Materials Australia Pty Ltd) (Australia) | m³ | 594.2409 | 0.24998 | 0 | 0
| Concrete (in-situ), ECOTERA - High Performance/Low Carbon 80MPa (Heidelberg Materials Australia Pty Ltd) (Australia) | m³ | 364.298 | 0.15035 | 0 | 0
| Concrete (in-situ), 80 MPa - SL/GP Blend concrete (Gunlake Concrete NSW Pty Ltd) (Australia) | m³ | 586.1679 | 0.24353 | 0 | 0
| Concrete (in-situ), 80MPa Precast concrete (Gunlake Concrete NSW Pty Ltd) (Australia) | m³ | 320.1698 | 0.13241 | 0 | 0
| Concrete (in-situ), Tremie late age 70MPa 10mm spread 620mm C2 (Boral Limited) (Australia) | m³ | 312.332 | 0.13014 | 0 | 0
| Concrete (in-situ), 80MPa high work concrete 650SPR (Boral Limited) (Australia) | m³ | 355.2119 | 0.148 | 0 | 0

## Concrete_80upMPa
>80 MPa +
Sub-category description: | Any concrete mix with a strength rating above 80 MPa.
Qualitative assessment: | A small number of examples. All Australian EPDs.
Geographical rating | Tier 1
EF source data rating | Tier 1
Market coverage rating | Tier 3
TOTAL | Tier 3
Notes:
Data sources and statistics:
|  |  | Upfront carbon emissions |  | Upfront carbon storage
| >80 MPa + | Declared unit | Upfront carbon emissions (kg CO2e/quantity) | Upfront carbon emissions (kg CO2e/kg) | Upfront carbon storage (kg CO2e/quantity) | Upfront carbon storage (kg CO2e/kg)
|  | Quantity | m³ | kg | m³ | kg
|  | Max | 710 | 0.29583 | 0 | 0
|  | Min | 365.819 | 0.15242 | 0 | 0
|  | Average | 490.1615 | 0.20444 | 0 | 0
List
| Concrete (in-situ), 100MPa, Pre-mix Concrete E100SP (Barro Group) (Australia) | m³ | 437.768 | 0.18363 | 0 | 0
| Concrete (in-situ), Concrete in-situ QLD metro ASPIRE 50 Gpa - 100 MPa (Boral) (Australia) | m³ | 508 | 0.21167 | 0 | 0
| 100 MPa, Pump 100 MPa • 53% Indicative Cement Replacement • Fly Ash/GGBFS/Silica Fume (Hymix) (Australia) | m³ | 449 | 0.18708 | 0 | 0
| 100 MPa, Pump 100 MPa • 32% Indicative Cement Replacement. Fly Ash/GGBFS/Silica Fume (Hymix) (Australia) | m³ | 607 | 0.25292 | 0 | 0
| 100 MPa, Pump 100 MPa • 19% Indicative Cement Replacement - GGBFS/Silica Fume (Hymix) (Australia) | m³ | 702 | 0.2925 | 0 | 0
| 100 MPa, Tower Columns & Wall 100 MPa 32% Indicative Cement Replacement - Fly Ash/GGBFS/SiIica Fume Blend (Hymix) (Australia) | m³ | 617 | 0.25708 | 0 | 0
| 100 MPa, Tower Columns & Wall 100 MPa 53% Indicative Cement Replacement - Fly Ash/GGBFS/Silica Fume Blend (Hymix) (Australia) | m³ | 459 | 0.19125 | 0 | 0
| 100 MPa, Puddle Pour 100 MPa 19% Indicative Cement Replacement - GGBFS/SiIica Fume Blend (Hymix) (Australia) | m³ | 710 | 0.29583 | 0 | 0
| Concrete (in-situ), Envirocrete plus concrete in-situ Perth metro - 100 MPa (Boral) (Australia) | m³ | 498 | 0.2075 | 0 | 0
| Concrete (in-situ), QLD - Darling Downs - ECOPact - QE1001UA (Holcim (Australia) Pty Ltd) (Australia) | m³ | 400.2751 | 0.16678 | 0 | 0
| Concrete (in-situ), VIC – Melbourne Metro – ECOPact – VE1001EPW (Holcim (Australia) Pty Ltd) (Australia) | m³ | 365.819 | 0.15242 | 0 | 0
| Concrete (in-situ), VIC - Melbourne Metro - ECOPact- VE1004EPW (Holcim (Australia) Pty Ltd) (Australia) | m³ | 365.819 | 0.15242 | 0 | 0
| Concrete (in-situ), QLD - Gold Coast - ECOPact - QE1001E47 (Holcim (Australia) Pty Ltd) (Australia) | m³ | 371.3544 | 0.15473 | 0 | 0
| Concrete (in-situ), QLD – Brisbane – ECOPact – QE1001EDUF (Holcim (Australia) Pty Ltd) (Australia) | m³ | 434.9127 | 0.18121 | 0 | 0
| Concrete (in-situ), P0H10650 (Heidelberg Materials Australia Pty Ltd) (Australia) | m³ | 436.0998 | 0.18665 | 0 | 0
| Concrete (in-situ), P0H10220 Hutchinson Builders - 185 Wharf Street (Heidelberg Materials Australia Pty Ltd) (Australia) | m³ | 443.1196 | 0.18463 | 0 | 0
| Concrete (in-situ), 100MPa High Strength GP/FA/GGBFS/SF Blend (HS1001FPD) concrete (Gunlake Concrete NSW Pty Ltd) (Australia) | m³ | 447.8567 | 0.18873 | 0 | 0
| Concrete (in-situ), S100-37/10/220 supplied to Teggman Precast (Gunlake Concrete NSW Pty Ltd) (Australia) | m³ | 461.8597 | 0.19077 | 0 | 0
| Concrete (in-situ), 100 MPa - SL/GP Blend concrete (Gunlake Concrete NSW Pty Ltd) (Australia) | m³ | 629.0226 | 0.26133 | 0 | 0
| Concrete (in-situ), 100MPa Precast concrete (Gunlake Concrete NSW Pty Ltd) (Australia) | m³ | 459.3225 | 0.18957 | 0 | 0

## Concrete_bricks
Concrete block (exc. core fill or reinforcing)
Sub-category description: | Concrete brick, block and roof tiles i.e. cinder block or concrete finishing brick/tile used in masonry. Not including any core fill material or reinforcing.
Qualitative assessment: | Reasonable representation of the market, covering a range of Australian manufacturers.
Geographical rating | Tier 2
EF source data rating | Tier 1
Market coverage rating | Tier 3
TOTAL | Tier 3
Notes: | Not including any core fill material or reinforcing.
Data sources and statistics:
|  |  | Upfront carbon emissions |  | Upfront carbon storage
| Concrete block (exc. core fill or reinforcing) | Declared unit | Upfront carbon emissions (kg CO2e/quantity) | Upfront carbon emissions (kg CO2e/kg) | Upfront carbon storage (kg CO2e/quantity) | Upfront carbon storage (kg CO2e/kg)
|  | Quantity | tonne | kg | tonne | kg
|  | Max | 283.93 | 0.28393 | 113.57 | 0.11357
|  | Min | -23.3 | -0.0233 | 0 | 0
|  | Average | 156.833 | 0.15683 | 5.1964 | 0.0051964
List
| Masonry (Concrete bricks), BLOCK Campbellfield (VIC) (Adbri) | tonne | 111.67 | 0.11167 | 0 | 0
| Masonry (Concrete bricks), BLOCK Maroochydore (QLD) (Adbri) | tonne | 182.86 | 0.18286 | 0 | 0
| Masonry (Concrete bricks), BLOCK Stapylton (QLD) (Adbri) | tonne | 140.59 | 0.14059 | 0 | 0
| Masonry (Concrete bricks), BLOCK Ulverstone (TAS) (Adbri) | tonne | 145.89 | 0.14589 | 0 | 0
| Masonry (Concrete bricks), BRICK Bendigo Smooth Shot Dark (VIC) (Adbri) | tonne | 113.56 | 0.11356 | 0 | 0
| Masonry (Concrete bricks), BRICK Bendigo Honed Dark (VIC) (Adbri) | tonne | 160.92 | 0.16092 | 0 | 0
| Masonry (Concrete bricks), BRICK Bendigo Smooth Shot Light (VIC) (Adbri) | tonne | 138.43 | 0.13843 | 0 | 0
| Masonry (Concrete bricks), BRICK Bendigo Honed Light (VIC) (Adbri) | tonne | 240.39 | 0.24039 | 0 | 0
| Masonry (Concrete bricks), BRICK Bendigo Cored Light (VIC) (Adbri) | tonne | 152.26 | 0.15226 | 0 | 0
| Masonry (Concrete bricks), BRICK Maroochydore (QLD) (Adbri) | tonne | 205.51 | 0.20551 | 0 | 0
| Masonry (Concrete bricks), BRICK Ulverstone (TAS) (Adbri) | tonne | 139.84 | 0.13984 | 0 | 0
| Masonry (Concrete bricks), Aura Porcelain (Australia) (Austral) | tonne | 147 | 0.147 | 0 | 0
| Masonry (Concrete bricks), Aura Grey (Australia) (Austral) | tonne | 160 | 0.16 | 0 | 0
| Masonry (Concrete bricks), Aura Oak (Australia) (Austral) | tonne | 160 | 0.16 | 0 | 0
| Masonry (Concrete bricks), GB Sandstone Rock Face (Australia) (Austral) | tonne | 170 | 0.17 | 0 | 0
| Masonry (Concrete bricks), GB Sandstone Split Face (Australia) (Austral) | tonne | 162 | 0.162 | 0 | 0
| Masonry (Concrete bricks), GB Sandstone Smooth (Australia) (Austral) | tonne | 168 | 0.168 | 0 | 0
| Masonry (Concrete bricks), GB Stone (Australia) (Austral) | tonne | 160 | 0.16 | 0 | 0
| Masonry (Concrete bricks), GB Split Face (Australia) (Austral) | tonne | 163 | 0.163 | 0 | 0
| Masonry (Concrete bricks), GB Smooth (Australia) (Austral) | tonne | 168 | 0.168 | 0 | 0
| Masonry (Concrete bricks), GB Veneer (Australia) (Austral) | tonne | 174 | 0.174 | 0 | 0
| Masonry (Concrete bricks), Breeze Blocks (Australia) (Austral) | tonne | 172 | 0.172 | 0 | 0
| Masonry (Concrete bricks), GB Latitude (Australia) (Austral) | tonne | 164 | 0.164 | 0 | 0
| Masonry (Concrete bricks), 100MM Standard (Australia) (Austral) | tonne | 142 | 0.142 | 0 | 0
| Masonry (Concrete bricks), 200MM Standard (Australia) (Austral) | tonne | 142 | 0.142 | 0 | 0
| Masonry (Concrete bricks), 150MM Mortarless (Australia) (Austral) | tonne | 142 | 0.142 | 0 | 0
| Masonry (Concrete bricks), Baines Masonry All Products (Baines Masonry Pty Ltd) (Australia) | tonne | 160.12 | 0.16012 | 15.9 | 0.0159
| Masonry (Concrete bricks), Bricks, Blocks, Pavers, Retaining Walls (Cowra Concrete Products Pty Ltd) (Australia) | tonne | 204.47 | 0.20447 | 1.04 | 0.00104
| Masonry (Concrete bricks), Hazelmere Masonry Pavers- Average (Midland Brick) (Australia) | tonne | 175.02 | 0.17502 | 0.32 | 0.00032
| Masonry (Concrete bricks), Natural Grey Products (Island Block & Paving) (Australia) | tonne | 104.2 | 0.1042 | 0.94 | 0.00094
| Masonry (Concrete bricks), Lutyens bricks (Natural Brick Co Pty Ltd) (Australia) | tonne | 283.93 | 0.28393 | 113.57 | 0.11357
| Masonry (Concrete bricks), 20.42UNV 390x190x190 Structural Masonry Block (National Masonry Pty Ltd) (Australia) | tonne | 145.13 | 0.14513 | 39.71 | 0.03971
| Masonry block (Nu-Rock Building Products) (Australia) | tonne | -23.3 | -0.0233 | 0 | 0

## Concrete_hollowcore
Hollow core - precast concrete
Sub-category description: | Precast hollowcore concrete slabs including reinforcing steel.
Qualitative assessment: | Four Australian products from one supplier EPD. Market coverage poor.
Geographical rating | Tier 1
EF source data rating | Tier 3
Market coverage rating | Tier 4
TOTAL | Tier 4
Notes: | Declared unit is per cubic meters of slab including hollows/voids
Data sources and statistics:
|  |  | Upfront carbon emissions |  | Upfront carbon storage
| Hollow core - precast concrete | Declared unit | Upfront carbon emissions (kg CO2e/quantity) | Upfront carbon emissions (kg CO2e/kg) | Upfront carbon storage (kg CO2e/quantity) | Upfront carbon storage (kg CO2e/kg)
|  | Quantity | m³ | kg | m³ | kg
|  | Max | 357 | 0.24203 | 0 | 0
|  | Min | 317 | 0.21492 | 0 | 0
|  | Average | 338.5 | 0.22949 | 0 | 0
List
| Hollowcore concrete, Hollowcore BGC (HC500) Conc Mix 2 (BGC) (Australia) | m³ | 317 | 0.21492 | 0 | 0
| Hollowcore concrete, Hollowcore BGC (HC200W) Conc Mix 2 (BGC) (Australia) | m³ | 357 | 0.24203 | 0 | 0
| Hollowcore concrete, Hollowcore BGC (HC160) Conc Mix 2 (BGC) (Australia) | m³ | 332 | 0.22508 | 0 | 0
| Hollowcore concrete, Hollowcore BGC (HC250) Conc Mix 2 (BGC) (Australia) | m³ | 348 | 0.23593 | 0 | 0

## Concrete_precast_panel
Prefabricated concrete panel
Sub-category description: | Any precast concrete panel including reinforcing steel (e.g. wall, deck, or balcony panel).
Qualitative assessment: | [15 empty] | 65.53
Geographical rating | Untiered
EF source data rating | Untiered
Market coverage rating | Untiered
TOTAL | Untiered
Notes: | Includes steel reinforcing.
[9 empty] | Tier 1 | Tier 2 | Tier 4
Data sources and statistics: | EPDs have been used to determine typical material masses of different precast panels. The emission factors are calculated using component parts therefore no EPDs are listed and uncertainty rating is 'untiered'. 50MPa concrete and bar and mesh reinforcing steel was assumed as per industry consultation. Energy and waste associated with the off-site assembly manufacturing process is added.
|  |  | Upfront carbon emissions |  | Upfront carbon storage |  |  |  | Assembly calculator
| Prefabricated concrete panel | Declared unit | Emissions (kg CO₂e/unit) | Emissions (kg CO₂e/kg) | Storage (kg CO₂e/unit) | Storage (kg CO₂e/kg) | Helper |  | >40 MPa to ≤50 MPa | Bar & mesh reinforcing steel | Stainless steel (general) | Waste (%) - (estimated) | Energy (GJ) (assumed) | Conversion as recorded in EPD | Reference EPD used for masses only | Notes
|  | Unit | tonne | kg | kg | kg | Helper | Unit | kg/tonne | kg/tonne | kg/tonne |  | kWh | kg/kg
|  | Max | 439.0356 | 0.43904 | 0 | 0 | Helper | Max | 961.823 | 47.874 | 0.303 | 1% | 0.202 | 1000 | https://api.environdec.com/api/v1/EPDLibrary/Files/131903ec-0fe2-4bea-ce80-08db351f0eff/Data | Assumed energy 0.2 MJ/kg (estimated natural gas energy use) at 65.5 (51.5 +14) kgCO2.e/GJ kg Scope 1 and 3 non-metro NSW/ACT (NGA 2024 factors, national market based value).
|  | Min | 94.8622 | 0.094862 |  |  | Helper | Min
|  | Average | 215.9475 | 0.21595 | 0 | 0 | Helper | Average

## Concrete_shotcrete
Shotcrete
Sub-category description: | A specialised concrete mix sprayed through a hose onto a surface.
Qualitative assessment: | ~30 examples covering a range of strength grades. All Australian EPDs.
Geographical rating | Tier 1
EF source data rating | Tier 1
Market coverage rating | Tier 3
TOTAL | Tier 3
Notes:
Data sources and statistics:
|  |  | Upfront carbon emissions |  | Upfront carbon storage
| Shotcrete | Declared unit | Upfront carbon emissions (kg CO2e/quantity) | Upfront carbon emissions (kg CO2e/kg) | Upfront carbon storage (kg CO2e/quantity) | Upfront carbon storage (kg CO2e/kg)
|  | Quantity | m³ | kg | m³ | kg
|  | Max | 439 | 0.18292 | 0 | 0
|  | Min | 204.1226 | 0.085051 | 0 | 0
|  | Average | 329.1022 | 0.13924 | 0 | 0
List
| 32 MPa, SHOTCRETE 32 MPa (Boral) (Australia) | m³ | 418 | 0.17417 | 0 | 0
| 32 MPa, Shotcrete, SHOTCRETE 32 MPa (Boral) (Australia) | m³ | 425 | 0.17708 | 0 | 0
| 32 MPa, NSW, Readymix concrete: DARASPRAY32 (Daracrete Pty Ltd) (Australia) | m³ | 326.6957 | 0.13612 | 0 | 0
| Concrete, 40 MPa, in-situ, no reinforcement, (40MPa 7MM SPRAY CONCRETE (30kg/SF)) (Adbri) (VIC) | m³ | 281.19 | 0.11716 | 0 | 0
| Concrete, 40 MPa, in-situ, no reinforcement, Pre-mix Concrete SHOTCRETE (Boral) (ACT), (Canberra) SHOTCRETE 40MPa 10MM | m³ | 363 | 0.15125 | 0 | 0
| Concrete, 40 MPa, in-situ, no reinforcement, Pre-mix Concrete SHOTCRETE (Boral) (NSW), (Newcastle) SHOTCRETE 40MPa 10MM | m³ | 309 | 0.12875 | 0 | 0
| Concrete, 40 MPa, in-situ, no reinforcement, Pre-mix Concrete SHOTCRETE (Boral) (NSW), (Sydney) SHOTCRETE 40MPa 10MM | m³ | 309 | 0.12875 | 0 | 0
| Concrete, 40 MPa, in-situ, no reinforcement, Pre-mix Concrete SHOTCRETE (Boral) (NSW), (Wollongong) SHOTCRETE 40MPa 10MM | m³ | 374 | 0.15583 | 0 | 0
| Concrete, 40 MPa, in-situ, no reinforcement, Ready-Mix Concrete SHOTCRETE 40MPa 10MM (Concrite) (ACT) (Canberra, ACT) | m³ | 363 | 0.15125 | 0 | 0
| 40 MPa, VR400 40 MPa SHOTCRETE (Boral) (Australia) | m³ | 415 | 0.17292 | 0 | 0
| 40 MPa, SHOTCRETE 40 MPa (Boral) (Australia) | m³ | 439 | 0.18292 | 0 | 0
| 40 MPa, TAS, VR400/40/SPRAY concrete manufactured in our Southern Region (Hazell Bros Concrete Pty Ltd) (Australia) | m³ | 427.0729 | 0.17795 | 0 | 0
| 40 MPa, TAS, VR400/40/SPRAY concrete manufactured in our Northern Region (Hazell Bros Concrete Pty Ltd) (Australia) | m³ | 405.5922 | 0.169 | 0 | 0
| 40 MPa, TAS, S40/10 SHOTCRETE concrete manufactured in our Northern Region (Hazell Bros Concrete Pty Ltd) (Australia) | m³ | 376.8506 | 0.15702 | 0 | 0
| 40 MPa, TAS, S40/10 SHOTCRETE concrete manufactured in our Southern Region (Hazell Bros Concrete Pty Ltd) (Australia) | m³ | 382.5031 | 0.15938 | 0 | 0
| Concrete in-situ, TfNSW Shotcrete 25MPa Low Permeability Smoothing Layer (Hymix Australia Pty Ltd) (Australia) | m³ | 375.0958 | 0.16531 | 0 | 0
| Concrete (in-situ), Premix Concrete – 32MPa Spray (Piave Premix Concrete Pty Ltd) (Australia) | m³ | 219 | 0.094315 | 0 | 0
| Concrete (in-situ), Premix Concrete – 40MPa Spray (Piave Premix Concrete Pty Ltd) (Australia) | m³ | 231 | 0.099483 | 0 | 0
| Concrete (in-situ), SprayMasta 32 MPa (Heidelberg Materials Australia Pty Ltd) (Australia) | m³ | 265.0936 | 0.11859 | 0 | 0
| Concrete (in-situ), Hyspray 32 MPa (Hymix Australia Pty Ltd) (Australia) | m³ | 265.0936 | 0.11859 | 0 | 0
| Concrete (in-situ), Premix Concrete – 50MPa Spray SILICA FUME (Piave Premix Concrete Pty Ltd) (Australia) | m³ | 276 | 0.11636 | 0 | 0
| Concrete (in-situ), Hyspray 40 MPa (Hymix Australia Pty Ltd) (Australia) | m³ | 296.0672 | 0.13245 | 0 | 0
| Concrete (in-situ), SPRAYMASTA 25MPa (Heidelberg Materials Australia Pty Ltd) (Australia) | m³ | 306.9734 | 0.12791 | 0 | 0
| Concrete (in-situ), Spraymasta Tunnel 40MPa 40kg/m3 Steel Fibre, 1bag/m3 Poly Fibre (Heidelberg Materials Australia Pty Ltd) (Australia) | m³ | 301.0801 | 0.1324 | 0 | 0
| Concrete (in-situ), Spraymasta Tunnel 40MPa 40kg/m3 Steel Fibre, 1kg/m3 Poly Fibre (Hymix Australia Pty Ltd) (Australia) | m³ | 301.0801 | 0.13235 | 0 | 0
| Concrete in-situ, TMR MRTS70 Shotcrete - 40 MPa (Exp B2) (Heidelberg Materials Australia Pty Ltd) (Australia) | m³ | 341.1451 | 0.14974 | 0 | 0
| Concrete (in-situ), S40 shotcrete (Boral Limited) (Australia) | m³ | 320.0974 | 0.13337 | 0 | 0
| Concrete (in-situ), Shotcrete 32/7 Xencrete (Entire Concrete) (Australia) | m³ | 266.1527 | 0.1109 | 0 | 0
| Concrete (in-situ), Shotcrete 40/7 Xencrete (Entire Concrete) (Australia) | m³ | 290.1605 | 0.1209 | 0 | 0
| Concrete (in-situ), Shotcrete 25/7 Xencrete (Entire Concrete) (Australia) | m³ | 204.1226 | 0.085051 | 0 | 0

## Curtain_wall
Generic curtain walls
Sub-category description: | Represents a generic curtain wall as named in the material category. Includes glass, framing, spandrel/cladding material in one square meter rate.
Qualitative assessment: | Curtain wall systems are highly variable and unique to the building. Emission factors available for complete curtain wall systems are limited to a handful of European EPDs, which industry suggests are not applicable to Australia as masses of materials and the supply chain of materials will be different, in particular for aluminium and glass. This calculation has been developed to quantify an emission factor for a number of generic curtain wall systems. It uses the quantity of key materials for select generic curtain walls and applies relevant default emission factors.
Geographical rating: | Untiered
EF source data rating: | Untiered
Market coverage rating: | Untiered
Data quality rating: | Untiered
Notes: | Represents a system assembled off-site
[9 empty] | Tier 2 | Tier 2 | Tier 2 | Tier 4 | Tier 2 | Tier 2 | Tier 4 | Tier 4 | Tier 3 | Tier 4 | Tier 2 | Tier 4 | Untiered
Data sources and statistics: | Generic curtain wall systems were defined using "Carbon footprint of façades: significance of glass" (2022) by Arup and Saint-Gobain Glass, where material quantities were extrapolated using the materials contribution to the overall embodied carbon of the facade system (page 44 to 59) and the associated emission factor. These emission factors are calculated using component parts, and the default emission factors associated with the component. No EPDs are listed, uncertainty rating is 'untiered' and hence no maximum in class is reported. Energy and waste associated with the off-site assembly manufacturing process is added.
|  |  | Upfront carbon emissions |  | Upfront carbon storage |  |  |  | Assembly calculator
| Generic curtain walls | Declared unit | Emissions (kg CO₂e/unit) | Emissions (kg CO₂e/kg) | Storage (kg CO₂e/unit) | Storage (kg CO₂e/kg) | Helper |  | Aluminium extruded uncoated | Aluminium extruded powder coated | Aluminium extruded anodised | Glass (treated or untreated) | Hardwood | Structural framing steel (cold rolled - lightweight) | Stainless steel (general) | Clay brick | GLT & CLT (hardwood) | Plasterboard | Fibre cement board | GRC | Precast concrete panel (inc. reinforcing) | Waste (%) uplift (estimated) | Energy | Notes
| Aluminium unitised type 1: 100% DGU 8T-16-44.2 | Unit | m² | kg | m² | kg | Aluminium unitised type 1: 100% DGU 8T-16-44.2 | Unit | kg/m² | kg/m² | kg/m² | kg/m² | kg/m² | kg/m² | kg/m² | kg/m² | kg/m² | kg/m² | kg/m² | kg/m² | kg/m² |  | kWh/m²
|  | Max in category EF | 434.6814 | 8.5558 | 0 | 0 | Aluminium unitised type 1: 100% DGU 8T-16-44.2 | Max in category EF | 0 | 8.8595 | 0 | 39.8876 | 0 | 0 | 2.0585 | 0 | 0 | 0 | 0 | 0 | 0 | 10% | 5.5886 | Assumed energy 0.1 kWh/kg (estimated energy use) at 0.92 kg CO₂e/kWh(NGA 2024 factors, national market based value)
|  | Min in category EF | 109.9755 | 2.1646 |  |  | Aluminium unitised type 1: 100% DGU 8T-16-44.2 | Min in category EF
|  | Average EF | 263.5729 | 5.1879 | 0 | 0 | Aluminium unitised type 1: 100% DGU 8T-16-44.2 | Average EF
| Aluminium unitised type 2: aluminium cladding, 50% DGU 8T-16-44.2 | Unit | m² | kg | m² | kg | Aluminium unitised type 2: aluminium cladding, 50% DGU 8T-16-44.2 | Unit | kg/m² | kg/m² | kg/m² | kg/m² | kg/m² | kg/m² | kg/m² | kg/m² | kg/m² | kg/m² | kg/m² | kg/m² | kg/m² |  | kWh/m²
|  | Max in category EF | 655.8187 | 16.9383 | 0 | 0 | Aluminium unitised type 2: aluminium cladding, 50% DGU 8T-16-44.2 | Max in category EF | 0 | 16.6498 | 0 | 19.9438 | 0 | 0 | 2.1244 | 0 | 0 | 0 | 0 | 0 | 0 | 10% | 4.259 | Assumed energy 0.1 kWh/kg (estimated energy use) at 0.92 kg CO₂e/kWh(NGA 2024 factors, national market based value)
|  | Min in category EF | 128.9907 | 3.3315 |  |  | Aluminium unitised type 2: aluminium cladding, 50% DGU 8T-16-44.2 | Min in category EF
|  | Average EF | 382.4053 | 9.8767 | 0 | 0 | Aluminium unitised type 2: aluminium cladding, 50% DGU 8T-16-44.2 | Average EF
| Aluminium unitised type 3: aluminium cladding with vertical fins, 50% DGU 8T-16-44.2 | Unit | m² | kg | m² | kg | Aluminium unitised type 3: aluminium cladding with vertical fins, 50% DGU 8T-16-44.2 | Unit | kg/m² | kg/m² | kg/m² | kg/m² | kg/m² | kg/m² | kg/m² | kg/m² | kg/m² | kg/m² | kg/m² | kg/m² | kg/m² |  | kWh/m²
|  | Max in category EF | 877.2421 | 19.1346 | 0 | 0 | Aluminium unitised type 3: aluminium cladding with vertical fins, 50% DGU 8T-16-44.2 | Max in category EF | 0 | 22.7262 | 0 | 19.9438 | 0 | 0 | 3.1759 | 0 | 0 | 0 | 0 | 0 | 0 | 10% | 5.0431 | Assumed energy 0.1 kWh/kg (estimated energy use) at 0.92 kg CO₂e/kWh(NGA 2024 factors, national market based value)
|  | Min in category EF | 167.4012 | 3.6514 |  |  | Aluminium unitised type 3: aluminium cladding with vertical fins, 50% DGU 8T-16-44.2 | Min in category EF
|  | Average EF | 509.0335 | 11.1031 | 0 | 0 | Aluminium unitised type 3: aluminium cladding with vertical fins, 50% DGU 8T-16-44.2 | Average EF
| Aluminium unitised type 4: aluminium cladding, 50% TGU 8T-16-6-16-44.2 | Unit | m² | kg | m² | kg | Aluminium unitised type 4: aluminium cladding, 50% TGU 8T-16-6-16-44.2 | Unit | kg/m² | kg/m² | kg/m² | kg/m² | kg/m² | kg/m² | kg/m² | kg/m² | kg/m² | kg/m² | kg/m² | kg/m² | kg/m² |  | kWh/m²
|  | Max in category EF | 663.6512 | 14.3065 | 0 | 0 | Aluminium unitised type 4: aluminium cladding, 50% TGU 8T-16-6-16-44.2 | Max in category EF | 0 | 16.1914 | 0 | 27.5862 | 0 | 0 | 2.6103 | 0 | 0 | 0 | 0 | 0 | 0 | 10% | 5.1027 | Assumed energy 0.1 kWh/kg (estimated energy use) at 0.92 kg CO₂e/kWh(NGA 2024 factors, national market based value)
|  | Min in category EF | 137.9119 | 2.973 |  |  | Aluminium unitised type 4: aluminium cladding, 50% TGU 8T-16-6-16-44.2 | Min in category EF
|  | Average EF | 389.8193 | 8.4035 | 0 | 0 | Aluminium unitised type 4: aluminium cladding, 50% TGU 8T-16-6-16-44.2 | Average EF
| Aluminium unitised type 5: insulated shadow box, 50% DGU 8T-16-44.2 | Unit | m² | kg | m² | kg | Aluminium unitised type 5: insulated shadow box, 50% DGU 8T-16-44.2 | Unit | kg/m² | kg/m² | kg/m² | kg/m² | kg/m² | kg/m² | kg/m² | kg/m² | kg/m² | kg/m² | kg/m² | kg/m² | kg/m² |  | kWh/m²
|  | Max in category EF | 571.8115 | 10.4878 | 0 | 0 | Aluminium unitised type 5: insulated shadow box, 50% DGU 8T-16-44.2 | Max in category EF | 0 | 12.7294 | 0 | 39.479 | 0 | 0 | 2.3131 | 0 | 0 | 0 | 0 | 0 | 0 | 10% | 5.9974 | Assumed energy 0.1 kWh/kg (estimated energy use) at 0.92 kg CO₂e/kWh(NGA 2024 factors, national market based value)
|  | Min in category EF | 132.5816 | 2.4317 |  |  | Aluminium unitised type 5: insulated shadow box, 50% DGU 8T-16-44.2 | Min in category EF
|  | Average EF | 341.7859 | 6.2688 | 0 | 0 | Aluminium unitised type 5: insulated shadow box, 50% DGU 8T-16-44.2 | Average EF
| Aluminium unitised type 6: GRC cladding, 50% DGU 8T-16-44.2 | Unit | m² | kg | m² | kg | Aluminium unitised type 6: GRC cladding, 50% DGU 8T-16-44.2 | Unit | kg/m² | kg/m² | kg/m² | kg/m² | kg/m² | kg/m² | kg/m² | kg/m² | kg/m² | kg/m² | kg/m² | kg/m² | kg/m² |  | kWh/m²
|  | Max in category EF | 766.4082 | 11.2382 | 0 | 0 | Aluminium unitised type 6: GRC cladding, 50% DGU 8T-16-44.2 | Max in category EF | 0 | 18.9313 | 0 | 19.9438 | 0 | 0 | 2.3648 | 0 | 0 | 0 | 0 | 26.957 | 0 | 10% | 7.5017 | Assumed energy 0.1 kWh/kg (estimated energy use) at 0.92 kg CO₂e/kWh(NGA 2024 factors, national market based value)
|  | Min in category EF | 157.7382 | 2.313 |  |  | Aluminium unitised type 6: GRC cladding, 50% DGU 8T-16-44.2 | Min in category EF
|  | Average EF | 448.2104 | 6.5723 | 0 | 0 | Aluminium unitised type 6: GRC cladding, 50% DGU 8T-16-44.2 | Average EF
| Double skin type 1: deep cavity aluminium façade, 100% single + DGU 66.2 + 8T-16-44.2 | Unit | m² | kg | m² | kg | Double skin type 1: deep cavity aluminium façade, 100% single + DGU 66.2 + 8T-16-44.2 | Unit | kg/m² | kg/m² | kg/m² | kg/m² | kg/m² | kg/m² | kg/m² | kg/m² | kg/m² | kg/m² | kg/m² | kg/m² | kg/m² |  | kWh/m²
|  | Max in category EF | 1304.4579 | 9.6983 | 0 | 0 | Double skin type 1: deep cavity aluminium façade, 100% single + DGU 66.2 + 8T-16-44.2 | Max in category EF | 0 | 26.7163 | 0 | 70.303 | 0 | 37.4845 | 0 | 0 | 0 | 0 | 0 | 0 | 0 | 10% | 14.7954 | Assumed energy 0.1 kWh/kg (estimated energy use) at 0.92 kg CO₂e/kWh(NGA 2024 factors, national market based value)
|  | Min in category EF | 362.5389 | 2.6954 |  |  | Double skin type 1: deep cavity aluminium façade, 100% single + DGU 66.2 + 8T-16-44.2 | Min in category EF
|  | Average EF | 801.9404 | 5.9622 | 0 | 0 | Double skin type 1: deep cavity aluminium façade, 100% single + DGU 66.2 + 8T-16-44.2 | Average EF
| Double skin type 2: narrow cavity aluminium façade, 100% single + DGU 66.2 + 8T-16-44.2 | Unit | m² | kg | m² | kg | Double skin type 2: narrow cavity aluminium façade, 100% single + DGU 66.2 + 8T-16-44.2 | Unit | kg/m² | kg/m² | kg/m² | kg/m² | kg/m² | kg/m² | kg/m² | kg/m² | kg/m² | kg/m² | kg/m² | kg/m² | kg/m² |  | kWh/m²
|  | Max in category EF | 673.6945 | 7.7411 | 0 | 0 | Double skin type 2: narrow cavity aluminium façade, 100% single + DGU 66.2 + 8T-16-44.2 | Max in category EF | 0 | 12.9712 | 0 | 70.303 | 0 | 0 | 3.754 | 0 | 0 | 0 | 0 | 0 | 0 | 10% | 9.5731 | Assumed energy 0.1 kWh/kg (estimated energy use) at 0.92 kg CO₂e/kWh(NGA 2024 factors, national market based value)
|  | Min in category EF | 178.9776 | 2.0565 |  |  | Double skin type 2: narrow cavity aluminium façade, 100% single + DGU 66.2 + 8T-16-44.2 | Min in category EF
|  | Average EF | 411.7673 | 4.7314 | 0 | 0 | Double skin type 2: narrow cavity aluminium façade, 100% single + DGU 66.2 + 8T-16-44.2 | Average EF
| Aluminium unitised type 7: opaque panel, 100% aluminium cladding | Unit | m² | kg | m² | kg | Aluminium unitised type 7: opaque panel, 100% aluminium cladding | Unit | kg/m² | kg/m² | kg/m² | kg/m² | kg/m² | kg/m² | kg/m² | kg/m² | kg/m² | kg/m² | kg/m² | kg/m² | kg/m² |  | kWh/m²
|  | Max in category EF | 1189.1017 | 33.5676 | 0 | 0 | Aluminium unitised type 7: opaque panel, 100% aluminium cladding | Max in category EF | 0 | 33.2996 | 0 | 0 | 0 | 0 | 2.1244 | 0 | 0 | 0 | 0 | 0 | 0 | 10% | 3.8966 | Assumed energy 0.1 kWh/kg (estimated energy use) at 0.92 kg CO₂e/kWh(NGA 2024 factors, national market based value)
|  | Min in category EF | 198.9225 | 5.6155 |  |  | Aluminium unitised type 7: opaque panel, 100% aluminium cladding | Min in category EF
|  | Average EF | 679.5303 | 19.1827 | 0 | 0 | Aluminium unitised type 7: opaque panel, 100% aluminium cladding | Average EF
Aluminium unitised type 7: opaque panel, 100% aluminium cladding

## Eng_Timber_Decorative_Pb
Decorative Pb
Sub-category description: | Particleboard for walling or ceiling purposes (i.e. finished wall panel including coating).
Qualitative assessment: | Industry EPD covers 50% of the particleboard manufacturing market in Australia. No further EPDs in Australasia entering Aus market. Laminex NZ EPD used as proxy for international sources. Average EF compares well with comparison EF (when including particleboard as one group).
Geographical rating | Tier 2
EF source data rating | Tier 1 | [6 empty] | Additional
Market coverage rating | Tier 2
TOTAL | Tier 2 | [12 empty] | Upfront carbon emissions (kg CO2e/quantity) | Upfront carbon emissions (kg CO2e/kg) | Upfront carbon storage (kg CO2e/quantity) | Upfront carbon storage (kg CO2e/kg)
[9 empty] | Import | 30.43% | Wood based panels | 1600000 | Import average | 177.0585 | 0.28558 | 997.2827 | 1.6085
Notes: | The NABERS rating tool will only include carbon storage where a material will be expected to last more than 20 years within the building and where it has been sourced from a sustainable forest. | [7 empty] | Local | 69.57% | Import | 700000 | Australian average | 544.382 | 0.82657 | 1114.96 | 1.6928
[12 empty] | 30.43% | Weighted average | 432.5879 | 0.66192 | 1079.1452 | 1.6671
Data sources and statistics: | [8 empty] | REF:
|  |  | Upfront carbon emissions |  | Upfront carbon storage |  |  |  | https://www.agriculture.gov.au/abares/products/insights/snapshot-of-australias-forest-industry#production-and-consumption-of-final-wood-products
| Decorative Pb | Declared unit | Upfront carbon emissions (kg CO2e/quantity) | Upfront carbon emissions (kg CO2e/kg) | Upfront carbon storage (kg CO2e/quantity) | Upfront carbon storage (kg CO2e/kg) | Density kg/m³ |  | Australia ¦ Imports and Exports ¦ World ¦ Plywood, veneered panels and similar laminated wood ¦ Value (US$) and Value Growth, YoY (%) ¦ 2011 - 2022 (trendeconomy.com)
|  | Quantity | m³ | kg | m³ | kg |  |  | Australian forest and wood products statistics - DAFF (agriculture.gov.au)
|  | Max | 631.1509 | 0.95924 | 1113.2 | 1.6867 | 657.9717 |  | Figure 6
|  | Min | 177.0585 | 0.28558 | 997.2827 | 1.6085 | 620
|  | Average (weighted) | 432.5879 | 0.66192 | 1079.1452 | 1.6671 | 653.5365
|  | Average | 491.9072 | 0.74928 | 1098.149 | 1.6807 | 656.5038
List
| Decorative Pboard, 18 mm E0 & E1 moisture resistant (MR) melamine coated, decorative particleboard, Wood solutions, FWPA, Australia | m³ | 629.2597 | 0.95924 | 1118.48 | 1.705 | 656
| Decorative Pb, Min variation 16mm standard, melamine coated particleboard (FWPA) (Australia) | m³ | 438.4677 | 0.66434 | 1113.2 | 1.6867 | 660
| Decorative Pb, Max variation 16mm moisture resistant, melamine coated particleboard (FWPA) (Australia) | m³ | 631.1509 | 0.95629 | 1113.2 | 1.6867 | 660
| Decorative Pb, Global, Decorative Pboard, superfine standard 9mm (Laminex) (New Zealand) | m³ | 177.0585 | 0.28558 | 997.2827 | 1.6085 | 620
| Decorative Pboard, 16 mm E0 & E1 moisture resistant (MR) melamine coated, decorative particleboard, Wood solutions, FWPA, Australia | m³ | 582.7094 | 0.88289 | 1113.2 | 1.6867 | 660
| Decorative Pboard, 16 mm E0 & E1 standard melamine coated, decorative particleboard, Wood solutions, FWPA, Australia | m³ | 479.9736 | 0.72723 | 1113.2 | 1.6867 | 660
| Decorative Pboard, 18 mm E0 & E1 standard melamine coated, decorative particleboard, Wood solutions, FWPA, Australia | m³ | 504.7308 | 0.76941 | 1118.48 | 1.705 | 656

## Eng_Timber_GLT_CLT_Hard
GLT & CLT (hardwood)
Sub-category description: | Hardwood glue laminated timber (GLT) or cross laminated timber (CLT) including treated and untreated.
Qualitative assessment: | Good representation. Sector average EPDs (FWPA) which covers over 50% of the expected product range wood industry. Known to have international suppliers. No international EPDs for hardwood - cannot conduct weighted average. Average EF compares well to laminated timber (all) EF from existing database.
Geographical rating | Tier 3
EF source data rating | Tier 1
Market coverage rating | Tier 2
TOTAL | Tier 3
Notes:
Data sources and statistics:
|  |  | Upfront carbon emissions |  | Upfront carbon storage
| GLT & CLT (hardwood) | Declared unit | Upfront carbon emissions (kg CO2e/quantity) | Upfront carbon emissions (kg CO2e/kg) | Upfront carbon storage (kg CO2e/quantity) | Upfront carbon storage (kg CO2e/kg) | Density
|  | Quantity | m³ | kg | m³ | kg
|  | Max | 764.7607 | 1.1347 | 1087.3867 | 1.6133 | 674
|  | Min | 626.6867 | 0.9298 | 1087.3867 | 1.6133 | 674
|  | Average (weighted) | 690.278 | 1.0242 | 1087.3867 | 1.6133 | 674
|  | Average | 690.278 | 1.0242 | 1087.3867 | 1.6133 | 674
List
| GLT&CLT (hw), Min variaton for hardwood Glulam FWPA, Australia (FWPA) (Australia) | m³ | 626.6867 | 0.9298 | 1087.3867 | 1.6133 | 674
| Max variaton for hardwood Glulam FWPA, Australia | m³ | 764.7607 | 1.1347 | 1087.3867 | 1.6133 | 674
| Glulam, hw or cypress pine, Wood solutions, FWPA, Australia | m³ | 679.3867 | 1.008 | 1087.3867 | 1.6133 | 674

## Eng_Timber_GLT_CLT_Soft
GLT & CLT (softwood)
Sub-category description: | Softwood glue laminated timber (GLT) or cross laminated timber (CLT) including treated and untreated.
Qualitative assessment: | Good representation of market as it is a sector average EPD (FWPA) which covers over 50% of Australian production of the Australian wood industry - no international EPDs available. Known suppliers - AU, Germany, Italy Industry information allows for weighted average. Average EF compares well to laminated timber (all) EF from existing database
Geographical rating | Tier 2
EF source data rating | Tier 1 | [6 empty] | Additional
Market coverage rating | Tier 2
TOTAL | Tier 2 | [10 empty] | Upfront carbon emissions (kg CO2e/quantity) | Upfront carbon emissions (kg CO2e/kg) | Upfront carbon storage (kg CO2e/quantity) | Upfront carbon storage (kg CO2e/kg)
[9 empty] | Import | 50% | Import average | 151.8504 | 0.32962 | 758.1396 | 1.609
Notes: | [8 empty] | Local | 50% | Australian average | 332.8085 | 0.60524 | 887.2129 | 1.6162
[11 empty] | Weighted average | 242.3295 | 0.46743 | 822.6762 | 1.6126
Data sources and statistics: | [8 empty] | REF:
|  |  | Upfront carbon emissions |  | Upfront carbon storage |  |  |  | Industry consultation on importers
| GLT & CLT (softwood) | Declared unit | Upfront carbon emissions (kg CO2e/quantity) | Upfront carbon emissions (kg CO2e/kg) | Upfront carbon storage (kg CO2e/quantity) | Upfront carbon storage (kg CO2e/kg) | Density
|  | Quantity | m³ | kg | m³ | kg
|  | Max | 538.5 | 1.1967 | 709.5 | 1.5767 | 450
|  | Min | 53.8 | 0.11447 | 709.5 | 1.5767 | 470
|  | Average (weighted) | 242.3295 | 0.46743 | 822.6762 | 1.6126 | 518.4292
|  | Average | 215.0616 | 0.43427 | 795.5949 | 1.6153 | 495.2297
List
| GLT&CLT (sw), Global, CLT (Cross Laminated Timber) (Stora Enso) (Austria) | m³ | 53.8 | 0.11447 | 761.9333 | 1.6211 | 470
| Max variaton for softwood Glulam FWPA, Australia | m³ | 425.6 | 0.68535 | 1001.88 | 1.6133 | 621
| XLam CLT panels, XLam Australia, Australia | m³ | 273.6 | 0.57 | 765.6 | 1.595 | 480
| Glulam, sw, Wood solutions, FWPA, Australia | m³ | 389.88 | 0.62783 | 1001.88 | 1.6133 | 621
| Glued laminated timber beams from Spruce and pine (ZAZA TIMBER Production, Ltd) (Europe) | m³ | 338.8667 | 0.77015 | 709.8667 | 1.6133 | 440
| Treated Glued laminated timber beams from Spruce and Pine (ZAZA TIMBER Production, Ltd) (Europe) | m³ | 538.5 | 1.1967 | 709.5 | 1.5767 | 450
| GLT&CLT (sw), Min variaton for softwood Glulam FWPA, Australia (FWPA) (Australia) | m³ | 327.56 | 0.52747 | 1001.88 | 1.6133 | 621
| GLT&CLT (sw), Global, KLH® - CLT (Cross Laminated Timber) (KLH Massivholz GmbH) (Austria) | m³ | 87.39 | 0.18594 | 758.2667 | 1.6133 | 470
| GLT&CLT (sw), Global, CLT, H4 CCA (Red Stag) (New Zealand) | m³ | 97.8 | 0.20375 | 774.4 | 1.6133 | 480
| GLT&CLT (sw), Global, CLT, H4 CCA Re-dried (Red Stag) (New Zealand) | m³ | 103 | 0.21458 | 774.4 | 1.6133 | 480
| GLT&CLT (sw), Global, CLT, H1.2 Boron re-dried (Red Stag) (New Zealand) | m³ | 73.6 | 0.15333 | 774.4 | 1.6133 | 480
| GLT&CLT (sw), Global, CLT, H3.1 Copper Azole (Red Stag) (New Zealand) | m³ | 79.6 | 0.16583 | 774.4 | 1.6133 | 480
| GLT&CLT (sw), Global, CLT, H1.2 Boron (Red Stag) (New Zealand) | m³ | 68.7 | 0.14313 | 774.4 | 1.6133 | 480
| GLT&CLT (sw), Global, CLT, No Treatment (Red Stag) (New Zealand) | m³ | 65.9 | 0.13729 | 774.4 | 1.6133 | 480
| GLT&CLT (sw), Global, CLT, H3 CCA Re-dried (Red Stag) (New Zealand) | m³ | 92.7 | 0.19313 | 774.4 | 1.6133 | 480
| GLT&CLT (sw), Global, CLT, H3 CCA (Red Stag) (New Zealand) | m³ | 87.8 | 0.18292 | 774.4 | 1.6133 | 480
| GLT&CLT (sw), Global, CLT, H3.1 LOSP (Red Stag) (New Zealand) | m³ | 135 | 0.28125 | 774.4 | 1.6133 | 480
| GLT&CLT (sw), NEXTIMBER CLT, Timberlink, Australia | m³ | 253.0196 | 0.50604 | 813.0833 | 1.6262 | 500
| GLT&CLT (sw), NEXTIMBER GLT (UNTREATED), Timberlink, Australia | m³ | 308 | 0.616 | 813.0833 | 1.6262 | 500
| GLT&CLT (sw), NEXTIMBER GLT (TREATED) treated to H3 level, Timberlink, Australia | m³ | 352 | 0.704 | 813.0833 | 1.6262 | 500
| softwood glulam (Abodo Wood Ltd) (New Zealand) | m³ | 339 | 0.80714 | 716.1 | 1.705 | 420
| Glued laminated timber (Jures Glulam) (Europe) | m³ | 117 | 0.25054 | 753.4267 | 1.6133 | 467
| Glued Laminated Timber (L.A. COST srl) (Global) | m³ | 338.1 | 0.75133 | 709.5 | 1.5767

## Eng_Timber_LVL
LVL
Sub-category description: | Laminated veneer timber (LVL) including treated and untreated.
Qualitative assessment: | Understood to be one LVL producer in Australia and otherwise mostly imported products. There are 1 AU EPD, 2 NZ EPDs and the rest international from Europe and Turkey. LVL import - China, USA, Russia, Poland, Vietnam, Finland. From supplier list - AU, NZ, Italy. Average EF lower than a comparison EF available (comparison EF not exactly LVL but laminated wood for external use).
Geographical rating | Tier 3
EF source data rating | Tier 1
Market coverage rating | Tier 3
TOTAL | Tier 3
Notes:
Data sources and statistics:
|  |  | Upfront carbon emissions |  | Upfront carbon storage
| LVL | Declared unit | Upfront carbon emissions (kg CO2e/quantity) | Upfront carbon emissions (kg CO2e/kg) | Upfront carbon storage (kg CO2e/quantity) | Upfront carbon storage (kg CO2e/kg) | Density
|  | Quantity | m³ | kg | m³ | kg
|  | Max | 435.156 | 0.91288 | 1023 | 1.6034 | 476.6854
|  | Min | 94.4 | 0.15501 | 765.3051 | 1.4746 | 609
|  | Average | 308.2458 | 0.59398 | 857.1499 | 1.6041 | 518.9483
List
| S-beam LVL (Kerto) (Finland) | m³ | 401.6667 | 0.78758 | 784.6667 | 1.5386 | 510
| Q-panel LVL (Kerto) (Finland) | m³ | 401.6667 | 0.78758 | 784.6667 | 1.5386 | 510
| Qp-beam LVL (Kerto) (Finland) | m³ | 401.6667 | 0.78758 | 784.6667 | 1.5386 | 510
| Kate LVL (Kerto) (Finland) | m³ | 401.6667 | 0.78758 | 784.6667 | 1.5386 | 510
| L-panel LVL (Kerto) (Finland) | m³ | 401.6667 | 0.91288 | 784.6667 | 1.7833 | 440
| T-Stud LVL (Kerto) (Finland) | m³ | 401.6667 | 0.91288 | 784.6667 | 1.7833 | 440
| LVL (Stora Enso) (Finland) | m³ | 122.3333 | 0.23987 | 766.3333 | 1.5026 | 510
| LVL, LVL produced in North America (North American Laminated Veneer Lumber) (Global) | m³ | 361.45 | 0.65958 | 998.31 | 1.8217 | 548
| Sylva™ LVL Rib (Stora Enso) (Sweden) | m³ | 179.9946 | 0.34681 | 765.3051 | 1.4746 | 519
| Treated LVL (Carter Holt Harvey) (New Zealand) | m³ | 103.862 | 0.17055 | 924 | 1.5172 | 609
| Untreated LVL (Carter Holt Harvey) (New Zealand) | m³ | 94.4 | 0.15501 | 924 | 1.5172 | 609
| LVL (VMG Lingnum) (Sweden) | m³ | 300 | 0.4918 | 1034 | 1.6951 | 610
| Timber & engineered woods, Wesbeam I-joist (Wesbeam Pty Ltd) (Australia) | m³ | 435.156 | 0.68206 | 1023 | 1.6034 | 638

## Eng_Timber_MDF
MDF
Sub-category description: | Medium density fibreboard (MDF) for decorative purposes (i.e. finished wall panel including coating).
Qualitative assessment: | Australian EPD data for MDF products from FWPA Industry average EPD. Which includes three key Australian MDF producers. One use of Japanese MDF international EPD as proxy for overseas products. Average EF compares well to EF from existing database. Weighted average calculated using engineered wood panel as proxy information on import/export rates.
Geographical rating | Tier 2
EF source data rating | Tier 1 | [6 empty] | Additional
Market coverage rating | Tier 2
TOTAL | Tier 2 | [12 empty] | Upfront carbon emissions (kg CO2e/quantity) | Upfront carbon emissions (kg CO2e/kg) | Upfront carbon storage (kg CO2e/quantity) | Upfront carbon storage (kg CO2e/kg)
[9 empty] | Import | 30.43% | Wood based panels | 1600000 | Import average | 525.9292 | 0.71361 | 1249.8292 | 1.6958
Notes: | [8 empty] | Local | 69.57% | Import | 700000 | Australian average | 941.2255 | 1.3112 | 1224.4031 | 1.705
[12 empty] | 30.43% | Weighted average | 814.8309 | 1.1293 | 1232.1415 | 1.7022
Data sources and statistics: | [8 empty] | REF:
|  |  | Upfront carbon emissions |  | Upfront carbon storage |  |  |  | https://www.agriculture.gov.au/abares/products/insights/snapshot-of-australias-forest-industry#production-and-consumption-of-final-wood-products
| MDF | Declared unit | Upfront carbon emissions (kg CO2e/quantity) | Upfront carbon emissions (kg CO2e/kg) | Upfront carbon storage (kg CO2e/quantity) | Upfront carbon storage (kg CO2e/kg) | Density |  | Australia ¦ Imports and Exports ¦ World ¦ Plywood, veneered panels and similar laminated wood ¦ Value (US$) and Value Growth, YoY (%) ¦ 2011 - 2022 (trendeconomy.com)
|  | Quantity | m³ | kg | m³ | kg |  |  | Australian forest and wood products statistics - DAFF (agriculture.gov.au)
|  | Max | 1254.1817 | 1.7419 | 1227.6 | 1.705 | 720 |  | Figure 6
|  | Min | 525.9292 | 0.71361 | 1195.205 | 1.6958 | 737
|  | Average (weighted) | 814.8309 | 1.1293 | 1232.1415 | 1.7022 | 721.5251
|  | Average | 895.0814 | 1.2448 | 1227.2282 | 1.704 | 719.0608
List
| MDF (25 mm, E0 and E1, moisture resistant (MR) melamine coated) [from sustainable forest management practices], FWPA, Australian Industry | m³ | 1013.758 | 1.438 | 1202.025 | 1.705 | 705
| MDF (18 mm, E0 and E1, melamine coated) [from sustainable forest management practices], FWPA, Australian Industry | m³ | 714.5023 | 0.98962 | 1231.01 | 1.705 | 722
| MDF (16 mm, E0 and E1, moisture resistant (MR) melamine coated) [from sustainable forest management practices], FWPA, Australian Industry | m³ | 922.7267 | 1.2606 | 1248.06 | 1.705 | 732
| MDF (25 mm, E0 and E1, melamine coated) [from sustainable forest management practices], FWPA, Australian Industry | m³ | 878.7536 | 1.2536 | 1195.205 | 1.705 | 701
| MDF (16 mm, E0 and E1, melamine coated) [from sustainable forest management practices], FWPA, Australian Industry | m³ | 758.8269 | 1.0481 | 1234.42 | 1.705 | 724
| MDF (18 mm, E0 and E1, moisture resistant (MR) melamine coated) [from sustainable forest management practices], FWPA, Australian Industry | m³ | 1035.1896 | 1.4358 | 1229.305 | 1.705 | 721
| Max variaton for MDF, MR 25mm FWPA, Australia | m³ | 1254.1817 | 1.7419 | 1227.6 | 1.705 | 720
| MDF, Min variaton for MDF, MR 25mm FWPA, Australia (FWPA) (Australia) | m³ | 951.8649 | 1.322 | 1227.6 | 1.705 | 720
| MDF, medium density fibreboard wood (Kastamonu) (Global) | m³ | 525.9292 | 0.71361 | 1249.8292 | 1.6958 | 737

## Eng_Timber_OSB
OSB
Sub-category description: | Oriented strand board (OSB).
Qualitative assessment: | There are no EPDs for AU. All EPDs are international. Imports according to industry representatives large proportion of market. Asia and Northern Europe believed to be biggest exporters.
Geographical rating | Tier 4
EF source data rating | Tier 1
Market coverage rating | Tier 4
TOTAL | Tier 4
Notes:
Data sources and statistics:
|  |  | Upfront carbon emissions |  | Upfront carbon storage
| OSB | Declared unit | Upfront carbon emissions (kg CO2e/quantity) | Upfront carbon emissions (kg CO2e/kg) | Upfront carbon storage (kg CO2e/quantity) | Upfront carbon storage (kg CO2e/kg) | Density
|  | Quantity | m³ | kg | m³ | kg
|  | Max | 384.3733 | 0.63956 | 1041.3333 | 1.7327 | 601
|  | Min | 101.179 | 0.16464 | 990 | 1.6346 | 614.5391
|  | Average | 193.8267 | 0.31792 | 1017.2067 | 1.6635 | 609.6684
List
| Oriented Strand Board (OSB) (Kronospan Orman) (Turkey) | m³ | 195 | 0.30952 | 1039.5 | 1.65 | 630
| OSB, Egger OSB boards Fritz Egger GmbH and Co. OG (Egger) (Global) | m³ | 186.503 | 0.30725 | 992.2 | 1.6346 | 607
| OSB, Oreinted Strand Board (Sonae Arauco) (Global) | m³ | 384.3733 | 0.63956 | 1041.3333 | 1.7327 | 601
| OSB, Global, Oriented Strand Board (620kg/m3) (Norbord Europe Ltd) (Global) | m³ | 102.0781 | 0.16464 | 1023 | 1.65 | 620
| OSB, Global, Oriented Strand Board (600kg/m3) (Norbord Europe Ltd) (Global) | m³ | 101.179 | 0.16863 | 990 | 1.65 | 600

## Eng_Timber_Particleboard
Particleboard
Sub-category description: | Particleboard including walling and flooring applications
Qualitative assessment: | Industry EPD covers 50% of the particleboard manufacturing market in Australia, 1 other Australian EPD. Norbord Europe and Kronospan EPDs used as proxy for international sources. Average EF compares well with comparison EF (when including decorative Pb as one group).
Geographical rating | Tier 2
EF source data rating | Tier 1 | [6 empty] | Additional
Market coverage rating | Tier 2
TOTAL | Tier 2 | [12 empty] | Upfront carbon emissions (kg CO2e/quantity) | Upfront carbon emissions (kg CO2e/kg) | Upfront carbon storage (kg CO2e/quantity) | Upfront carbon storage (kg CO2e/kg)
[9 empty] | Import | 30.43% | Wood based panels | 1600000 | Import average | 322.232 | 0.48823 | 1012 | 1.5333
Notes: | [8 empty] | Local | 69.57% | Import | 700000 | Australian average | 794.0533 | 1.1023 | 1194.0255 | 1.6573
[12 empty] | 30.43% | Weighted average | 650.4555 | 0.91539 | 1138.6264 | 1.6196
Data sources and statistics: | [8 empty] | REF:
|  |  | Upfront carbon emissions |  | Upfront carbon storage |  |  |  | https://www.agriculture.gov.au/abares/products/insights/snapshot-of-australias-forest-industry#production-and-consumption-of-final-wood-products
| Particleboard | Declared unit | Upfront carbon emissions (kg CO2e/quantity) | Upfront carbon emissions (kg CO2e/kg) | Upfront carbon storage (kg CO2e/quantity) | Upfront carbon storage (kg CO2e/kg) | Density |  | Australia ¦ Imports and Exports ¦ World ¦ Plywood, veneered panels and similar laminated wood ¦ Value (US$) and Value Growth, YoY (%) ¦ 2011 - 2022 (trendeconomy.com)
|  | Quantity | m³ | kg | m³ | kg |  |  | Australian forest and wood products statistics - DAFF (agriculture.gov.au)
|  | Max | 838.4053 | 1.1713 | 1181.0526 | 1.65 | 715.7895 |  | Figure 6
|  | Min | 322.232 | 0.48823 | 1012 | 1.5333 | 660
|  | Average (weighted) | 650.4555 | 0.91539 | 1138.6264 | 1.6196 | 710.5793
|  | Average | 638.6286 | 0.91002 | 1138.9201 | 1.6441 | 701.772
List
| Particleboard, 22 mm flooring, Wood solutions, FWPA, Australia | m³ | 787.5682 | 1.0897 | 1205.75 | 1.6683 | 722.7273
| Particleboard, 25 mm flooring, Wood solutions, FWPA, Australia | m³ | 801.22 | 1.0946 | 1221.22 | 1.6683 | 732
| Max variation of 19mm flooring particleboard FWPA, Australia | m³ | 838.4053 | 1.1713 | 1181.0526 | 1.65 | 715.7895
| Particleboard, Min variation 19mm particleboard (FWPA) (Australia) | m³ | 740.9678 | 1.0352 | 1181.052 | 1.65 | 715.7895
| Particleboard, 19 mm flooring, Wood solutions, FWPA, Australia | m³ | 802.1053 | 1.1206 | 1181.0526 | 1.65 | 715.7895
| Particleboard, Global, Particleboard 660 kg/m3 (Norbord Europe Ltd) (Global) | m³ | 322.232 | 0.48823 | 1012 | 1.5333 | 660
| CUSTOMpine, Raw Particleboard, PB, Particleboard Standard STD (Porta Products Pty Limited) (Australia) | m³ | 484.932 | 0.7673 | 1063.3333 | 1.6825 | 632
| Timber & engineered woods, Particleboard (Kronospan CR spol. s r. o.) (Czech Republic) | m³ | 331.598 | 0.51331 | 1065.9 | 1.65 | 646

## Eng_Timber_Plywood
Plywood (all)
Sub-category description: | Plywood timber for bracing, structural (walling, flooring), formwork purposes.
Qualitative assessment: | Industry EPD covers 100% of the plywood manufacturing market in Australia. International EPDs are resonable proxies for 30% import market, though none from Asia.
Geographical rating | Tier 2
EF source data rating | Tier 1 | [6 empty] | Additional
Market coverage rating | Tier 2
TOTAL | Tier 2 | [12 empty] | Upfront carbon emissions (kg CO2e/quantity) | Upfront carbon emissions (kg CO2e/kg) | Upfront carbon storage (kg CO2e/quantity) | Upfront carbon storage (kg CO2e/kg)
[9 empty] | Import | 30.43% | Wood based panels | 1600000 | Import average | 330.4213 | 0.66521 | 800.84 | 1.5374
Notes: | [8 empty] | Local | 69.57% | Import | 700000 | Australian average | 571.4714 | 1.1146 | 858.3716 | 1.6867
[12 empty] | 30.43% | Weighted average | 498.1084 | 0.97781 | 840.862 | 1.6412
Data sources and statistics: | [8 empty] | REF:
|  |  | Upfront carbon emissions |  | Upfront carbon storage |  |  |  | https://www.agriculture.gov.au/abares/products/insights/snapshot-of-australias-forest-industry#production-and-consumption-of-final-wood-products
| Plywood (all) | Declared unit | Upfront carbon emissions (kg CO2e/quantity) | Upfront carbon emissions (kg CO2e/kg) | Upfront carbon storage (kg CO2e/quantity) | Upfront carbon storage (kg CO2e/kg) | Density |  | Australia ¦ Imports and Exports ¦ World ¦ Plywood, veneered panels and similar laminated wood ¦ Value (US$) and Value Growth, YoY (%) ¦ 2011 - 2022 (trendeconomy.com)
|  | Quantity | m³ | kg | m³ | kg |  |  | Australian forest and wood products statistics - DAFF (agriculture.gov.au)
|  | Max | 922.3745 | 1.6897 | 920.7216 | 1.6867 | 545.8824 |  | Figure 6
|  | Min | 234.7244 | 0.39583 | 522.7 | 1.2749 | 593
|  | Average (weighted) | 498.1084 | 0.97781 | 840.862 | 1.6412 | 509.4108
|  | Average | 478.7598 | 0.94174 | 836.2441 | 1.6292 | 508.3761
List
| plywood flooring, tongue and groove, A-bond, 25 mm (commercial), FWPA | m³ | 489.84 | 0.99561 | 829.84 | 1.6867 | 492
| plywood flooring, tongue and groove, A-bond, 15 mm (residential), FWPA | m³ | 469.4222 | 0.95153 | 832.0889 | 1.6867 | 493.3333
| Plywood, Global, SELEX Plywood products (CMPC) (Chile) | m³ | 328.857 | 0.63856 | 849.75 | 1.65 | 515
| Plywood, Global, SELEX Plywood 9mm (CMPC) (Chile) | m³ | 270.855 | 0.52593 | 849.75 | 1.65 | 515
| Plywood, Global, Plywood CHH Ply (Carter Holt Harvey) (New Zealand) | m³ | 234.7244 | 0.39583 | 971.6667 | 1.6386 | 593
| Plywood, Global, Grupo Garnica Plywood (MADERAS) (Spain) | m³ | 368.17 | 0.6694 | 810.3333 | 1.4733 | 550
| Plywood, Global, Plywood C1D (Panguaneta) (Italy) | m³ | 449.5 | 1.0963 | 522.7 | 1.2749 | 410
| Plywood, A-bond 17 mm (formwork),FWPA | m³ | 618.1373 | 1.201 | 868.1373 | 1.6867 | 514.7059
| Plywood, A-bond, 7 mm (bracing), FWPA | m³ | 499.8571 | 1.0142 | 831.2857 | 1.6867 | 492.8571
| Plywood, A-bond, 9 mm (structural), FWPA | m³ | 478.7556 | 0.97045 | 832.0889 | 1.6867 | 493.3333
| Max variation of Formply A-bond 17mm FWPA, Australia | m³ | 922.3745 | 1.6897 | 920.7216 | 1.6867 | 545.8824
| Plywood, Min variation of Formply A-bond 15mm FWPA, Australia (FWPA) (Australia) | m³ | 467.3692 | 0.94737 | 832.0889 | 1.6867 | 493.3333
| Plywood, formply, B-bond, 17 mm (formwork) FWPA | m³ | 626.0157 | 1.1468 | 920.7216 | 1.6867 | 545.8824

## Epoxy_flooring
Epoxy flooring
Sub-category description: | Epoxy flooring - for use on concrete flooring or similar.
Qualitative assessment: | Unknown whether products are used in Australia. EPDs used. Limited number of products covered.
Geographical rating | Tier 4
EF source data rating | Tier 1
Market coverage rating | Tier 3
TOTAL | Tier 4
Notes:
Data sources and statistics:
|  |  | Upfront carbon emissions |  | Upfront carbon storage
| Epoxy flooring | Declared unit | Upfront carbon emissions (kg CO2e/quantity) | Upfront carbon emissions (kg CO2e/kg) | Upfront carbon storage (kg CO2e/quantity) | Upfront carbon storage (kg CO2e/kg)
|  | Quantity | kg | kg | kg | kg
|  | Max | 3.2024 | 3.2024 | 0 | 0
|  | Min | 2.4476 | 2.4476 | 0 | 0
|  | Average | 2.8039 | 2.8039 | 0 | 0
List
| Epoxy floor, EFM-105 two component epoxy floor coating (PPG) (Global) | kg | 2.7616 | 2.7616 | 0 | 0
| Epoxy floor, Epoxy coatings Durofloor-11 (ISOMAT) (Global) | kg | 2.4476 | 2.4476 | 0 | 0
| Epoxy floor, MAPEPOXY L (MAPEI) (Global) | kg | 3.2024 | 3.2024 | 0 | 0

## Escalator
Escalator
Sub-category description: | Escalator/travelator. Including all componentry (i.e. truss, stairs, rails and balustrade, drive train etc.)
Qualitative assessment: | Limited number of suppliers (2). All global. 5 different products. No Australian specific suppliers. Market believed to be fulfilled by imported products partly assembled in Australia. No comparison EF.
Geographical rating | Tier 4
EF source data rating | Tier 1
Market coverage rating | Tier 4
TOTAL | Tier 4
Notes:
Data sources and statistics:
|  |  | Upfront carbon emissions |  | Upfront carbon storage
| Escalator | Declared unit | Upfront carbon emissions (kg CO2e/quantity) | Upfront carbon emissions (kg CO2e/kg) | Upfront carbon storage (kg CO2e/quantity) | Upfront carbon storage (kg CO2e/kg)
|  | Quantity | Unit | kg | Unit | kg
|  | Max | 118165.77 | 6.2893 | 0 | 0
|  | Min | 20319.1 | 3.3216 | 0 | 0
|  | Average | 50510.063 | 5.2706 | 0 | 0
List
| Escalator, TravelMaster 140T (KONE) (Global) | Unit | 118165.77 | 5.8971 | 0 | 0
| Escalator, TravelMaster 110 (KONE) (Global) | Unit | 35061.642 | 5.4562 | 0 | 0
| Escalator, OTIS Link Escalator (OTIS) (Global) | Unit | 20319.1 | 3.3216 | 0 | 0
| Escalator, TravelMaster 110T (KONE) (Global) | Unit | 37764.633 | 5.3888 | 0 | 0
| Escalator, TransitMaster 120 (KONE) (Global) | Unit | 41239.17 | 6.2893 | 0 | 0

## Fibre_Cement
Fibre cement
Sub-category description: | Board made from fibre cement including compressed sheet, flooring, cladding, lining and roofing boards. Thickness from 4 mm to 22 mm.
Qualitative assessment: | Cement products are largely produced within Australia and not typically imported - James Hardie is the #1 producer in Australia and globally. https://topcementcompanies.com/top-10-cement-companies-in-australia/ Australasian EPD for JH. Missing information from other suppliers in Australian market. Some international boards considered all EPDs.
Geographical rating | Tier 2
EF source data rating | Tier 1
Market coverage rating | Tier 2
TOTAL | Tier 2
Notes: | Important to consider in the context of board thickness and size of sheet not cladding area (shape of sheet overlapping (i.e. when cladding) means area of sheet is more than area to be clad). Recommended to use kg CO2e/kg EF when thickness and mass is known.
Data sources and statistics:
|  |  | Upfront carbon emissions |  | Upfront carbon storage
| Fibre cement | Declared unit | Upfront carbon emissions (kg CO2e/quantity) | Upfront carbon emissions (kg CO2e/kg) | Upfront carbon storage (kg CO2e/quantity) | Upfront carbon storage (kg CO2e/kg) | Density kg/m²
|  | Quantity | m² | kg | m² | kg
|  | Max | 45.9 | 1.3238 | 0.045 | 0.0083333 | 34.6734
|  | Min | 4.5 | 0.30723 | 0 | 0 | 14.647
|  | Average | 12.5528 | 0.88235 | 0.025096 | 0.0021621 | 14.2266
List
| Fibre cement board, Hardie™ Flex Sheet, 4.5 mm thick (James Hardie Australia Pty Ltd) (Australia) | m² | 4.9008 | 0.90755 | 0 | 0 | 5.4
| Fibre cement board, Hardie™ Flex Sheet, 6 mm thick (James Hardie Australia Pty Ltd) (Australia) | m² | 6.8911 | 0.9571 | 0 | 0 | 7.2
| Fibre cement board, Hardie™ Flex Eaves Lining, 4.5 mm thick (James Hardie Australia Pty Ltd) (Australia) | m² | 4.8508 | 0.89829 | 0 | 0 | 5.4
| Fibre cement board, EasyLap™ Panel, 9 mm thick (James Hardie Australia Pty Ltd) (Australia) | m² | 9.9515 | 0.9014 | 0 | 0 | 11.04
| Fibre cement board, Hardie™ Plank Weatherboard, 7.5 mm thick (James Hardie Australia Pty Ltd) (Australia) | m² | 7.9513 | 0.88348 | 0 | 0 | 9
| Fibre cement board, ExoTec™ Façade Panel, 9 mm thick (James Hardie Australia Pty Ltd) (Australia) | m² | 12.3022 | 0.89797 | 0 | 0 | 13.7
| Fibre cement board, AxonTM Panel, 9 mm thick (James Hardie Australia Pty Ltd) (Australia) | m² | 9.7916 | 0.95996 | 0 | 0 | 10.2
| Fibre cement board, StriaTM Cladding, 14 mm thick (James Hardie Australia Pty Ltd) (Australia) | m² | 16.3024 | 1.0586 | 0 | 0 | 15.4
| Fibre cement board, Linea™ Weatherboards, 16 mm thick (James Hardie Australia Pty Ltd) (Australia) | m² | 17.1025 | 0.97173 | 0 | 0 | 17.6
| Fibre cement board, Linea™ Oblique™ Weatherboards, 14 mm thick (James Hardie Australia Pty Ltd) (Australia) | m² | 15.2022 | 0.98972 | 0 | 0 | 15.36
| Fibre cement board, Hardie™ Panel Compressed Sheet, 18 mm thick (James Hardie Australia Pty Ltd) (Australia) | m² | 32.5054 | 1.0486 | 0 | 0 | 31
| Fibre cement board, Secura™ Interior Flooring, 19 mm thick (James Hardie Australia Pty Ltd) (Australia) | m² | 18.4026 | 0.88474 | 0 | 0 | 20.8
| Fibre cement board, Villaboard™ Lining, 6 mm thick (James Hardie Australia Pty Ltd) (Australia) | m² | 6.221 | 0.86402 | 0 | 0 | 7.2
| Fibre cement board, Villaboard™ Lining, 9 mm thick (James Hardie Australia Pty Ltd) (Australia) | m² | 9.2914 | 0.86032 | 0 | 0 | 10.8
| Fibre cement board, HomeRAB™ Pre-Cladding, 4.5 mm thick (James Hardie Australia Pty Ltd) (Australia) | m² | 5.2408 | 0.97052 | 0 | 0 | 5.4
| Fibre cement board, RAB™ Board, 6 mm thick (James Hardie Australia Pty Ltd) (Australia) | m² | 6.9611 | 0.96682 | 0 | 0 | 7.2
| Fibre cement board, RAB™ Board, 9 mm thick (James Hardie Australia Pty Ltd) (Australia) | m² | 10.4017 | 0.96312 | 0 | 0 | 10.8
| Fibre cement board, Hardie™ Ceramic Tile Underlay, 6 mm thick (James Hardie Australia Pty Ltd) (Australia) | m² | 4.8505 | 0.67369 | 0 | 0 | 7.2
| Fibre cement board, Hardie™ Groove Lining, 7.5 mm thick (James Hardie Australia Pty Ltd) (Australia) | m² | 8.1513 | 0.9057 | 0 | 0 | 9
| Fibre cement, Flooring, Secura™ Interior Flooring 19mm | m² | 18.4 | 0.88462 | 0.045 | 0.0021635 | 20.8
| Fibre cement, Flooring, Secura™ Interior Flooring 22mm | m² | 21.6 | 0.89627 | 0.045 | 0.0018672 | 24.1
| Fibre cement, Lining, Secura™ Exterior Flooring 22mm | m² | 21.7 | 0.90041 | 0.045 | 0.0018672 | 24.1
| Fibre cement, Flooring, Secura™ Exterior Flooring 19mm | m² | 18.7 | 0.89904 | 0.045 | 0.0021635 | 20.8
| Fibre cement, Cladding, Hardie™ Fine Texture Cladding 8.5mm | m² | 7.51 | 0.73627 | 0.045 | 0.0044118 | 10.2
| Fibre cement, Cladding, Hardie™ Plank Weatherboards 7.5mm | m² | 6.86 | 0.76222 | 0.045 | 0.005 | 9
| Fibre cement, Flooring, Hardie™ Deck 19mm | m² | 25.2 | 1.3238 | 0.045 | 0.0023639 | 19.0364
| Fibre cement, Cladding, EasyLap™ Panel 8.5mm | m² | 8 | 0.78431 | 0.045 | 0.0044118 | 10.2
| Fibre cement, Cladding, PrimeLine™ Weatherboards 9mm | m² | 9.85 | 0.91204 | 0.045 | 0.0041667 | 10.8
| Fibre cement, Cladding, ExoTec™ Façade Panel 9mm | m² | 12.3 | 0.89781 | 0.045 | 0.0032847 | 13.7
| Fibre cement, Lining, Villaboard™ Lining 9mm | m² | 8.65 | 0.80093 | 0.045 | 0.0041667 | 10.8
| Fibre cement, Cladding, Linea™ Weatherboards 16mm | m² | 15.6 | 0.88636 | 0.045 | 0.0025568 | 17.6
| Fibre cement, Lining, Versilux™ Lining 6mm | m² | 5.62 | 0.78056 | 0.045 | 0.00625 | 7.2
| Fibre cement, Compressed sheet, Hardie™ Panel Compressed Sheet 24mm | m² | 45.9 | 1.1141 | 0.045 | 0.0010922 | 41.2
| Fibre cement, Lining, Versilux™ Lining 9 mm | m² | 8.68 | 0.8037 | 0.045 | 0.0041667 | 10.8
| Fibre cement, Compressed sheet, Hardie™ Panel Compressed Sheet 18mm | m² | 32.5 | 1.0484 | 0.045 | 0.0014516 | 31
| Fibre cement, Compressed sheet, Hardie™ Panel Compressed Sheet 15mm | m² | 27.9 | 1.0772 | 0.045 | 0.0017375 | 25.9
| Fibre cement, Lining, Villaboard™ Lining 6mm | m² | 5.71 | 0.79306 | 0.045 | 0.00625 | 7.2
| Fibre cement, Cladding, Axon™ Cladding 9mm | m² | 9.79 | 0.9598 | 0.045 | 0.0044118 | 10.2
| Fibre cement, Flooring, Hardie™ Groove Lining 7.5mm | m² | 8.15 | 0.40709 | 0.045 | 0.0022478 | 20.0199
| Fibre cement, Cladding, Hardie™ Flex Eaves Lining 4.5mm | m² | 4.5 | 0.83333 | 0.045 | 0.0083333 | 5.4
| Fibre cement, Cladding, Hardie™ Flex Sheet 6mm | m² | 6.62 | 0.91944 | 0.045 | 0.00625 | 7.2
| Fibre cement, Cladding, Hardie™ Flex Sheet 4.5mm | m² | 4.62 | 0.85556 | 0.045 | 0.0083333 | 5.4
| Fibre cement, Cladding, Stria™ Cladding 14mm | m² | 14.9 | 0.96753 | 0.045 | 0.0029221 | 15.4
| Fibre cement, Cladding, HardieTM ObliqueTM Cladding 14mm | m² | 15 | 0.97656 | 0.045 | 0.0029297 | 15.36
| Fibre cement, Flooring, RAB™ Board 6mm | m² | 6.96 | 0.35943 | 0.045 | 0.0023239 | 19.3642
| Fibre cement, Flooring, Ceramic Tire Underlay 6mm | m² | 6.05 | 0.30723 | 0.045 | 0.0022852 | 19.6921
| Fibre cement, Cladding, Matrix™ Cladding 8mm | m² | 8.71 | 0.90729 | 0.045 | 0.0046875 | 9.6
| Fibre cement, Lining, Versilux™ Lining 4.5mm | m² | 4.67 | 0.86481 | 0.045 | 0.0083333 | 5.4
| Fibre cement, Natural coloured 8mm (Valcan) (UK) | m² | 10.8 | 0.75 | 0 | 0 | 14.4
| Fibre cement, Natural coloured 10mm (Valcan) (UK) | m² | 13.5 | 0.75 | 0 | 0 | 18
| Fibre cement, Natural coloured 12mm, painted (Valcan) (UK) | m² | 18.1 | 0.83796 | 0 | 0 | 21.6
| Fibre cement board, Fibre cement Products Ceminseal Compressed sheet - 15mm (Cemintel) (Australia) | m² | 12.423 | 1.3216 | 0 | 0 | 9.4

## Fill_base_quarry
Engineered fill
Sub-category description: | Various aggregates used as fill including quarry products, road base and ballast of differing size distributions.
Qualitative assessment: | Covers variety of aggregates and different companies available. All aggregates from EPD Australasia covered
Geographical rating | Tier 2
EF source data rating | Tier 1
Market coverage rating | Tier 3
TOTAL | Tier 3
Notes:
Data sources and statistics:
|  |  | Upfront carbon emissions |  | Upfront carbon storage
| Engineered fill | Declared unit | Upfront carbon emissions (kg CO2e/quantity) | Upfront carbon emissions (kg CO2e/kg) | Upfront carbon storage (kg CO2e/quantity) | Upfront carbon storage (kg CO2e/kg)
|  | Quantity | tonne | kg | tonne | kg
|  | Max | 9.24 | 0.00924 | 0 | 0
|  | Min | 3.26 | 0.00326 | 0 | 0
|  | Average | 6.6602 | 0.0066602 | 0 | 0
List
| Aggregate, Aggregates (BCG) (Australia) | tonne | 4.9624 | 0.0049624 | 0 | 0
| Aggregate, Tylden quarry products (Fulton Hogan) (Australia) | tonne | 5.1 | 0.0051 | 0 | 0
| Aggregate, Tynong quarry products (Fulton Hogan) (Australia) | tonne | 7.8 | 0.0078 | 0 | 0
| Aggregate, Ballast (Holcim) (Australia) | tonne | 7.81 | 0.00781 | 0 | 0
| Aggregate, Other Aggregates (Holcim) (Australia) | tonne | 6.12 | 0.00612 | 0 | 0
| Aggregate, Asphalt Aggregates (Holcim) (Australia) | tonne | 9.24 | 0.00924 | 0 | 0
| Aggregate, Sealing Aggregates (Holcim) (Australia) | tonne | 8.16 | 0.00816 | 0 | 0
| Aggregate, Concrete Aggregates (Holcim) (Australia) | tonne | 7.98 | 0.00798 | 0 | 0
| Aggregate, Other Roadbase (Holcim) (Australia) | tonne | 6.17 | 0.00617 | 0 | 0
| Aggregate, Customer Spec. Roadbase (Holcim) (Australia) | tonne | 3.26 | 0.00326 | 0 | 0

## GRC
GRC
Sub-category description: | Glass reinforced concrete (GRC) or glass fibre reinforced concrete including all uses (i.e. as cladding or roofing).
Qualitative assessment: | Three EPDs, none Australian or known to be present on Australian market. International EPDs only. No market information. No weighted average possible or understanding of supplier or product range. GRC also used in place of steel mesh reinforcing - product not represented.
Geographical rating | Tier 4
EF source data rating | Tier 1
Market coverage rating | Tier 4
TOTAL | Tier 4
Notes:
Data sources and statistics:
|  |  | Upfront carbon emissions |  | Upfront carbon storage
| GRC | Declared unit | Upfront carbon emissions (kg CO2e/quantity) | Upfront carbon emissions (kg CO2e/kg) | Upfront carbon storage (kg CO2e/quantity) | Upfront carbon storage (kg CO2e/kg)
|  | Quantity | tonne | kg | tonne | kg
|  | Max | 723.9 | 0.7239 | 0 | 0
|  | Min | 407.6923 | 0.40769 | 0 | 0
|  | Average | 544.4702 | 0.54447 | 0 | 0
List
| GRC, Plain GRC façade panels (Ibstock telling) (Global) | tonne | 407.6923 | 0.40769 | 0 | 0
| GRC, Concrete skin and oko skin glass fibre reinforced concrete (Reider Smart Elements GmbH) (Global) | tonne | 723.9 | 0.7239 | 0 | 0
| GRC, Brick faced GRC façade panels (12 mm) (Ibstock telling) (Global) | tonne | 501.8182 | 0.50182 | 0 | 0

## Glass
Glass
Sub-category description: | Glass used in windows, doors, curtain wall purposes. Including single, double and triple glazing units.
Qualitative assessment: | No EPDs or data for big importer China. Only four firms represented. None from China, 1 from India using natural gas, 1 from North America. EPDs gathered are majority using natural gas. Coal dust and heavy fuel oil furnaces known to operate reasonable portion of market. One EPD for heavy fuel oil based furnaces - Pilkington. Fully imported product. No manufacturing left in Australia since 2025.
Geographical rating | Tier 4
EF source data rating | Tier 1
Market coverage rating | Tier 4
TOTAL | Tier 4
Notes:
Data sources and statistics:
|  |  | Upfront carbon emissions |  | Upfront carbon storage
| Glass | Declared unit | Upfront carbon emissions (kg CO2e/quantity) | Upfront carbon emissions (kg CO2e/kg) | Upfront carbon storage (kg CO2e/quantity) | Upfront carbon storage (kg CO2e/kg)
|  | Quantity | kg | kg | kg | kg
|  | Max | 1.9808 | 1.9808 | 0 | 0
|  | Min | 1.1 | 1.1 | 0 | 0
|  | Average | 1.6599 | 1.6599 | 0 | 0
List
| Float Glass, Glazing glass, Unprocessed flat glass (Guardian Glass) (Global) | kg | 1.1 | 1.1 | 0 | 0
| Float Glass, Glazing glass, Processed glass products heat treated (Guardian Glass) (Global) | kg | 1.3 | 1.3 | 0 | 0
| Double glazing, Glazing glass, Pilkington Suncool Optilam™ range (4/16/6.8) (Pilkington Group Limited) (Europe) | kg | 1.9654 | 1.9654 | 0 | 0
| Double glazing, Glazing glass, Pilkington Optilam™ Therm range (4/16/6.8) (Pilkington Group Limited) (Europe) | kg | 1.9654 | 1.9654 | 0 | 0
| Double glazing, Glazing glass, Pilkington Optilam K Glass™ S range (4/16/6.8) (Pilkington Group Limited) (Europe) | kg | 1.9654 | 1.9654 | 0 | 0
| Double glazing, Glazing glass, Pilkington Mirropane Optilam™ Chrome range (4/16/6.8) (Pilkington Group Limited) (Europe) | kg | 1.9654 | 1.9654 | 0 | 0
| Double glazing, Glazing glass, Pilkington Spandrel Glass Laminated range (4/16/6.8) (Pilkington Group Limited) (Europe) | kg | 1.9654 | 1.9654 | 0 | 0
| Double glazing, Glazing glass, Pilkington Optifloat™ Clear and Tinted (4/16/6.8) (Pilkington Group Limited) (Europe) | kg | 1.9654 | 1.9654 | 0 | 0
| Triple glazing, Glazing glass, Pilkington Suncool™ range (6/12/6/12/8.8) (Pilkington Group Limited) (Europe) | kg | 1.9808 | 1.9808 | 0 | 0
| Triple glazing, Glazing glass, Pilkington Optitherm™ range (6/12/6/12/8.8) (Pilkington Group Limited) (Europe) | kg | 1.9808 | 1.9808 | 0 | 0
| Triple glazing, Glazing glass, Pilkington K Glass™ S range (6/12/6/12/8.8) (Pilkington Group Limited) (Europe) | kg | 1.9808 | 1.9808 | 0 | 0
| Triple glazing, Glazing glass, Pilkington Mirropane™ Chrome range (6/12/6/12/8.8) (Pilkington Group Limited) (Europe) | kg | 1.9808 | 1.9808 | 0 | 0
| Triple glazing, Glazing glass, Pilkington Spandrel Glass Coated range (6/12/6/12/8.8) (Pilkington Group Limited) (Europe) | kg | 1.9808 | 1.9808 | 0 | 0
| Triple glazing, Glazing glass, Pilkington Suncool Optilam™ range (6/12/6/12/8.8) (Pilkington Group Limited) (Europe) | kg | 1.9808 | 1.9808 | 0 | 0
| Triple glazing, Glazing glass, Pilkington Optilam™ Therm range (6/12/6/12/8.8) (Pilkington Group Limited) (Europe) | kg | 1.9808 | 1.9808 | 0 | 0
| Triple glazing, Glazing glass, Pilkington Optilam K Glass™ S range (6/12/6/12/8.8) (Pilkington Group Limited) (Europe) | kg | 1.9808 | 1.9808 | 0 | 0
| Triple glazing, Glazing glass, Pilkington Mirropane Optilam™ Chrome (6/12/6/12/8.8) (Pilkington Group Limited) (Europe) | kg | 1.9808 | 1.9808 | 0 | 0
| Triple glazing, Glazing glass, Pilkington Optifloat™ T (6/12/6/12/8.8) (Pilkington Group Limited) (Europe) | kg | 1.9808 | 1.9808 | 0 | 0
| Triple glazing, Glazing glass, Pilkington Optiwhite™ T (6/12/6/12/8.8) (Pilkington Group Limited) (Europe) | kg | 1.9808 | 1.9808 | 0 | 0
| Float Glass, Glazing glass, Average float glass 3mm thick (Asahi - India Glass Ltd) (Global) | kg | 1.2893 | 1.2893 | 0 | 0
| Float Glass, Glazing glass, Average float glass 4mm thick (Asahi - India Glass Ltd) (Global) | kg | 1.29 | 1.29 | 0 | 0
| Float Glass, Glazing glass, Average float glass 3.5mm thick (Asahi - India Glass Ltd) (Global) | kg | 1.2914 | 1.2914 | 0 | 0
| Float Glass, Glazing glass, Average float glass 5mm thick (Asahi - India Glass Ltd) (Global) | kg | 1.288 | 1.288 | 0 | 0
| Float Glass, Glazing glass, Average float glass 6mm thick (Asahi - India Glass Ltd) (Global) | kg | 1.2867 | 1.2867 | 0 | 0
| Float Glass, Glazing glass, Average float glass 8mm thick (Asahi - India Glass Ltd) (Global) | kg | 1.29 | 1.29 | 0 | 0
| Float Glass, Glazing glass, Average float glass 10mm thick (Asahi - India Glass Ltd) (Global) | kg | 1.288 | 1.288 | 0 | 0
| Float Glass, Glazing glass, Average float glass 12mm thick (Asahi - India Glass Ltd) (Global) | kg | 1.29 | 1.29 | 0 | 0
| Float Glass, Glazing glass, Laminated float glass 1mm (Pilkington Group Limited) (Global) | kg | 1.468 | 1.468 | 0 | 0
| Float Glass, Glazing glass, Guardian glass wet coated glass (Guardian Glass) (North America) | kg | 1.37 | 1.37 | 0 | 0
| Float Glass, Glazing glass, Guardian glass heat treated glass (Guardian Glass) (North America) | kg | 1.3 | 1.3 | 0 | 0
| Float Glass, Glazing glass, Guardian glass processed glass AME & I region (coated glass) (Guardian Glass) (Global) | kg | 1.425 | 1.425 | 0 | 0
| Double glazing, Glazing glass, Climalit 4-16-4 (Saint-Gobain) (Global) | kg | 1.5694 | 1.5694 | 0 | 0
| Double glazing, Glazing glass, Climalit 4-16-44.1 (Saint-Gobain) (Global) | kg | 1.346 | 1.346 | 0 | 0
| Double glazing, Glazing glass, Climalit 4-16-33.1 (Saint-Gobain) (Global) | kg | 1.6315 | 1.6315 | 0 | 0
| Double glazing, Glazing glass, Pilkington Suncool™ range (4/16/6.8) (Pilkington Group Limited) (Europe) | kg | 1.5355 | 1.5355 | 0 | 0
| Double glazing, Glazing glass, Pilkington Optitherm™ range (4/16/6.8) (Pilkington Group Limited) (Europe) | kg | 1.5355 | 1.5355 | 0 | 0
| Double glazing, Glazing glass, Pilkington K Glass™ S range (4/16/6.8) (Pilkington Group Limited) (Europe) | kg | 1.5355 | 1.5355 | 0 | 0
| Double glazing, Glazing glass, Pilkington Mirropane™ Chrome range (4/16/6.8) (Pilkington Group Limited) (Europe) | kg | 1.5355 | 1.5355 | 0 | 0
| Double glazing, Glazing glass, Pilkington Spandrel Glass Coated range (4/16/6.8) (Pilkington Group Limited) (Europe) | kg | 1.5355 | 1.5355 | 0 | 0
| Double glazing, Glazing glass, Pilkington Optifloat™ Clear and Tinted (4/16/6.8) (Pilkington Group Limited) (Europe) | kg | 1.5355 | 1.5355 | 0 | 0
| Float Glass, Glazing glass, Magnetron coated glass on SGG PLANILUX 6 mm (Saint-Gobain India Private Limited) (India) | kg | 1.4033 | 1.4033 | 0 | 0
| Triple glazing, Glazing glass, Pilkington Suncool™ range (4/12/4/12/4) (Pilkington Group Limited) (Europe) | kg | 1.5434 | 1.5434 | 0 | 0
| Triple glazing, Glazing glass, Pilkington Optitherm™ range (4/12/4/12/4) (Pilkington Group Limited) (Europe) | kg | 1.5434 | 1.5434 | 0 | 0
| Triple glazing, Glazing glass, Pilkington K Glass™ S range (4/12/4/12/4) (Pilkington Group Limited) (Europe) | kg | 1.5434 | 1.5434 | 0 | 0
| Triple glazing, Glazing glass, Pilkington Mirropane™ Chrome range (4/12/4/12/4) (Pilkington Group Limited) (Europe) | kg | 1.5434 | 1.5434 | 0 | 0
| Triple glazing, Glazing glass, Pilkington Spandrel Glass Coated range (4/12/4/12/4) (Pilkington Group Limited) (Europe) | kg | 1.5434 | 1.5434 | 0 | 0
| Triple glazing, Glazing glass, Pilkington Optifloat™ Clear and Tinted (4/12/4/12/4) (Pilkington Group Limited) (Europe) | kg | 1.5434 | 1.5434 | 0 | 0
| Float Glass, Glazing glass, Magnetron coated glass On SGG PARSOL 4 mm (Saint-Gobain India Private Limited) (India) | kg | 1.5741 | 1.5741 | 0 | 0
| Double glazing, Glazing glass, Pilkington Activ™ range (4/16/4) (Pilkington Group Limited) (Europe) | kg | 1.8762 | 1.8762 | 0 | 0
| Double glazing, Glazing glass, Pilkington K Glass™ range (4/16/4) (Pilkington Group Limited) (Europe) | kg | 1.8762 | 1.8762 | 0 | 0
| Double glazing, Glazing glass, NSG TEC™ range (4/16/4) (Pilkington Group Limited) (Europe) | kg | 1.8762 | 1.8762 | 0 | 0
| Double glazing, Glazing glass, Pilkington OptiView™ range (4/16/4) (Pilkington Group Limited) (Europe) | kg | 1.8762 | 1.8762 | 0 | 0
| Double glazing, Glazing glass, Pilkington OptiShower™ range (4/16/4) (Pilkington Group Limited) (Europe) | kg | 1.8762 | 1.8762 | 0 | 0
| Double glazing, Glazing glass, Pilkington K Glass™ OW range (4/16/4) (Pilkington Group Limited) (Europe) | kg | 1.8762 | 1.8762 | 0 | 0
| Double glazing, Glazing glass, Pilkington OptiView™ OW range (4/16/4) (Pilkington Group Limited) (Europe) | kg | 1.8762 | 1.8762 | 0 | 0
| Double glazing, Glazing glass, Pilkington OptiShower™ OW range (4/16/4) (Pilkington Group Limited) (Europe) | kg | 1.8762 | 1.8762 | 0 | 0
| Double glazing, Glazing glass, Pilkington Anti-condensation Glass (4/16/4) (Pilkington Group Limited) (Europe) | kg | 1.8762 | 1.8762 | 0 | 0
| Double glazing, Glazing glass, Pilkington Optifloat™ Clear and Tinted (4/16/4) (Pilkington Group Limited) (Europe) | kg | 1.8762 | 1.8762 | 0 | 0
| Float Glass, Glazing glass, Magnetron coated glass on SGG PARSOL 6 mm (Saint-Gobain India Private Limited) (India) | kg | 1.5048 | 1.5048 | 0 | 0
| Float Glass, Glazing glass, Magnetron coated glass on SGG PARSOL 8 mm (Saint-Gobain India Private Limited) (India) | kg | 1.4701 | 1.4701 | 0 | 0

## Hybrid_flooring
Hybrid flooring
Sub-category description: | Hybrid flooring.
Qualitative assessment: | Representative product.
Geographical rating | Tier 4
EF source data rating | Tier 1
Market coverage rating | Tier 4
TOTAL | Tier 4
Notes:
Data sources and statistics:
|  |  | Upfront carbon emissions |  | Upfront carbon storage
| Hybrid flooring | Declared unit | Upfront carbon emissions (kg CO2e/quantity) | Upfront carbon emissions (kg CO2e/kg) | Upfront carbon storage (kg CO2e/quantity) | Upfront carbon storage (kg CO2e/kg)
|  | Quantity | m² | kg | m² | kg
|  | Max | 13.032 | 1.5153 | 0 | 0
|  | Min | 13.032 | 1.5153 | 0 | 0
|  | Average | 13.032 | 1.5153 | 0 | 0
List
| Hybrid floor, Maxwear (Golvabia) (Sweden) | m² | 13.032 | 1.5153 | 0 | 0

## Laminate_flooring
Laminate flooring
Sub-category description: | Laminate flooring.
Qualitative assessment: | No Australasian EPDs. 2 International EPDs.
Geographical rating | Tier 4
EF source data rating | Tier 1
Market coverage rating | Tier 4
TOTAL | Tier 4
Notes:
Data sources and statistics:
|  |  | Upfront carbon emissions |  | Upfront carbon storage
| Laminate flooring | Declared unit | Upfront carbon emissions (kg CO2e/quantity) | Upfront carbon emissions (kg CO2e/kg) | Upfront carbon storage (kg CO2e/quantity) | Upfront carbon storage (kg CO2e/kg)
|  | Quantity | m² | kg | m² | kg
|  | Max | 4.7433 | 0.67858 | 0 | 0
|  | Min | 2.6693 | 0.38353 | 0 | 0
|  | Average | 3.7063 | 0.53105 | 0 | 0
List
| Laminate floor, Laminate flooring (Kronospan) (Turkey) | m² | 2.6693 | 0.38353 | 0 | 0
| Laminate floor, Laminate flooring (Peli Parke) (Global) | m² | 4.7433 | 0.67858 | 0 | 0

## Lift_Cat1_2
Category 1, 2 for low rise buildings (<4 floors)
Sub-category description: | Lift (elevator) classified as category 1 and 2 from ISO 25745. Typically used in low rise (less 4 floors) building. Includes all elements of a lift installation i.e. lift cars, fittings, finishes, drive elements, electronics, guide rails, counterweights, ropes etc.
Qualitative assessment: | Variety of the big lift suppliers all global. No Australian specific suppliers. Market believed to be fulfilled by imported products partly assembled in Australia. No comparison EF.
Geographical rating | Tier 3
EF source data rating | Tier 1
Market coverage rating | Tier 4
TOTAL | Tier 4
Notes:
Data sources and statistics:
|  |  | Upfront carbon emissions |  | Upfront carbon storage
| Category 1, 2 for low rise buildings (<4 floors) | Declared unit | Upfront carbon emissions (kg CO2e/quantity) | Upfront carbon emissions (kg CO2e/kg) | Upfront carbon storage (kg CO2e/quantity) | Upfront carbon storage (kg CO2e/kg)
|  | Quantity | Unit | kg | Unit | kg
|  | Max | 28801.149 | 3.8947 | 0 | 0
|  | Min | 4496.65 | 1.9274 | 0 | 0
|  | Average | 14157.7403 | 2.9872 | 0 | 0
List
| Lift, KONE Monospace 300 DX (Usage Cat. 1/2) (KONE) (Global) | Unit | 16456.74 | 3.491 | 0 | 0
| Lift, TK Elevator (Usage Cat. 1/2) (TK Elevator GmbH) (Europe) | Unit | 4496.65 | 1.9274 | 0 | 0
| Lift, KONE Monospace 500 DX (Usage Cat. 1/2) (KONE) (Global) | Unit | 28801.149 | 3.8947 | 0 | 0
| Lift, OTIS GEN2 LIFE (Usage Cat. 1/2) (OTIS) (Europe) | Unit | 6876.422 | 2.6357 | 0 | 0

## Lift_Cat3_4
Category 3, 4 for medium rise buildings (4-10 floors)
Sub-category description: | Lift (elevator) classified as category 3 and 4 from ISO 25745. Typically used in medium rise (4-10 floor). Includes all elements of a lift installation i.e. lift cars, fittings, finishes, drive elements, electronics, guide rails, counterweights, ropes etc.
Qualitative assessment: | Variety of the big lift suppliers all global. No Australian specific suppliers. Market believed to be fulfilled by imported products partly assembled in Australia. No comparison EF.
Geographical rating | Tier 3
EF source data rating | Tier 1
Market coverage rating | Tier 4
TOTAL | Tier 4
Notes:
Data sources and statistics:
|  |  | Upfront carbon emissions |  | Upfront carbon storage
| Category 3, 4 for medium rise buildings (4-10 floors) | Declared unit | Upfront carbon emissions (kg CO2e/quantity) | Upfront carbon emissions (kg CO2e/kg) | Upfront carbon storage (kg CO2e/quantity) | Upfront carbon storage (kg CO2e/kg)
|  | Quantity | Unit | kg | Unit | kg
|  | Max | 117248.001 | 5.0227 | 0 | 0
|  | Min | 4487.592 | 1.9235 | 0 | 0
|  | Average | 41503.4332 | 2.9745 | 0 | 0
List
| Lift, TK Elevator (Usage Cat. 3/4) (TK Elevator GmbH) (Europe) | Unit | 4487.592 | 1.9235 | 0 | 0
| Lift, KONE Minispace DX HighRise elevator with steel rope (Usage Cat. 3/4) (KONE) (Global) | Unit | 117248.001 | 2.8073 | 0 | 0
| Lift, OTIS GEN2 STREAM (Usage Cat. 3/4) (OTIS) (Europe) | Unit | 19864.1352 | 2.8256 | 0 | 0
| Lift, OTIS Gen2 Stream® HR (Usage Cat. 3/4) (OTIS) (Europe) | Unit | 32955.4563 | 2.623 | 0 | 0
| Lift, Rexia/Zexia lift (Usage Cat. 3/4) (Fujitech) (Global) | Unit | 61799.4289 | 5.0227 | 0 | 0
| Lift, Schindler 5500 modular passenger elevator (Usage Cat. 3/4) (Schindler) (Europe) | Unit | 12665.986 | 2.6449 | 0 | 0

## Lift_Cat5_6
Category 5, 6 for high rise buildings (>10 floors)
Sub-category description: | Lift (elevator) classified as category 5 and 6 from ISO 25745. Typically used in high use environments, shopping centres, high-rise commercial.residential (10+ floors). Includes all elements of a lift installation i.e. lift cars, fittings, finishes, drive elements, electronics, guide rails, counterweights, ropes etc.
Qualitative assessment: | Variety of the big lift suppliers all global. No Australian specific suppliers. Market believed to be fulfilled by imported products partly assembled in Australia. No comparison EF.
Geographical rating | Tier 3
EF source data rating | Tier 1
Market coverage rating | Tier 4
TOTAL | Tier 4
Notes:
Data sources and statistics:
|  |  | Upfront carbon emissions |  | Upfront carbon storage
| Category 5, 6 for high rise buildings (>10 floors) | Declared unit | Upfront carbon emissions (kg CO2e/quantity) | Upfront carbon emissions (kg CO2e/kg) | Upfront carbon storage (kg CO2e/quantity) | Upfront carbon storage (kg CO2e/kg)
|  | Quantity | Unit | kg | Unit | kg
|  | Max | 259409.0928 | 5.597 | 0 | 0
|  | Min | 99868.2363 | 2.2004 | 0 | 0
|  | Average | 166503.3513 | 3.5099 | 0 | 0
List
| Lift, UCA(Ultra China Altitude) elevator (Usage Cat. 5/6) (Hitachi Elevator (China) Co., Ltd.) (China) | Unit | 140232.7248 | 2.2004 | 0 | 0
| Lift, Elsia lift (Usage Cat. 5/6) (Fujitech) (Global) | Unit | 259409.0928 | 5.597 | 0 | 0
| Lift, Schindler 7000 High-Speed China (Usage Cat 5/6) (Schindler Management Ltd) (China) | Unit | 99868.2363 | 2.7322 | 0 | 0

## Linoleum_flooring
Linoleum flooring
Sub-category description: | Linoleum flooring - made from various materials.
Qualitative assessment: | Products known to be used in Australia (evidence from pilot projects). EPDs used. Limited number of products covered.
Geographical rating | Tier 2
EF source data rating | Tier 1
Market coverage rating | Tier 3
TOTAL | Tier 3
Notes: | The NABERS rating tool will only include carbon storage where a material will be expected to last more than 20 years within the building and where it has been sourced from a sustainable forest.
Data sources and statistics:
|  |  | Upfront carbon emissions |  | Upfront carbon storage
| Linoleum flooring | Declared unit | Upfront carbon emissions (kg CO2e/quantity) | Upfront carbon emissions (kg CO2e/kg) | Upfront carbon storage (kg CO2e/quantity) | Upfront carbon storage (kg CO2e/kg)
|  | Quantity | m² | kg | m² | kg
|  | Max | 3.63 | 1.5633 | 2.28 | 0.9913
|  | Min | 3.5955 | 1.2282 | 0 | 0
|  | Average | 3.6122 | 1.3421 | 0.76 | 0.33043
List
| Linoleum Flooring, Marmoleum sheet 2 mm Resilient Linoleum Floor Covering (Forbo Flooring Systems) (Global) | m² | 3.5955 | 1.5633 | 2.28 | 0.9913
| Linoleum Flooring, DLW Linoleum Compact Sheet Flooring (Gerflor) (North America) | m² | 3.63 | 1.2347 | 0 | 0
| Linoleum Flooring, DLW Linoleum Compact Sheet Flooring (Gerflor) (Europe) | m² | 3.611 | 1.2282 | 0 | 0

## Panel_SIP_less_equal_100
Panel - SIP ≤100mm
Sub-category description: | Structural Insulated Panels (SIP) of thickness less than or equal to 100 mm, including wall and roof panels.
Qualitative assessment: | Multiple suppliers, multiple products. Australasian EPDs. Unknown market.
Geographical rating | Tier 1
EF source data rating | Tier 1
Market coverage rating | Tier 2
TOTAL | Tier 2
Notes: | Important to consider board thickness. Recommended to use kg CO2e/kg EF when thickness and mass is known.
Data sources and statistics:
|  |  | Upfront carbon emissions |  | Upfront carbon storage
| Panel - SIP ≤100mm | Declared unit | Upfront carbon emissions (kg CO2e/quantity) | Upfront carbon emissions (kg CO2e/kg) | Upfront carbon storage (kg CO2e/quantity) | Upfront carbon storage (kg CO2e/kg)
|  | Quantity | m² | kg | m² | kg
|  | Max | 64.0285 | 4.9166 | 0 | 0
|  | Min | 7.1512 | 1.0976 | 0 | 0
|  | Average | 42.2722 | 3.642 | 0 | 0
List
| Panel - SIP ≤100mm, , InsulWall® - 90mm (Bondor) | m² | 43.9 | 3.7203 | 0 | 0
| Panel - SIP ≤100mm, , LuxeWall FlameGuard® 0.7mm steel - 50mm (Bondor) | m² | 53.161 | 3.4078 | 0 | 0
| Panel - SIP ≤100mm, , KS1100/1200RL Roofliner Panel, 50mm thick (Kingspan) | m² | 43.135 | 3.5946 | 0 | 0
| Panel - SIP ≤100mm, , K-Dek Roof Panel with TPO membrane, 70mm thick (Kingspan) | m² | 40.1 | 4.01 | 0 | 0
| Panel - SIP ≤100mm, , Equitilt FlameGuard® 0.6mm steel - 75mm (Bondor) | m² | 52.21 | 3.3653 | 0 | 0
| Panel - SIP ≤100mm, , CoolRoof® - 75mm (Bondor) | m² | 41.8 | 2.3094 | 0 | 0
| Panel - SIP ≤100mm, , KS1000RW Trapezoidal Wall Panel, 40mm thick (Kingspan) | m² | 34.9 | 3.3883 | 0 | 0
| Panel - SIP ≤100mm, , KS1000RW Trapezoidal Roof Panel, 40mm thick (Kingspan) | m² | 34.9 | 3.3883 | 0 | 0
| Panel - SIP ≤100mm, , Architectural Wall Panel, 50mm thick (Kingspan) | m² | 40.2 | 2.9778 | 0 | 0
| Panel - SIP ≤100mm, , Equideck® - 50mm (Bondor) | m² | 40.4 | 3.5752 | 0 | 0
| Panel - SIP ≤100mm, , KS1100KP Karrier Wall Panel, 50mm thick (Kingspan) | m² | 42.8 | 3.5667 | 0 | 0
| Panel - SIP ≤100mm, , Evolution Panelised Facade, 50mm thick (Kingspan) | m² | 42.8 | 4 | 0 | 0
| Panel - SIP ≤100mm, , K-Dek Roof Panel with PVC membrane, 70mm thick (Kingspan) | m² | 43.3 | 4.33 | 0 | 0
| Panel - SIP ≤100mm, , BondorPanel® 0.4mm steel - 100mm (Bondor) | m² | 44.4 | 3.7718 | 0 | 0
| Panel - SIP ≤100mm, , Equitilt FlameGuard® 0.7mm steel - 100mm (Bondor) | m² | 60.5 | 2.9369 | 0 | 0
| Panel - SIP ≤100mm, , K-Dek Roof Panel with TPO membrane, 100mm thick (Kingspan) | m² | 48 | 4.2857 | 0 | 0
| Panel - SIP ≤100mm, , LuxeWall FlameGuard® 0.6mm steel - 50mm (Bondor) | m² | 48.3 | 3.6122 | 0 | 0
| Panel - SIP ≤100mm, , LuxeWall FlameGuard® 0.6mm steel - 75mm (Bondor) | m² | 52.1 | 3.3582 | 0 | 0
| Panel - SIP ≤100mm, , Equitilt FlameGuard® 0.7mm steel - 75mm (Bondor) | m² | 55.8 | 3.0829 | 0 | 0
| Panel - SIP ≤100mm, , Solaris Ridge® 0.5mm steel - 50mm (Bondor) | m² | 37.5 | 4.375 | 0 | 0
| Panel - SIP ≤100mm, , Equitilt FlameGuard® 0.6mm steel - 100mm (Bondor) | m² | 56.6 | 3.2055 | 0 | 0
| Panel - SIP ≤100mm, , LuxeWall FlameGuard® 0.7mm steel - 75mm (Bondor) | m² | 56.7 | 3.1326 | 0 | 0
| Panel - SIP ≤100mm, , Solaris Corro® 0.6mm steel - 50mm (Bondor) | m² | 38.7 | 3.3362 | 0 | 0
| Panel - SIP ≤100mm, , DesignerWall® - 50mm (Bondor) | m² | 40 | 2.5641 | 0 | 0
| Panel - SIP ≤100mm, , KS1000RW Trapezoidal Wall Panel, 60mm thick (Kingspan) | m² | 40.1 | 3.7477 | 0 | 0
| Panel - SIP ≤100mm, , KS1000RW Trapezoidal Roof Panel, 60mm thick (Kingspan) | m² | 40.1 | 3.7477 | 0 | 0
| Panel - SIP ≤100mm, , DesignerWall® - 75mm (Bondor) | m² | 40.4 | 2.232 | 0 | 0
| Panel - SIP ≤100mm, , Equitilt® 0.6mm steel – 50mm (Bondor) | m² | 40.7 | 3.3917 | 0 | 0
| Panel - SIP ≤100mm, , LuxeWall® - 75mm (Bondor) | m² | 41.2 | 2.2762 | 0 | 0
| Panel - SIP ≤100mm, , KS1100/1200CS Coldstore Panel, 50mm thick (Kingspan) | m² | 42 | 3.5 | 0 | 0
| Panel - SIP ≤100mm, , Equitilt FlameGuard® 0.7mm steel - 50mm (Bondor) | m² | 51.944 | 3.3297 | 0 | 0
| Panel - SIP ≤100mm, , KS1000RW Trapezoidal Wall Panel, 70mm thick (Kingspan) | m² | 42.9 | 3.8649 | 0 | 0
| Panel - SIP ≤100mm, , KS1000RW Trapezoidal Roof Panel, 70mm thick (Kingspan) | m² | 42.9 | 3.8649 | 0 | 0
| Panel - SIP ≤100mm, , Architectural Wall Panel, 80mm thick (Kingspan) | m² | 46.6 | 3.916 | 0 | 0
| Panel - SIP ≤100mm, , Equitilt FlameGuard® 0.6mm steel - 50mm (Bondor) | m² | 48 | 3.5897 | 0 | 0
| Panel - SIP ≤100mm, , KS1100KP Karrier Wall Panel, 75mm thick (Kingspan) | m² | 49.5 | 3.8077 | 0 | 0
| Panel - SIP ≤100mm, , KS1100/1200RL Roofliner Panel, 75mm thick (Kingspan) | m² | 49.7 | 3.8231 | 0 | 0
| Panel - SIP ≤100mm, , KS1000RW Trapezoidal Wall Panel, 100mm thick (Kingspan) | m² | 50.6 | 4.1138 | 0 | 0
| Panel - SIP ≤100mm, , KS1000RW Trapezoidal Roof Panel, 100mm thick (Kingspan) | m² | 50.6 | 4.1138 | 0 | 0
| Panel - SIP ≤100mm, , Evolution Panelised Facade, 80mm thick (Kingspan) | m² | 50.8 | 4.4174 | 0 | 0
| Panel - SIP ≤100mm, , K-Dek Roof Panel with PVC membrane, 100mm thick (Kingspan) | m² | 51.2 | 4.5714 | 0 | 0
| Panel - SIP ≤100mm, , KS1100/1200RL Roofliner Panel, 100mm thick (Kingspan) | m² | 56 | 4 | 0 | 0
| Panel - SIP ≤100mm, , BondorPanel® 0.6mm steel – 50mm (Bondor) | m² | 32.2 | 2.6833 | 0 | 0
| Panel - SIP ≤100mm, , Solaris Ridge® 0.6mm steel - 50mm (Bondor) | m² | 33.6 | 3.2667 | 0 | 0
| Panel - SIP ≤100mm, , SolarSpan® - 50mm (Bondor) | m² | 38.2 | 3.6038 | 0 | 0
| Panel - SIP ≤100mm, , LuxeWall® - 50mm (Bondor) | m² | 39.8 | 2.5513 | 0 | 0
| Panel - SIP ≤100mm, , CoolRoof® - 50mm (Bondor) | m² | 40.1 | 2.5705 | 0 | 0
| Panel - SIP ≤100mm, , BondorPanel® 0.4mm steel - 50mm (Bondor) | m² | 41.4 | 4.6442 | 0 | 0
| Panel - SIP ≤100mm, , InsulRoof® - 50mm (Bondor) | m² | 41.9 | 3.6121 | 0 | 0
| Panel - SIP ≤100mm, , Solaris Corro® 0.5mm steel - 50mm (Bondor) | m² | 42.5 | 3.7611 | 0 | 0
| Panel - SIP ≤100mm, , BondorPanel® 0.4mm steel - 75mm (Bondor) | m² | 42.8 | 4.1381 | 0 | 0
| Panel - SIP ≤100mm, , Equitilt® 0.7mm steel – 50mm (Bondor) | m² | 44.4 | 3.7 | 0 | 0
| Panel - SIP ≤100mm, , r KS1100/1200CS Coldstore Panel, 75mm thick (Kingspan) | m² | 48.6 | 3.7385 | 0 | 0
| Panel - SIP ≤100mm, , Architectural Wall Panel, 100mm thick (Kingspan) | m² | 53.2 | 4.3252 | 0 | 0
| Panel - SIP ≤100mm, , KS1100/1200CS Coldstore Panel, 100mm thick (Kingspan) | m² | 55.2 | 3.9429 | 0 | 0
| Panel - SIP ≤100mm, , KS1100KP Karrier Wall Panel, 100mm thick (Kingspan) | m² | 55.8 | 3.9857 | 0 | 0
| Panel - SIP ≤100mm, , Evolution Panelised Facade, 100mm thick (Kingspan) | m² | 55.8 | 4.5366 | 0 | 0
| Panel - SIP ≤100mm, , EconoClad® 25mm (Metecno Pty Ltd t/a MetecnoPIR) | m² | 27.5328 | 4.9166 | 0 | 0
| Panel - SIP ≤100mm, , EconoClad® 40mm (Metecno Pty Ltd t/a MetecnoPIR) | m² | 30.7352 | 4.8786 | 0 | 0
| Panel - SIP ≤100mm, , EconoClad® 60mm (Metecno Pty Ltd t/a MetecnoPIR) | m² | 34.738 | 4.8927 | 0 | 0
| Panel - SIP ≤100mm, , EconoClad® 80mm (Metecno Pty Ltd t/a MetecnoPIR) | m² | 38.7408 | 4.9039 | 0 | 0
| Panel - SIP ≤100mm, , EconoClad® 100mm (Metecno Pty Ltd t/a MetecnoPIR) | m² | 42.7436 | 4.9131 | 0 | 0
| Steel, Insulation panel, COLORBOND® steel for insulated panels in 0.40mm base metal thickness (BMT) (Bluescope) | m² | 12.2 | 3.5057 | 0 | 0
| Panel - SIP ≤100mm, , MetecnoPanel® 75mm (Metecno Pty Ltd t/a MetecnoPIR) | m² | 55.1255 | 4.2404 | 0 | 0
| Panel - SIP ≤100mm, , MetecnoPanel® 50mm (Metecno Pty Ltd t/a MetecnoPIR) | m² | 49.9211 | 4.1601 | 0 | 0
| Steel, Cold room panels, COLORBOND® Intramax® steel in 0.40mm base metal thickness (BMT) (Bluescope) | m² | 12.2 | 3.5057 | 0 | 0
| Panel - SIP ≤100mm, , MetecnoInspire® 60mm (Metecno Pty Ltd t/a MetecnoPIR) | m² | 55.5226 | 3.8827 | 0 | 0
| Steel, Insulation panel, COLORBOND® steel for insulated panels in 0.50mm base metal thickness (BMT) (Bluescope) | m² | 14.2 | 3.3333 | 0 | 0
| Panel - SIP ≤100mm, , MetecnoInspire® 50mm (Metecno Pty Ltd t/a MetecnoPIR) | m² | 53.8202 | 3.872 | 0 | 0
| Steel, Cold room panels, COLORBOND® Intramax® steel in 0.45mm base metal thickness (BMT) (Bluescope) | m² | 13.2 | 3.4109 | 0 | 0
| Steel, Cold room panels, COLORBOND® Intramax® steel in 0.50mm base metal thickness (BMT) (Bluescope) | m² | 14.2 | 3.3333 | 0 | 0
| Steel, Insulation panel, COLORBOND® steel for insulated panels in 0.60mm base metal thickness (BMT) (Bluescope) | m² | 16.3 | 3.2277 | 0 | 0
| Steel, Cold room panels, COLORBOND® Intramax® steel in 0.60mm base metal thickness (BMT) (Bluescope) | m² | 16.3 | 3.2277 | 0 | 0
| Panel - SIP ≤100mm, K17 100 mm, (Kingspan) | m² | 16.202 | 1.3764 | 0 | 0
| Panel - SIP ≤100mm, K17 50 mm, (Kingspan) | m² | 9.7844 | 1.0976 | 0 | 0
| Panel - SIP ≤100mm, , MetecnoSpan® 100mm (Metecno Pty Ltd t/a MetecnoPIR) | m² | 58.739 | 4.4499 | 0 | 0
| Panel - SIP ≤100mm, , MetecnoInspire® 100mm (Metecno Pty Ltd t/a MetecnoPIR) | m² | 64.0285 | 4.0018 | 0 | 0
| Panel - SIP ≤100mm, , MetecnoSpan® 80mm (Metecno Pty Ltd t/a MetecnoPIR) | m² | 54.7361 | 4.3099 | 0 | 0
| Panel - SIP ≤100mm, , MetecnoPanel® 100mm (Metecno Pty Ltd t/a MetecnoPIR) | m² | 60.1294 | 4.295 | 0 | 0
| Panel - SIP ≤100mm, K17 25 mm, (Kingspan) | m² | 7.1512 | 1.1806 | 0 | 0
| Panel - SIP ≤100mm, , MetecnoInspire® 80mm (Metecno Pty Ltd t/a MetecnoPIR) | m² | 60.0257 | 3.9752 | 0 | 0
| Panel - SIP ≤100mm, , MetecnoSpan® 60mm (Metecno Pty Ltd t/a MetecnoPIR) | m² | 50.7333 | 4.3736 | 0 | 0
| Panel - SIP ≤100mm, , MetecnoSpan® 40mm (Metecno Pty Ltd t/a MetecnoPIR) | m² | 46.6297 | 4.3579 | 0 | 0

## Panel_SIP_more100
Panel - SIP >100mm
Sub-category description: | Structural Insulated Panels (SIP) of thickness greater than 100 mm and no thicker than 250 mm including wall and roof panels.
Qualitative assessment: | Multiple suppliers, multiple products. Australasian EPDs. Unknown market.
Geographical rating | Tier 1
EF source data rating | Tier 1
Market coverage rating | Tier 2
TOTAL | Tier 2
Notes:
Data sources and statistics:
|  |  | Upfront carbon emissions |  | Upfront carbon storage
| Panel - SIP >100mm | Declared unit | Upfront carbon emissions (kg CO2e/quantity) | Upfront carbon emissions (kg CO2e/kg) | Upfront carbon storage (kg CO2e/quantity) | Upfront carbon storage (kg CO2e/kg)
|  | Quantity | m² | kg | m² | kg
|  | Max | 84.7534 | 4.8709 | 0 | 0
|  | Min | 36.5 | 1.5479 | 0 | 0
|  | Average | 55.6472 | 3.7632 | 0 | 0
List
| Panel - SIP >100mm, , InsulWall® - 140mm (Bondor) | m² | 46.9 | 3.752 | 0 | 0
| Panel - SIP >100mm, , Equideck® - 250mm (Bondor) | m² | 52.5 | 3.75 | 0 | 0
| Panel - SIP >100mm, , BondorPanel® 0.6mm steel – 250mm (Bondor) | m² | 44 | 2.953 | 0 | 0
| Panel - SIP >100mm, , Equitilt® 0.7mm steel – 250mm (Bondor) | m² | 56.3 | 3.7785 | 0 | 0
| Panel - SIP >100mm, , Equitilt® 0.6mm steel – 250mm (Bondor) | m² | 52.5 | 3.5235 | 0 | 0
| Panel - SIP >100mm, , BondorPanel® 0.4mm steel – 250mm (Bondor) | m² | 53.3 | 3.0482 | 0 | 0
| Panel - SIP >100mm, , Solaris Ridge® 0.5mm steel - 200mm (Bondor) | m² | 44.3 | 2.2071 | 0 | 0
| Panel - SIP >100mm, , Equideck® - 125mm (Bondor) | m² | 44.8 | 3.6423 | 0 | 0
| Panel - SIP >100mm, , Solaris Ridge® 0.6mm steel - 200mm (Bondor) | m² | 40.6 | 1.5479 | 0 | 0
| Panel - SIP >100mm, , BondorPanel® 0.4mm steel – 200mm (Bondor) | m² | 50.3 | 3.1326 | 0 | 0
| Panel - SIP >100mm, , SolarSpan® - 200mm (Bondor) | m² | 46.8 | 3.685 | 0 | 0
| Panel - SIP >100mm, , Solaris Corro® 0.5mm steel - 200mm (Bondor) | m² | 49.1 | 3.5071 | 0 | 0
| Panel - SIP >100mm, , Solaris Corro® 0.6mm steel - 125mm (Bondor) | m² | 43.1 | 3.4206 | 0 | 0
| Panel - SIP >100mm, , Solaris Corro® 0.6mm steel - 200mm (Bondor) | m² | 45.4 | 3.3139 | 0 | 0
| Panel - SIP >100mm, , InsulRoof® - 125mm (Bondor) | m² | 46.4 | 3.6825 | 0 | 0
| Panel - SIP >100mm, , Solaris Corro® 0.5mm steel - 125mm (Bondor) | m² | 46.9 | 3.813 | 0 | 0
| Panel - SIP >100mm, , BondorPanel® 0.4mm steel – 150mm (Bondor) | m² | 47.3 | 3.2334 | 0 | 0
| Panel - SIP >100mm, , InsulRoof® - 200mm (Bondor) | m² | 48.5 | 3.5401 | 0 | 0
| Panel - SIP >100mm, , BondorPanel® 0.6mm steel – 125mm (Bondor) | m² | 36.5 | 2.7652 | 0 | 0
| Panel - SIP >100mm, , Equitilt® 0.7mm steel – 125mm (Bondor) | m² | 48.8 | 3.697 | 0 | 0
| Panel - SIP >100mm, , Solaris Ridge® 0.6mm steel - 125mm (Bondor) | m² | 37.8 | 3.3409 | 0 | 0
| Panel - SIP >100mm, , Equitilt FlameGuard® 0.6mm steel - 150mm (Bondor) | m² | 65.9 | 3.0033 | 0 | 0
| Panel - SIP >100mm, , Solaris Ridge® 0.5mm steel - 125mm (Bondor) | m² | 41.6 | 4.4121 | 0 | 0
| Panel - SIP >100mm, , Equitilt FlameGuard® 0.7mm steel - 150mm (Bondor) | m² | 69.7 | 2.7227 | 0 | 0
| Panel - SIP >100mm, , Equitilt® 0.6mm steel – 125mm (Bondor) | m² | 45 | 3.4091 | 0 | 0
| Panel - SIP >100mm, , BondorPanel® 0.4mm steel – 125mm (Bondor) | m² | 45.8 | 3.4697 | 0 | 0
| Panel - SIP >100mm, , SolarSpan® - 125mm (Bondor) | m² | 42.3 | 3.6466 | 0 | 0
| Panel - SIP >100mm, , KS1000RW Trapezoidal Wall Panel, 120mm thick (Kingspan) | m² | 55.8 | 4.2595 | 0 | 0
| Panel - SIP >100mm, , KS1000RW Trapezoidal Roof Panel, 120mm thick (Kingspan) | m² | 55.8 | 4.2595 | 0 | 0
| Panel - SIP >100mm, , KS1100/1200CS Coldstore Panel, 125mm thick (Kingspan) | m² | 61.8 | 4.2041 | 0 | 0
| Panel - SIP >100mm, , KS1100KP Karrier Wall Panel, 125mm thick (Kingspan) | m² | 62.4 | 4.2449 | 0 | 0
| Panel - SIP >100mm, , KS1100/1200RL Roofliner Panel, 125mm thick (Kingspan) | m² | 62.5 | 4.2517 | 0 | 0
| Panel - SIP >100mm, , Architectural Wall Panell, 140mm thick (Kingspan) | m² | 63.7 | 4.5827 | 0 | 0
| Panel - SIP >100mm, , Evolution Panelised Facade, 140mm thick (Kingspan) | m² | 66.3 | 4.7698 | 0 | 0
| Panel - SIP >100mm, , KS1100KP Karrier Wall Panel, 150mm thick (Kingspan) | m² | 69.3 | 4.471 | 0 | 0
| Panel - SIP >100mm, , KS1100/1200RL Roofliner Panel, 150mm thick (Kingspan) | m² | 69.4 | 4.4774 | 0 | 0
| Panel - SIP >100mm, , KS1100/1200RL Roofliner Panel, 200mm thick (Kingspan) | m² | 82.6 | 4.7471 | 0 | 0
| Panel - SIP >100mm, , KS1100KP Karrier Wall Panel, 200mm thick (Kingspan) | m² | 82.5 | 4.7414 | 0 | 0
| Panel - SIP >100mm, , KS1100/1200CS Coldstore Panel, 150mm thick (Kingspan) | m² | 68.4 | 4.4129 | 0 | 0
| Panel - SIP >100mm, , MetecnoPanel® 200mm (Metecno Pty Ltd t/a MetecnoPIR) | m² | 84.7534 | 4.8709 | 0 | 0
| Panel - SIP >100mm, , MetecnoPanel® 150mm (Metecno Pty Ltd t/a MetecnoPIR) | m² | 70.6405 | 4.5575 | 0 | 0
| Panel - SIP >100mm, , MetecnoPanel® 125mm (Metecno Pty Ltd t/a MetecnoPIR) | m² | 62.9339 | 4.2812 | 0 | 0
| Panel - SIP >100mm, , KS1100/1200CS Coldstore Panel, 200mm thick (Kingspan) | m² | 81.6 | 4.6897 | 0 | 0

## Pavers_ceramic
Ceramic paver/tile
Sub-category description: | Ceramic tiles (wall and floor) and pavers including porcelain tiles.
Qualitative assessment: | No Aus EPDs. Limited international market representation, with most EPDs from Europe. China understood to be majority of imports. Domestic supply unknown.
Geographical rating | Tier 3
EF source data rating | Tier 1
Market coverage rating | Tier 4
TOTAL | Tier 4
Notes:
Data sources and statistics:
|  |  | Upfront carbon emissions |  | Upfront carbon storage
| Ceramic paver/tile | Declared unit | Upfront carbon emissions (kg CO2e/quantity) | Upfront carbon emissions (kg CO2e/kg) | Upfront carbon storage (kg CO2e/quantity) | Upfront carbon storage (kg CO2e/kg)
|  | Quantity | kg | kg | kg | kg
|  | Max | 0.81991 | 0.81991 | 0 | 0
|  | Min | 0.30825 | 0.30825 | 0 | 0
|  | Average | 0.59361 | 0.59361 | 0 | 0
List
| Ceramic tiles, Ceramic Facade Tile Products (Xiamen Togen Building Products Co.,Ltd) (Global) | kg | 0.30825 | 0.30825 | 0 | 0
| Ceramic tiles, Ceramic tiles for exterior and interior floor and wall coverings (Exa) (Global) | kg | 0.81991 | 0.81991 | 0 | 0
| Ceramic tiles, Porcelain Stone ware tiles (Saloni) (Global) | kg | 0.45939 | 0.45939 | 0 | 0
| Ceramic tiles, Spanish Ceramic Tiles (Ascer Spanish Ceramic Tile Manufacturers' Association) (Global) | kg | 0.60386 | 0.60386 | 0 | 0
| Ceramic tiles, GRUPPO ROMANI CERAMIC TILES 8,5 – 10 mm (Gruppo Romani S.p.A.) (Global) | kg | 0.54483 | 0.54483 | 0 | 0
| Ceramic tiles, G3NIUS - Porcelain Stoneware Ceramic Tiles, 7.4 mm thickness (Gruppo Ceramiche Gresmalt S.p.A.) (Global) | kg | 0.54736 | 0.54736 | 0 | 0
| Ceramic tiles, Ceramic tiles (Keda (Ghana)Ceramics Co.) (Ghana) | kg | 0.56604 | 0.56604 | 0 | 0
| Ceramic tiles, Dry-pressed glazed ceramic tiles (Grupo CERAGNI) (Portugal, Europe) | kg | 0.67642 | 0.67642 | 0 | 0
| Ceramic tiles, Dry-pressed ceramic tiles (Grupo CERAGNI) (Portugal, Europe) | kg | 0.61623 | 0.61623 | 0 | 0
| Ceramic tiles, FLOOR AND WALL CERAMIC TILES (HALCÓN CERÁMICAS) (Spain) | kg | 0.79383 | 0.79383 | 0 | 0

## Pavers_stone
Stone
Sub-category description: | Stone tiles (wall and floor) and pavers including porcelain tiles, represented by granite and limestone quarry operations and surface preparation with stabilisation as needed.
Qualitative assessment: | One Australian EPD and with limited international market representation. China understood to be majority of imports. Domestic supply unknown. Limited number of sources all together. Thre stone varieties: limestone , granite and sandstone.
Geographical rating | Tier 3
EF source data rating | Tier 1
Market coverage rating | Tier 4
TOTAL | Tier 4
Notes:
Data sources and statistics:
|  |  | Upfront carbon emissions |  | Upfront carbon storage
| Stone | Declared unit | Upfront carbon emissions (kg CO2e/quantity) | Upfront carbon emissions (kg CO2e/kg) | Upfront carbon storage (kg CO2e/quantity) | Upfront carbon storage (kg CO2e/kg)
|  | Quantity | tonne | kg | tonne | kg
|  | Max | 451.8519 | 0.45185 | 0 | 0
|  | Min | 67.1044 | 0.067104 | 0 | 0
|  | Average | 238.9831 | 0.23898 | 0 | 0
List
| Stone, Natural stone products of granite and limestone (flamed or bush hammered granite slab) (Naturestens) (Global) | tonne | 92.021 | 0.092021 | 0 | 0
| Stone, Natural stone products of granite and limestone (split surface granite walls) (Naturestens) (Global) | tonne | 77.209 | 0.077209 | 0 | 0
| Stone, Natural stone 10 mm (Silkarstone) (Global) | tonne | 451.8519 | 0.45185 | 0 | 0
| Stone, Natural stone 20 mm (Silkarstone) (Global) | tonne | 416.6667 | 0.41667 | 0 | 0
| Stone, Natural stone 30 mm (Silkarstone) (Global) | tonne | 403.7037 | 0.4037 | 0 | 0
| Stone, Natural stone 40 mm (Silkarstone) (Global) | tonne | 399.0741 | 0.39907 | 0 | 0
| Stone, Natural stone 50 mm (Silkarstone) (Global) | tonne | 396.2963 | 0.3963 | 0 | 0
| Stone, Natural stone products of granite and limestone (pacing stone granite) (Naturestens) (Global) | tonne | 75.727 | 0.075727 | 0 | 0
| Stone, Natural stone products of granite and limestone (flamed or planed limestone slab) (Naturestens) (Global) | tonne | 119.68 | 0.11968 | 0 | 0
| Stone, Natural stone products of granite and limestone (limestone floor tile) (Naturestens) (Global) | tonne | 129.48 | 0.12948 | 0 | 0
| Stone, Quarries Sandstone Products (Gosford) (Australia) | tonne | 67.1044 | 0.067104 | 0 | 0

## Plasterboard
Plasterboard
Sub-category description: | Board made from plaster typically coated in paper. Thickness from 4 mm to 22 mm.
Qualitative assessment: | Market information limited - though believed that most board used is produced locally. Boral holds strong market share. No EPD for plasterboard. Siniat Australasian EPD used. Knauf present in Australian market no Australasian EPD. International EPD used as proxy. Average EF lower than other databases.
Geographical rating | Tier 2
EF source data rating | Tier 1
Market coverage rating | Tier 4
TOTAL | Tier 4
Notes: | Important to consider board thickness. Recommended to use kg CO2e/kg EF when thickness and mass is known.
Data sources and statistics:
|  |  | Upfront carbon emissions |  | Upfront carbon storage
| Plasterboard | Declared unit | Upfront carbon emissions (kg CO2e/quantity) | Upfront carbon emissions (kg CO2e/kg) | Upfront carbon storage (kg CO2e/quantity) | Upfront carbon storage (kg CO2e/kg) | Density kg/m²
|  | Quantity | m² | kg | m² | kg
|  | Max | 6.8327 | 0.40618 | 1.067 | 0.20396 | 16.8218
|  | Min | 1.49 | 0.1752 | 0 | 0 | 8.5046
|  | Average | 3.399 | 0.30697 | 0.38256 | 0.038947 | 11.0727
List
| Plasterboard, Opal 10 mm, (Siniat) | m² | 2.733 | 0.32536 | 0.869 | 0.10345 | 8.4
| Plasterboard, trurock 13 mm, (Siniat) | m² | 4.143 | 0.33411 | 0.891 | 0.071855 | 12.4
| Plasterboard, fireshield 13 mm, (Siniat) | m² | 3.3537 | 0.31343 | 0.69667 | 0.065109 | 10.7
| Plasterboard, soundshield 13 mm, (Siniat) | m² | 3.7534 | 0.30515 | 0.74067 | 0.060217 | 12.3
| Plasterboard, fireshield H 13 mm, (Siniat) | m² | 3.6234 | 0.30195 | 0.682 | 0.056833 | 12
| Plasterboard, fireshield 16 mm, (Siniat) | m² | 4.0542 | 0.30948 | 0.70033 | 0.053461 | 13.1
| Plasterboard, Regular Plasterboard (Knauf Orbond) (Israel) | m² | 1.49 | 0.18625 | 0 | 0 | 8
| Plasterboard, Fire Plus+2.0 (Knauf Orbond) (Israel) | m² | 3.02 | 0.17765 | 0 | 0 | 17
| Plasterboard, Piano HD Board (Knauf Orbond) (Israel) | m² | 2.19 | 0.1752 | 0 | 0 | 12.5
| Plasterboard, Blue EX Board (Knauf Orbond) (Israel) | m² | 2.24 | 0.18667 | 0 | 0 | 12
| Plasterboard, Fire-Resistant Board - Knauf Orbond (Knauf Orbond) (Israel) | m² | 1.68 | 0.17684 | 0 | 0 | 9.5
| Plasterboard, Water-Resistant Board - Knauf Orbond (Knauf Orbond) (Israel) | m² | 1.68 | 0.18261 | 0 | 0 | 9.2
| Plasterboard, curveshield 6.5 mm, (Siniat) | m² | 1.89 | 0.39375 | 0.979 | 0.20396 | 4.8
| Plasterboard, shaftliner/ intershield 25 mm, (Siniat) | m² | 6.79 | 0.32644 | 1.067 | 0.051298 | 20.8
| Plasterboard, watershield 10 mm, (Siniat) | m² | 2.82 | 0.37105 | 0.66733 | 0.087807 | 7.6
| Plasterboard, watershield 13 mm, (Siniat) | m² | 3.4 | 0.35789 | 0.68933 | 0.072561 | 9.5
| Plasterboard, multishield 13 mm, (Siniat) | m² | 3.96 | 0.36667 | 0.72967 | 0.067562 | 10.8
| Plasterboard, multishield 16 mm, (Siniat) | m² | 4.4 | 0.33588 | 0.69667 | 0.053181 | 13.1
| Plasterboard, spanshield 10 mm, (Siniat) | m² | 2.1 | 0.31818 | 0.66 | 0.1 | 6.6
| Plasterboard, trurock HD 13 mm, (Siniat) | m² | 4.35 | 0.35081 | 0.88733 | 0.071559 | 12.4
| Plasterboard, mastashield 13 mm, (Siniat) | m² | 2.64 | 0.31807 | 0.69667 | 0.083936 | 8.3
| Plasterboard, trurock 16 mm*, (Siniat) | m² | 5.08 | 0.34324 | 0.91667 | 0.061937 | 14.8
| Plasterboard, trurock HD 16 mm, (Siniat) | m² | 4.75 | 0.32095 | 1.001 | 0.067635 | 14.8
| Plasterboard, mastashield 10 mm, (Siniat) | m² | 2.05 | 0.33065 | 0.638 | 0.1029 | 6.2
| Plasterboard, soundshield 10 mm*, (Siniat) | m² | 2.96 | 0.34824 | 0.71133 | 0.083686 | 8.5
| Plasterboard, Sheetrock HD (13 mm) (Knauf Gypsum Pty Ltd) (Australia) | m² | 2.4211 | 0.28484 | 0 | 0 | 8.5
| Plasterboard, Firestop (13 mm) (Knauf Gypsum Pty Ltd) (Australia) | m² | 3.5616 | 0.32675 | 0 | 0 | 10.9
| Plasterboard, Sheetrock ONE (10 mm) (Knauf Gypsum Pty Ltd) (Australia) | m² | 1.7714 | 0.30024 | 0 | 0 | 5.9
| Plasterboard, Wetstop (13 mm) (Knauf Gypsum Pty Ltd) (Australia) | m² | 2.8816 | 0.31321 | 0 | 0 | 9.2
| Plasterboard, Wetstop (10 mm) (Knauf Gypsum Pty Ltd) (Australia) | m² | 2.4016 | 0.33355 | 0 | 0 | 7.2
| Plasterboard, Fire Wetstop (13 mm) (Knauf Gypsum Pty Ltd) (Australia) | m² | 3.902 | 0.35798 | 0 | 0 | 10.9
| Plasterboard, Soundstop (10 mm) (Knauf Gypsum Pty Ltd) (Australia) | m² | 2.5411 | 0.28234 | 0 | 0 | 9
| Plasterboard, Soundstop (13 mm) (Knauf Gypsum Pty Ltd) (Australia) | m² | 3.0711 | 0.26026 | 0 | 0 | 11.8
| Plasterboard, Fire Wetstop (16 mm) (Knauf Gypsum Pty Ltd) (Australia) | m² | 4.3922 | 0.32777 | 0 | 0 | 13.4
| Plasterboard, Firestop (16 mm) (Knauf Gypsum Pty Ltd) (Australia) | m² | 4.4022 | 0.32852 | 0 | 0 | 13.4
| Plasterboard, Multistop (16mm) (Knauf Gypsum Pty Ltd) (Australia) | m² | 4.7121 | 0.32274 | 0 | 0 | 14.6
| Plasterboard, Multistop (13mm) (Knauf Gypsum Pty Ltd) (Australia) | m² | 4.0522 | 0.33768 | 0 | 0 | 12
| Plasterboard, Shaftliner (25 mm) (Knauf Gypsum Pty Ltd) (Australia) | m² | 6.8327 | 0.3333 | 0 | 0 | 20.5
| Plasterboard, DRYSTAR® Plasterboard (Knauf India Private Limited) (India) | m² | 4.468 | 0.40618 | 0 | 0 | 11

## Plastic_sheeting
Plastic sheeting
Sub-category description: | Plastic sheeting - various types of plastic inputs including polycarbonate.
Qualitative assessment: | Unknown if these are in Australia. EPD sources. Poor market coverage.
Geographical rating | Tier 3
EF source data rating | Tier 1
Market coverage rating | Tier 4
TOTAL | Tier 4
Notes:
Data sources and statistics:
|  |  | Upfront carbon emissions |  | Upfront carbon storage
| Plastic sheeting | Declared unit | Upfront carbon emissions (kg CO2e/quantity) | Upfront carbon emissions (kg CO2e/kg) | Upfront carbon storage (kg CO2e/quantity) | Upfront carbon storage (kg CO2e/kg)
|  | Quantity | m³ | kg | m³ | kg
|  | Max | 11528.78 | 9.6073 | 0 | 0
|  | Min | 485.18 | 0.44107 | 0 | 0
|  | Average | 7565.44 | 6.3534 | 0 | 0
List
| Plastic sheeting, Transparent plastic sheets PMMA Clear H150 (NUDEC) (Global) | m³ | 7419.33 | 6.3413 | 0 | 0
| Plastic sheeting, Transparent plastic sheets PC Clear 211 UV (NUDEC) (Global) | m³ | 10828.47 | 9.0237 | 0 | 0
| Plastic sheeting, Transparent plastic sheets PC Opal 4963 (NUDEC) (Global) | m³ | 11528.78 | 9.6073 | 0 | 0
| Plastic sheeting, 100% Recycled plastic panels (Polygood) (Global) | m³ | 485.18 | 0.44107 | 0 | 0

## Recovered_aggregate
Recycled fill material
Sub-category description: | Aggregates generated from a recycled or recovered resource (e.g. from crushed recycled concrete).
Qualitative assessment: | Two Australian suppliers, representative products. Australasian EPD.
Geographical rating | Tier 1
EF source data rating | Tier 1
Market coverage rating | Tier 4
TOTAL | Tier 4
Notes:
Data sources and statistics:
|  |  | Upfront carbon emissions |  | Upfront carbon storage
| Recycled fill material | Declared unit | Upfront carbon emissions (kg CO2e/quantity) | Upfront carbon emissions (kg CO2e/kg) | Upfront carbon storage (kg CO2e/quantity) | Upfront carbon storage (kg CO2e/kg)
|  | Quantity | tonne | kg | tonne | kg
|  | Max | 9.5507 | 0.0095507 | 0 | 0
|  | Min | 0.49231 | 0.00049231 | 0 | 0
|  | Average | 3.2296 | 0.0032296 | 0 | 0
List
| Recycled aggregate, Recycled Aggregate (ECORR) (Australia) | tonne | 0.6124 | 0.0006124 | 0 | 0
| Recycled aggregate, Recycled densley graded aggregate (ECORR) (Australia) | tonne | 0.49231 | 0.00049231 | 0 | 0
| Recycled aggregate, Recycled glass sand (ResourceCo) (Australia) | tonne | 3.0808 | 0.0030808 | 0 | 0
| Recycled aggregate, Recycled crushed concrete aggregate (Greenvision) (New Zealand) | tonne | 0.82738 | 0.00082738 | 0 | 0
| Aggregate, Recycled, 10/20 MM DRAINAGE AGGREGATES (ResourceCo) (Australia) | tonne | 9.5507 | 0.0095507 | 0 | 0
| Aggregate, Recycled, 10/20 MM DRAINAGE AGGREGATES (ResourceCo) (Australia) | tonne | 8.1353 | 0.0081353 | 0 | 0
| Aggregate, Recycled, PM1/20RM - BASE COURSE (ResourceCo) (Australia) | tonne | 5.3115 | 0.0053115 | 0 | 0
| Aggregate, Recycled, -7 MM RECYCLED SAND (ResourceCo) (Australia) | tonne | 2.6349 | 0.0026349 | 0 | 0
| Aggregate, Recycled, 20 MM CLASS 2 RUBBLE –SUB BASE (ResourceCo) (Australia) | tonne | 2.6349 | 0.0026349 | 0 | 0
| Aggregate, Recycled, 40 MM CLASS 2 RUBBLE – SUBBASE (ResourceCo) (Australia) | tonne | 3.4865 | 0.0034865 | 0 | 0
| Aggregate, Recycled, 40 MM CLASS 2 RUBBLE –SUB BASE (ResourceCo) (Australia) | tonne | 4.5899 | 0.0045899 | 0 | 0
| Aggregate, Recycled, 20 MM CLASS 1 RUBBLE– BASE COURSE (ResourceCo) (Australia) | tonne | 4.4283 | 0.0044283 | 0 | 0
| Aggregate, RECYCLED AGGREGATE PRODUCTS (City Circle Recycling Pty. Ltd.) (Australia) | tonne | 0.95817 | 0.00095817 | 0 | 0
| Aggregate, CLASS 3 20 MM RECYCLED CONCRETE (ResourceCo) (Australia) | tonne | 0.94687 | 0.00094687 | 0 | 0
| Aggregate, CLASS 4 RECYCLED CONCRETE (ResourceCo) (Australia) | tonne | 0.75325 | 0.00075325 | 0 | 0

## Reinforcing_steel
Steel, reinforcing | [6 empty] | Additional
Sub-category description: | Steel used to reinforce concrete structures as named in the material category. | [7 empty] | Annual output | unit | weighting | Comment | Reference for output value
[8 empty] | Australian sourced reo | 6.09 | Mt | 82.52% | based on total steel flows | https://www.worldsteel.org/en/dam/jcr:66fed386-fd0b-485e-aa23-b8a5e7533435/Position_paper_climate_2018.pdf
Qualitative assessment: | Good coverage of domestic manufacture. Average EF compares well against other emission factors. Weighted average possible based on output. International EPDs represent known suppliers into Australia market i.e. Singapore/India but no South Korea or China EPDs. Not enough information to break down between strand/fibre and bar/mesh. | [6 empty] | International sourced reo | 1.29 | Mt | 17.48% | based on total steel flows | https://www.worldsteel.org/en/dam/jcr:66fed386-fd0b-485e-aa23-b8a5e7533435/Position_paper_climate_2018.pdf
Geographical rating | Tier 2 | [7 empty] | 7.38 | Mt
EF source data rating | Tier 1
Market coverage rating | Tier 1 | [6 empty] | Australian average | 1531.8971 | 1.5319 | 0 | 0
TOTAL | Tier 2 | [6 empty] | International example | 1254.3905 | 1.2544 | 0 | 0
[8 empty] | Weighted average | 1483.3898 | 1.4834 | 0 | 0
Notes: | Broad definition of reinforcing steel that includes a mixture of reinforcing bars, mesh, fibre, cages and strand products
Data sources and statistics:
|  |  | Upfront carbon emissions |  | Upfront carbon storage
| Steel, reinforcing | Declared unit | Upfront carbon emissions (kg CO2e/quantity) | Upfront carbon emissions (kg CO2e/kg) | Upfront carbon storage (kg CO2e/quantity) | Upfront carbon storage (kg CO2e/kg)
|  | Quantity | tonne | kg | tonne | kg
|  | Max | 3480.389 | 3.4804 | 0 | 0
|  | Min | 309 | 0.309 | 0 | 0
|  | Average (Weighted) | 1483.3898 | 1.4834 | 0 | 0
|  | Average | 1670 | 1.67 | 0 | 0
List
| Steel, Reinforcing bar, Steel reinforcement, recycled, bar (ARC), Australia | tonne | 1670 | 1.67 | 0 | 0
| Steel, Reinforcing mesh, Steel reinforcement, recycled, mesh (ARC) , Australia | tonne | 2060 | 2.06 | 0 | 0
| Steel, Reinforcing Prefabricated cages , Steel, Prefabricated cages, (Ausreo), Australia | tonne | 1660 | 1.66 | 0 | 0
| Steel, Reinforcing bar, Steel, Bars, (Ausreo), Australia | tonne | 1660 | 1.66 | 0 | 0
| Steel, reinforcing, Steel reinforcing bar/coil (NatSteel) (Global) | tonne | 490 | 0.49 | 0 | 0
| Steel, Reinforcing, Carbon steel reinforcing bar (sector average) - maximum (Carbon steel reinforcing bar) (Global) | tonne | 951 | 0.951 | 0 | 0
| Steel, Reinforcing, Carbon steel reinforcing bar (sector average) - minimum (Carbon steel reinforcing bar) (Global) | tonne | 309 | 0.309 | 0 | 0
| Steel, Reinforcing wire, Prestressed Concrete Steel Wire Strand (Siam Industrial Wire Co. Ltd) (Global) | tonne | 2210.479 | 2.2105 | 0 | 0
| Steel, Reinforcing, Average reinforcement steel bars (Jindal) (India, Global) | tonne | 3480.389 | 3.4804 | 0 | 0
| Steel, Reinforcing, Steel Rebar (Raajratna) (India, Global) | tonne | 2786.37 | 2.7864 | 0 | 0
| Steel, Reinforcing strand, PC Strand (Galcore) (Global) | tonne | 1847.38 | 1.8474 | 0 | 0
| Steel, Reinforcing strand, Multi-strand post-tensioning system anchorage Type GC (VSL International Ltd.) (Global) | tonne | 2240.1 | 2.2401 | 0 | 0
| Steel, Reinforcing, Reinforcing steel in bars and coils (Sidenor) (Greece, Global) | tonne | 658.778 | 0.65878 | 0 | 0
| Steel, reinforcing, Steel reinforcement products for concrete (Denmark) (Celsa Steel Service A/S) (Global) | tonne | 445.063 | 0.44506 | 0 | 0
| Steel, reinforcing, Carbon steel reinforcing bar (secondary production route - scrap) (Conares Steel) (Global) | tonne | 964 | 0.964 | 0 | 0
| Steel, reinforcing, Carbon steel reinforcing bar (secondary production route - scrap) (Kaptan Group) (Global) | tonne | 738.899 | 0.7389 | 0 | 0
| Steel, reinforcing, HOT ROLLED STEEL REINFORCING STEEL IN BARS AND COILS (Pittini Group) (Global) | tonne | 689.4621 | 0.68946 | 0 | 0
| Steel, reinforcing, Reinforcing steel in Bars (Rebars) (ArcelorMittal Europe) (Global) | tonne | 818 | 0.818 | 0 | 0
| Steel, reinforcing, Dramix® Steel fibres for Concrete Reinforcement Bekaert (Bekaert) (Global) | tonne | 707.919 | 0.70792 | 0 | 0
| Steel, reinforcing, Dramix® Steel fibers for Concrete Reinforcement Karawang (Karawang) (Global) | tonne | 1489.3 | 1.4893 | 0 | 0
| Steel, reinforcing, 1 tonne steel reinforcing bar/coil (NatSteel Holdings Pty Ltd) (Global) | tonne | 490 | 0.49 | 0 | 0
| Steel, reinforcing, High tensile prestressing steel wire and strand for the prestressing of concrete (Primary production route - Iron ore) (Silvery Dragon Prestressed Materials Co., Ltd) (Global) | tonne | 2492.146 | 2.4921 | 0 | 0
| Steel, reinforcing, Carbon Steel Reinforcing Bar (secondary production route - scrap) (TATA Steel Manufacturing (Thailand)) (Global) | tonne | 950.13 | 0.95013 | 0 | 0
| Steel, reinforcing, Rebar (Wei Chih Steel) (Global, Taiwan) | tonne | 960 | 0.96 | 0 | 0
| Steel, reinforcing, Steel Bars and Coil for Concrete Reinforced (Tung Ho Steel Enterprise Group) (Global) | tonne | 1183.465 | 1.1835 | 0 | 0
| Steel, reinforcing, Carbon steel reinforcing bar (secondary production route - scrap) (SN Seixal - Siderurgica Nacional S.A) (Global) | tonne | 402.196 | 0.4022 | 0 | 0
| Steel, reinforcing, Carbon steel reinforcing bar (secondary production route - scrap) (Kroman Celik Sanayii A.S) (Global) | tonne | 825.334 | 0.82533 | 0 | 0
| Steel, reinforcing, Carbon steel reinforcing bar (secondary production route - scrap) (Diler Demir Celik Endustri ve Ticaret A.S) (Global) | tonne | 951.232 | 0.95123 | 0 | 0
| Steel, reinforcing, Carbon steel reinforcing bar (ArcelorMittal Kryvyi Rih) (Global) | tonne | 2540.335 | 2.5403 | 0 | 0
| Steel, reinforcing, Carbon steel reinforcing bar (Direct Reduced Iron production route) (Qatar Steel Company (QPSC)) (Global) | tonne | 2023.055 | 2.0231 | 0 | 0
| Steel, reinforcing, Carbon steel reinforcing bar (secondary production route - scrap) (Ekinciler Demir ve Celik San. A.S) (Global) | tonne | 799.261 | 0.79926 | 0 | 0
| Steel, reinforcing, Coil rebar (Dongkuk Steel) (Global) | tonne | 1338.985 | 1.339 | 0 | 0
| Steel, reinforcing, Carbon steel reinforcing bar (secondary production route - scrap) (ICDAS Celik Enerji Tersane ve Ulasim Sanayi A.S.) (Global) | tonne | 850.298 | 0.8503 | 0 | 0
| Steel, reinforcing, Carbon steel reinforcing bar (Direct Reduced Iron production route) (Jindal Shadeed Iron and Steel LLC) (Global) | tonne | 1640 | 1.64 | 0 | 0
| Steel, reinforcing, Carbon steel reinforcing bar (secondary production route - scrap) (Conares Metal Supply Ltd) (Global) | tonne | 940.862 | 0.94086 | 0 | 0
| Steel, reinforcing, Carbon steel reinforcing bar (secondary production route - scrap) (HABAS A.S.) (Global) | tonne | 940.132 | 0.94013 | 0 | 0
| Steel, reinforcing, TMT Rebar (100% Recycled Scrap) (Jindal Steel & Power) (Global) | tonne | 445 | 0.445 | 0 | 0
| Steel, reinforcing, Carbon Steel reinforcing bars from the primary production route (Iron Ore/Blast Furnace) and the secondary production (Shiu Wing Steel Ltd) (Global) | tonne | 2050.708 | 2.0507 | 0 | 0
| Reinforcing steel, Steel Reinforcing Bar (Stride Reinforcement Pty Ltd) (Australia) | tonne | 1527.1201 | 1.5271 | 0 | 0
| Reinforcing steel, Steel deformed Reinforcing Bar (Reozone) (Australia) | tonne | 1110 | 1.11 | 0 | 0
| Steel, Fabricated Steel Reinforcement Products (Cut & Bent Rebar and Prefabricated Cages) Single Source Material Only from CELSA UK (F Brazil Reinforcements Ltd) (UK) | tonne | 473 | 0.473 | 0 | 0
| Steel, Steel reinforcing wire (InfraBuild Australia Pty Ltd) (Australia) | tonne | 2808.106 | 2.8081 | 0 | 0
| Steel, Steel reinforcing bar, Merchant bar (InfraBuild Australia Pty Ltd) (Australia) | tonne | 925.56 | 0.92556 | 0 | 0
| Steel, Steel reinforcing bar (Stride Reinforcement Pty Ltd) (Australia) | tonne | 1523.74 | 1.5237 | 0 | 0
| Steel, reinforcing, SENSE 600® TrenchMesh (InfraBuild Australia Pty Ltd) (Australia) | tonne | 1119.11 | 1.1191 | 0 | 0
| Steel, reinforcing, Grade 500 Reinforcing Mesh (InfraBuild Australia Pty Ltd) (Australia) | tonne | 1947.79 | 1.9478 | 0 | 0
| Steel, reinforcing, Reinforcing Rod (InfraBuild Australia Pty Ltd) (Australia) | tonne | 1716.84 | 1.7168 | 0 | 0
| Steel, reinforcing, SENSE 600® reinforcing bar (InfraBuild Australia Pty Ltd) (Australia) | tonne | 982.81 | 0.98281 | 0 | 0
| Steel, reinforcing, 500E reinforcing bar (InfraBuild Australia Pty Ltd) (Australia) | tonne | 1048.37 | 1.0484 | 0 | 0
| Steel, reinforcing, Reinforcing Bar (500N) (InfraBuild Australia Pty Ltd) (Australia) | tonne | 1219.01 | 1.219 | 0 | 0

## Roller_Door
Roller door
Sub-category description: | Roller door (i.e. sectional door or garage door) including all elements steel, electrical drives etc.
Qualitative assessment: | One representative product. International EPD. No Australasian EPDs.
Geographical rating | Tier 4
EF source data rating | Tier 1
Market coverage rating | Tier 4
TOTAL | Tier 4
Notes:
Data sources and statistics: | Electrical componentry not possible to model in window/door calculator.
|  |  | Upfront carbon emissions |  | Upfront carbon storage
| Roller door | Declared unit | Upfront carbon emissions (kg CO2e/quantity) | Upfront carbon emissions (kg CO2e/kg) | Upfront carbon storage (kg CO2e/quantity) | Upfront carbon storage (kg CO2e/kg)
|  | Quantity | m² | kg | m² | kg
|  | Max | 110 | 4.7222 | 0 | 0
|  | Min | 96.7 | 3.2566 | 0 | 0
|  | Average | 103.35 | 3.9894 | 0 | 0
List
| Roller doors, Sectional door 601 - full vision (Loading Systems) (Europe) | m² | 110 | 4.7222 | 0 | 0
| Roller doors, Sectional door 601 (Loading Systems) (Europe) | m² | 96.7 | 3.2566 | 0 | 0

## Roof_Tiles_Clay
Roof tiles - clay
Sub-category description: | Clay and terracotta roof tiles.
Qualitative assessment: | No Aus EPDs. Limited international market representation i.e. one Turkish product with EPD believed to be entering Aus market (facades workshop 12/23). Limited number of product EPDs. Terracotta tiles are made of Australian clay - CSR Monier.
Geographical rating | Tier 4
EF source data rating | Tier 1
Market coverage rating | Tier 4
TOTAL | Tier 4
Notes:
Data sources and statistics:
|  |  | Upfront carbon emissions |  | Upfront carbon storage
| Roof tiles - clay | Declared unit | Upfront carbon emissions (kg CO2e/quantity) | Upfront carbon emissions (kg CO2e/kg) | Upfront carbon storage (kg CO2e/quantity) | Upfront carbon storage (kg CO2e/kg)
|  | Quantity | tonne | kg | tonne | kg
|  | Max | 568.144 | 0.56814 | 0 | 0
|  | Min | 47.8321 | 0.047832 | 0 | 0
|  | Average | 310.2498 | 0.31025 | 0 | 0
List
| Roof tiles - clay, Terracotta tiles (Sahtas) (Turkey) | tonne | 568.144 | 0.56814 | 0 | 0
| Roof tiles - clay, Tile (Prayag Clay Products Limited (PCPL) (Global) | tonne | 47.8321 | 0.047832 | 0 | 0
| Roof tiles - clay, Clay roofing tile (BMI Sverige AB) (Sweden) | tonne | 314.7733 | 0.31477 | 0 | 0

## Rubber_flooring
Rubber flooring
Sub-category description: | Rubber flooring.
Qualitative assessment: | No Australasian EPDs. 1 International EPD. Unknown how large or diverse products on market are. Reasonable number of products.
Geographical rating | Tier 4
EF source data rating | Tier 1
Market coverage rating | Tier 4
TOTAL | Tier 4
Notes:
Data sources and statistics:
|  |  | Upfront carbon emissions |  | Upfront carbon storage
| Rubber flooring | Declared unit | Upfront carbon emissions (kg CO2e/quantity) | Upfront carbon emissions (kg CO2e/kg) | Upfront carbon storage (kg CO2e/quantity) | Upfront carbon storage (kg CO2e/kg)
|  | Quantity | m² | kg | m² | kg
|  | Max | 16.219 | 8.5363 | 0 | 0
|  | Min | 0.37834 | 0.42994 | 0 | 0
|  | Average | 8.6864 | 3.9445 | 0 | 0
List
| Rubber floor, FLEXXER Resilient rubber flooring 2cm thick (NAR Kauçuk ve Zemin Sistemleri SAN. TİC. A.Ş.) (Turkey) | m² | 16.219 | 8.5363 | 0 | 0
| Rubbing Flooring, Granito Rubber Flooring Technology Resilient Floor Covering (Artigo) (US/Europe/Global) | m² | 9.462 | 2.8673 | 0 | 0
| Rubber Floor, REGUPOL rolls and sheets (REGUPOL BSW GmbH) (Global) | m² | 0.37834 | 0.42994 | 0 | 0

## Stabilised_sand
Stabilised sand
Sub-category description: | Sand used as fill or for stabilsation purposes, including various rates of stabliser inclusion from 7% to 25%.
Qualitative assessment: | Multiple suppliers, multiple products. Australasian EPDs. Unknown market.
Geographical rating | Tier 1
EF source data rating | Tier 1
Market coverage rating | Tier 2
TOTAL | Tier 2
Notes:
Data sources and statistics:
|  |  | Upfront carbon emissions |  | Upfront carbon storage
| Stabilised sand | Declared unit | Upfront carbon emissions (kg CO2e/quantity) | Upfront carbon emissions (kg CO2e/kg) | Upfront carbon storage (kg CO2e/quantity) | Upfront carbon storage (kg CO2e/kg)
|  | Quantity | m³ | kg | m³ | kg
|  | Max | 344 | 0.19657 | 0 | 0
|  | Min | 67.8 | 0.038743 | 0 | 0
|  | Average | 184.6307 | 0.10479 | 0 | 0
List
| Concrete, ? MPa, in-situ, no reinforcement, (Stabilised Sand 12:1) (Adbri) (QLD) | m³ | 101.0754 | 0.042115 | 0 | 0
| Concrete, Stabilised Sand, in-situ, no reinforcement, Pre-mix Concrete STABILISED SAND 14:1 (Boral) (ACT), (Canberra) STABILISED SAND 14:1 | m³ | 117 | 0.066857 | 0 | 0
| Concrete, Stabilised Sand, in-situ, no reinforcement, Pre-mix Concrete STABILISED SAND 8:1 (Boral) (ACT), (Canberra) STABILISED SAND 8:1 | m³ | 188 | 0.10743 | 0 | 0
| Concrete, Stabilised Sand, in-situ, no reinforcement, Pre-mix Concrete STABILISED SAND 4:1 (Boral) (ACT), (Canberra) STABILISED SAND 4:1 | m³ | 318 | 0.18171 | 0 | 0
| Concrete, Stabilised Sand, in-situ, no reinforcement, Pre-mix Concrete STABILISED SAND 8:1 (Boral) (NSW), (Newcastle) STABILISED SAND 8:1 | m³ | 123 | 0.070286 | 0 | 0
| Concrete, Stabilised Sand, in-situ, no reinforcement, Pre-mix Concrete STABILISED SAND 4:1 (Boral) (NSW), (Newcastle) STABILISED SAND 4:1 | m³ | 210 | 0.12 | 0 | 0
| Concrete, ? MPa, in-situ, no reinforcement, Pre-mix Concrete STABILISED SAND 4:1 (Boral) (NSW), (Sydney) STABILISED SAND 4:1 | m³ | 172 | 0.098286 | 0 | 0
| Concrete, Stabilised Sand, in-situ, no reinforcement, Pre-mix Concrete STABILISED SAND 8:1 (Boral) (NSW), (Wollongong) STABILISED SAND 8:1 | m³ | 185 | 0.10571 | 0 | 0
| Concrete, Stabilised Sand, in-situ, no reinforcement, Pre-mix Concrete STABILISED SAND 4:1 (Boral) (NSW), (Wollongong) STABILISED SAND 4:1 | m³ | 314 | 0.17943 | 0 | 0
| Concrete, Stabilised sand MPa, in-situ, no reinforcement, SS1100, Special Class (WA Premix) (WA), (Perth) | m³ | 124 | 0.070857 | 0 | 0
| Concrete, Stabilised sand MPa, in-situ, no reinforcement, SS1150, Special Class (WA Premix) (WA), (Perth) | m³ | 179 | 0.10229 | 0 | 0
| Concrete, Stabilised sand MPa, in-situ, no reinforcement, SS1250, Special Class (WA Premix) (WA), (Perth) | m³ | 289 | 0.16514 | 0 | 0
| Concrete, Stabilised sand MPa, in-situ, no reinforcement, SS1300, Special Class (WA Premix) (WA), (Perth) | m³ | 344 | 0.19657 | 0 | 0
| Concrete, Stabilised sand MPa, in-situ, no reinforcement, SS2065, Special Class (WA Premix) (WA), (Perth) | m³ | 67.8 | 0.038743 | 0 | 0
| Concrete, Stabilised sand MPa, in-situ, no reinforcement, SS2110, Special Class (WA Premix) (WA), (Perth) | m³ | 108 | 0.061714 | 0 | 0
| Concrete, Stabilised sand MPa, in-situ, no reinforcement, SS2150, Special Class (WA Premix) (WA), (Perth) | m³ | 138 | 0.078857 | 0 | 0
| Concrete, Stabilised sand MPa, in-situ, no reinforcement, SS2250, Special Class (WA Premix) (WA), (Perth) | m³ | 221 | 0.12629 | 0 | 0
| Concrete, Stabilised sand MPa, in-situ, no reinforcement, SS2300, Special Class (WA Premix) (WA), (Perth) | m³ | 267 | 0.15257 | 0 | 0
| Concrete, Sta MPa, NO FINES 6:1 (Concrite) (NSW) (Sydney Region, NSW) | m³ | 182 | 0.104 | 0 | 0
| Concrete, Sta MPa, Stabilised Sand 14:1 (Concrite) (NSW) (Sydney Region, NSW) | m³ | 83 | 0.047429 | 0 | 0
| Concrete, Sta MPa, Stabilised Sand 4:1 (Concrite) (NSW) (Sydney Region, NSW) | m³ | 210 | 0.12 | 0 | 0
| Concrete, Sta MPa, Stabilised Sand 8:1 (Concrite) (NSW) (Sydney Region, NSW) | m³ | 121 | 0.069143 | 0 | 0

## Stainless_steel
Stainless steel
Sub-category description: | All stainless steel.
Qualitative assessment: | No Australian based suppliers. Though Australian market is believed to be all imports (no local manufacture). China biggest manufacturer and exporter globally. Do not have a representative EPD. Unsure whether these EPDs, mostly Europe, represent supply into Australia. Poor representation of the market.
Geographical rating | Tier 4
EF source data rating | Tier 1
Market coverage rating | Tier 4
TOTAL | Tier 4
Notes:
Data sources and statistics:
|  |  | Upfront carbon emissions |  | Upfront carbon storage
| Stainless steel | Declared unit | Upfront carbon emissions (kg CO2e/quantity) | Upfront carbon emissions (kg CO2e/kg) | Upfront carbon storage (kg CO2e/quantity) | Upfront carbon storage (kg CO2e/kg)
|  | Quantity | tonne | kg | tonne | kg
|  | Max | 4990 | 4.99 | 0 | 0
|  | Min | 2800 | 2.8 | 0 | 0
|  | Average | 3509.0008 | 3.509 | 0 | 0
List
| Stainless steel, Stainless steel long and tube products (BE group) (Global) | tonne | 3706.5 | 3.7065 | 0 | 0
| Stainless steel, Stainless steel long and tube products (BE group) (Europe) | tonne | 3706.5 | 3.7065 | 0 | 0
| Stainless steel, Flat, Stainless steel - Cold rolled (Acerinox) (Europe) | tonne | 2802.48 | 2.8025 | 0 | 0
| Stainless steel, Flat, Stainless steel - Hot rolled austenitic stainless steel (Acerinox ) (Europe) | tonne | 2832.35 | 2.8323 | 0 | 0
| Stainless steel, Flat, Stainless steel - ferritic stainless steel hot rolling (Acerinox ) (Europe) | tonne | 2810.37 | 2.8104 | 0 | 0
| Stainless steel, Stainless steel reinforcing bar (Rebarinox) (Europe) | tonne | 4990 | 4.99 | 0 | 0
| Stainless steel, Flat, Stainless steel - Hot rolled (Marcegaglia Specialties S.p.A.) (Europe) | tonne | 3860 | 3.86 | 0 | 0
| Stainless steel, Flat, Stainless steel - Cold rolled (Marcegaglia Specialties S.p.A.) (Europe) | tonne | 4750 | 4.75 | 0 | 0
| Stainless steel, Flat, Cold rolled Stainless Steel (Outokumpu Oyj) (Global) | tonne | 3180 | 3.18 | 0 | 0
| Stainless steel, Flat, Hot rolled Stainless Steel Duplex (Outokumpu Oyj) (Global) | tonne | 2800 | 2.8 | 0 | 0
| Stainless steel, Flat, Stainless steel flat products (BE group) (Europe) | tonne | 3868.93 | 3.8689 | 0 | 0
| Stainless steel, Flat, Cold-rolled Ferritic stainless steel (Acerinox ) (Europe) | tonne | 2800.88 | 2.8009 | 0 | 0

## Steel_cladding_metallic
Steel cladding - metallic coat
Sub-category description: | Steel cladding with a metallic coating including all base metal thicknesses (BMT) from 0.3 mm to 2.9mm. Based on m2 of flat material, with no allowance for overlap.
Qualitative assessment: | 3 big suppliers - Australian EPD data and Indian EPD data. Good spread of products Market dominated by BlueScope; other EPDs used confirmed to be sold in Australia (industry consultation)
Geographical rating | Tier 1
EF source data rating | Tier 1
Market coverage rating | Tier 1
TOTAL | Tier 1
Notes: | Important to consider in the context of base metal thickness (BMT) and size of sheet, not cladding area (shape of sheet i.e. corrugation and overlapping means area of sheet is more than area to be clad). Recommended to use kg CO2e/kg EF when BMT and mass is known. These emission factors are based on m2 of flat material, with no allowance for overlap. Therefore, you may need to do a quantity conversion to include an allowance for corrugation and overlap between sheets. To find the corrugation height profile and required overlap, check the product information, or check with the product supplier. If no information can be found, use a default of 15% for corrugation and 10% for overlap.
Data sources and statistics:
|  |  | Upfront carbon emissions |  | Upfront carbon storage
| Steel cladding - metallic coat | Declared unit | Upfront carbon emissions (kg CO2e/quantity) | Upfront carbon emissions (kg CO2e/kg) | Upfront carbon storage (kg CO2e/quantity) | Upfront carbon storage (kg CO2e/kg)
|  | Quantity | m² | kg | m² | kg
|  | Max | 62.708 | 5.0147 | 0 | 0
|  | Min | 8.4 | 2.7205 | 0 | 0
|  | Average | 19.3602 | 3.1184 | 0 | 0
List
| Steel, Steel cladding - metallic coated, ZINCALUME® steel in 1.20mm base material thickness (BMT), incl. rollforming (Bluescope) | m² | 28 | 2.9319 | 0 | 0
| Steel, Steel cladding - metallic coated, ZINCALUME® steel in 1.15mm base material thickness (BMT), incl. rollforming (Bluescope) | m² | 27 | 2.9476 | 0 | 0
| Steel, Steel cladding - metallic coated, ZINCALUME® steel in 1.00mm base material thickness (BMT), incl. rollforming (Bluescope) | m² | 23.7 | 2.9699 | 0 | 0
| Steel, Steel cladding - metallic coated, ZINCALUME® steel in 0.95mm base material thickness (BMT), incl. rollforming (Bluescope) | m² | 22.7 | 2.9908 | 0 | 0
| Steel, Steel cladding - metallic coated, ZINCALUME® steel in 0.75mm base material thickness (BMT), incl. rollforming (Bluescope) | m² | 18.4 | 3.0565 | 0 | 0
| Steel, Steel cladding - metallic coated, ZINCALUME® steel in 0.70mm base material thickness (BMT), incl. rollforming (Bluescope) | m² | 17.3 | 3.0728 | 0 | 0
| Steel, Steel cladding - metallic coated, ZINCALUME® steel in 0.60mm base material thickness (BMT), incl. rollforming (Bluescope) | m² | 15.2 | 3.1405 | 0 | 0
| Steel, Steel cladding - metallic coated, ZINCALUME® steel in 0.55mm base material thickness (BMT), incl. rollforming (Bluescope) | m² | 14.1 | 3.1685 | 0 | 0
| Steel, Steel cladding - metallic coated, ZINCALUME® steel in 0.50mm base material thickness (BMT), incl. rollforming (Bluescope) | m² | 13 | 3.202 | 0 | 0
| Steel, Steel cladding - metallic coated, ZINCALUME® steel in 0.48mm base material thickness (BMT), incl. rollforming (Bluescope) | m² | 12.6 | 3.2308 | 0 | 0
| Steel, Steel cladding - metallic coated, ZINCALUME® steel in 0.42mm base material thickness (BMT), incl. rollforming (Bluescope) | m² | 11.3 | 3.2945 | 0 | 0
| Steel, Steel cladding - metallic coated, ZINCALUME® steel in 0.38mm base material thickness (BMT), incl. rollforming (Bluescope) | m² | 10.4 | 3.3333 | 0 | 0
| Steel, Steel cladding - metallic coated, ZINCALUME® steel in 0.40mm base material thickness (BMT), incl. rollforming (Bluescope) | m² | 10.9 | 3.3333 | 0 | 0
| Steel, Steel cladding - metallic coated, ZINCALUME® steel in 0.35mm base material thickness (BMT), incl. rollforming (Bluescope) | m² | 9.8 | 3.4028 | 0 | 0
| Steel, Steel cladding - metallic coated, ZINCALUME® steel in 0.30mm base material thickness (BMT), incl. rollforming (Bluescope) | m² | 8.73 | 3.506 | 0 | 0
| Steel cladding - metallic coated, Galvanised steel product (JSW Steel) (Global) | m² | 16.3982 | 5.0147 | 0 | 0
| Steel, Steel cladding - metallic coated, GALVABOND® steel with a zinc coating class of Z100 in 0.37mm base metal thickness (BMT) (Bluescope) | m² | 9.81 | 3.2164 | 0 | 0
| Steel, Steel cladding - metallic coated, GALVABOND® steel with a zinc coating class of Z100 in 0.40mm base metal thickness (BMT) (Bluescope) | m² | 10.4 | 3.1707 | 0 | 0
| Steel, Steel cladding - metallic coated, GALVABOND® steel with a zinc coating class of Z275 in 0.40mm base metal thickness (BMT) (Bluescope) | m² | 11.4 | 3.3333 | 0 | 0
| Steel, Steel cladding - metallic coated, GALVABOND® steel with a zinc coating class of Z100 in 0.45mm base metal thickness (BMT) (Bluescope) | m² | 11.4 | 3.0978 | 0 | 0
| Steel, Steel cladding - metallic coated, GALVABOND® steel with a zinc coating class of Z100 in 0.50mm base metal thickness (BMT) (Bluescope) | m² | 12.5 | 3.0713 | 0 | 0
| Steel, Steel cladding - metallic coated, GALVABOND® steel with a zinc coating class of Z200 in 0.40mm base metal thickness (BMT) (Bluescope) | m² | 10.6 | 3.1642 | 0 | 0
| Steel, Steel cladding - metallic coated, GALVABOND® steel with a zinc coating class of Z275 in 0.50mm base metal thickness (BMT) (Bluescope) | m² | 13.5 | 3.2067 | 0 | 0
| Steel, Steel cladding - metallic coated, GALVABOND® steel with a zinc coating class of Z100 in 0.55mm base metal thickness (BMT) (Bluescope) | m² | 13.5 | 3.0269 | 0 | 0
| Steel, Steel cladding - metallic coated, GALVABOND® steel with a zinc coating class of Z275 in 0.55mm base metal thickness (BMT) (Bluescope) | m² | 14.5 | 3.1522 | 0 | 0
| Steel, Steel cladding - metallic coated, GALVABOND® steel with a zinc coating class of Z275 in 0.60mm base metal thickness (BMT) (Bluescope) | m² | 15.5 | 3.1062 | 0 | 0
| Steel, Steel cladding - metallic coated, GALVABOND® steel with a zinc coating class of Z200 in 0.50mm base metal thickness (BMT) (Bluescope) | m² | 12.7 | 3.0751 | 0 | 0
| Steel, Steel cladding - metallic coated, GALVABOND® steel with a zinc coating class of Z200 in 0.55mm base metal thickness (BMT) (Bluescope) | m² | 13.7 | 3.031 | 0 | 0
| Steel, Steel cladding - metallic coated, GALVABOND® steel with a zinc coating class of Z100 in 0.70mm base metal thickness (BMT) (Bluescope) | m² | 16.6 | 2.9433 | 0 | 0
| Steel, Steel cladding - metallic coated, GALVABOND® steel with a zinc coating class of Z275 in 0.70mm base metal thickness (BMT) (Bluescope) | m² | 17.6 | 3.045 | 0 | 0
| Steel, Steel cladding - metallic coated, GALVABOND® steel with a zinc coating class of Z100 in 0.75mm base metal thickness (BMT) (Bluescope) | m² | 17.6 | 2.9187 | 0 | 0
| Steel, Steel cladding - metallic coated, GALVABOND® steel with a zinc coating class of Z275 in 0.75mm base metal thickness (BMT) (Bluescope) | m² | 18.6 | 3.0146 | 0 | 0
| Steel, Steel cladding - metallic coated, ZINCALUME® steel in 0.30mm base material thickness (BMT) (Bluescope) | m² | 8.4 | 3.3735 | 0 | 0
| Steel, Steel cladding - metallic coated, GALVABOND® steel with a zinc coating class of Z275 in 0.80mm base metal thickness (BMT) (Bluescope) | m² | 19.6 | 2.9878 | 0 | 0
| Steel, Steel cladding - metallic coated, GALVABOND® steel with a zinc coating class of Z275 in 0.85mm base metal thickness (BMT) (Bluescope) | m² | 20.6 | 2.964 | 0 | 0
| Steel, Steel cladding - metallic coated, ZINCALUME® steel in 0.35mm base material thickness (BMT) (Bluescope) | m² | 9.43 | 3.2743 | 0 | 0
| Steel, Steel cladding - metallic coated, GALVABOND® steel with a zinc coating class of Z275 in 0.90mm base metal thickness (BMT) (Bluescope) | m² | 21.7 | 2.9524 | 0 | 0
| Steel, Steel cladding - metallic coated, GALVABOND® steel with a zinc coating class of Z275 in 0.95mm base metal thickness (BMT) (Bluescope) | m² | 22.7 | 2.9328 | 0 | 0
| Steel, Steel cladding - metallic coated, ZINCALUME® steel in 0.38mm base material thickness (BMT) (Bluescope) | m² | 10 | 3.2051 | 0 | 0
| Steel, Steel cladding - metallic coated, GALVABOND® steel with a zinc coating class of Z100 in 1.00mm base metal thickness (BMT) (Bluescope) | m² | 22.7 | 2.8411 | 0 | 0
| Steel, Steel cladding - metallic coated, GALVABOND® steel with a zinc coating class of Z275 in 1.00mm base metal thickness (BMT) (Bluescope) | m² | 23.7 | 2.9151 | 0 | 0
| Steel, Steel cladding - metallic coated, ZINCALUME® steel in 0.40mm base material thickness (BMT) (Bluescope) | m² | 10.5 | 3.211 | 0 | 0
| Steel, Steel cladding - metallic coated, ZINCALUME® steel in 0.42mm base material thickness (BMT) (Bluescope) | m² | 10.9 | 3.1778 | 0 | 0
| Steel, Steel cladding - metallic coated, GALVABOND® steel with a zinc coating class of Z275 in 1.10mm base metal thickness (BMT) (Bluescope) | m² | 25.8 | 2.8924 | 0 | 0
| Steel, Steel cladding - metallic coated, GALVABOND® steel with a zinc coating class of Z275 in 1.15mm base metal thickness (BMT) (Bluescope) | m² | 26.8 | 2.8786 | 0 | 0
| Steel, Steel cladding - metallic coated, ZINCALUME® steel in 0.48mm base material thickness (BMT) (Bluescope) | m² | 12.1 | 3.1026 | 0 | 0
| Steel, Steel cladding - metallic coated, GALVABOND® steel with a zinc coating class of Z275 in 1.20mm base metal thickness (BMT) (Bluescope) | m² | 27.8 | 2.866 | 0 | 0
| Steel, Steel cladding - metallic coated, ZINCALUME® steel in 0.50mm base material thickness (BMT) (Bluescope) | m² | 12.5 | 3.0788 | 0 | 0
| Steel, Steel cladding - metallic coated, ZINCALUME® steel in 0.55mm base material thickness (BMT) (Bluescope) | m² | 13.5 | 3.0337 | 0 | 0
| Steel, Steel cladding - metallic coated, ZINCALUME® steel in 0.60mm base material thickness (BMT) (Bluescope) | m² | 14.6 | 3.0165 | 0 | 0
| Steel, Steel cladding - metallic coated, GALVABOND® steel with a zinc coating class of Z275 in 1.50mm base metal thickness (BMT) (Bluescope) | m² | 34 | 2.8192 | 0 | 0
| Steel, Steel cladding - metallic coated, GALVABOND® steel with a zinc coating class of Z275 in 1.55mm base metal thickness (BMT) (Bluescope) | m² | 35 | 2.8112 | 0 | 0
| Steel, Steel cladding - metallic coated, GALVABOND® steel with a zinc coating class of Z275 in 1.60mm base metal thickness (BMT) (Bluescope) | m² | 36 | 2.8037 | 0 | 0
| Steel, Steel cladding - metallic coated, GALVABOND® steel with a zinc coating class of Z200 in 1.40mm base metal thickness (BMT) (Bluescope) | m² | 31.2004 | 2.7858 | 0 | 0
| Steel, Steel cladding - metallic coated, GALVABOND® steel with a zinc coating class of Z275 in 1.90mm base metal thickness (BMT) (Bluescope) | m² | 42.2017 | 2.7764 | 0 | 0
| Steel, Steel cladding - metallic coated, GALVABOND® steel with a zinc coating class of Z275 in 1.95mm base metal thickness (BMT) (Bluescope) | m² | 43.202 | 2.7711 | 0 | 0
| Steel, Steel cladding - metallic coated, GALVABOND® steel with a zinc coating class of Z275 in 2.40mm base metal thickness (BMT) (Bluescope) | m² | 52.5049 | 2.7461 | 0 | 0
| Steel, Steel cladding - metallic coated, GALVABOND® steel with a zinc coating class of Z275 in 2.90mm base metal thickness (BMT) (Bluescope) | m² | 62.708 | 2.7205 | 0 | 0
| Steel, Steel cladding - metallic coated, ZINCALUME® steel in 0.70mm base material thickness (BMT) (Bluescope) | m² | 16.6002 | 2.9485 | 0 | 0
| Steel, Steel cladding - metallic coated, ZINCALUME® steel in 0.75mm base material thickness (BMT) (Bluescope) | m² | 17.6005 | 2.9237 | 0 | 0
| Steel, Steel cladding - metallic coated, ZINCALUME® steel in 0.95mm base material thickness (BMT) (Bluescope) | m² | 21.7018 | 2.8593 | 0 | 0
| Steel, Steel cladding - metallic coated, ZINCALUME® steel in 1.00mm base material thickness (BMT) (Bluescope) | m² | 22.8021 | 2.8574 | 0 | 0
| Steel, Steel cladding - metallic coated, ZINCALUME® steel in 1.15mm base material thickness (BMT) (Bluescope) | m² | 25.803 | 2.8169 | 0 | 0
| Steel, Steel cladding - metallic coated, ZINCALUME® steel in 1.20mm base material thickness (BMT) (Bluescope) | m² | 26.9033 | 2.8171 | 0 | 0
| Steel cladding - metallic coated, Magnaflow 0.42mm - flat (Colorcote) (New Zealand) | m² | 11.7 | 3.5487 | 0 | 0
| Steel cladding - metallic coated, Magnaflow 0.48mm - flat (Colorcote) (New Zealand) | m² | 13.1 | 3.4766 | 0 | 0
| Steel cladding - painted, Zinacore 0.42mm - flat (Colorcote) (New Zealand) | m² | 14.5 | 4.3979 | 0 | 0
| Steel cladding - painted, Zinacore 0.48mm - flat (Colorcote) (New Zealand) | m² | 16.2 | 4.2994 | 0 | 0

## Steel_cladding_painted
Steel cladding - painted
Sub-category description: | Steel cladding that has been painted, including all base metal thicknesses (BMT) from 0.42 mm to 1.0 mm. Based on m2 of flat material, with no allowance for overlap.
Qualitative assessment: | 3 big suppliers - Australian EPD data and Indian EPD data. Good spread of products Market dominated by BlueScope; others confirmed to be sold in Australia (industry consultation)
Geographical rating | Tier 1
EF source data rating | Tier 1
Market coverage rating | Tier 1
TOTAL | Tier 1
Notes: | Important to consider in the context of base metal thickness (BMT) and size of sheet, not cladding area (shape of sheet i.e. corrugation and overlapping means area of sheet is more than area to be clad). Recommended to use kg CO2e/kg EF when BMT and mass is known. These emission factors are based on m2 of flat material, with no allowance for overlap. Therefore, you may need to do a quantity conversion to include an allowance for corrugation and overlap between sheets. To find the corrugation height profile and required overlap, check the product information, or check with the product supplier. If no information can be found, use a default of 15% for corrugation and 10% for overlap.
Data sources and statistics:
|  |  | Upfront carbon emissions |  | Upfront carbon storage
| Steel cladding - painted | Declared unit | Upfront carbon emissions (kg CO2e/quantity) | Upfront carbon emissions (kg CO2e/kg) | Upfront carbon storage (kg CO2e/quantity) | Upfront carbon storage (kg CO2e/kg)
|  | Quantity | m² | kg | m² | kg
|  | Max | 24.9 | 5.3782 | 0 | 0
|  | Min | 9.49 | 2.9838 | 0 | 0
|  | Average | 14.842 | 3.4701 | 0 | 0
List
| Steel, Steel cladding - painted, COLORBOND® steel in 1.00mm base metal thickness (BMT), incl. rollforming (Bluescope) | m² | 24.9 | 3.1086 | 0 | 0
| Steel, Roofing, COLORBOND® Coolmax® steel in 0.55mm base material thickness (BMT), incl. rollforming (Bluescope) | m² | 15.3 | 3.4 | 0 | 0
| Steel, Steel cladding - painted, COLORBOND® steel in 0.75mm base metal thickness (BMT), incl. rollforming (Bluescope) | m² | 19.5 | 3.2231 | 0 | 0
| Steel, Steel cladding - painted, COLORBOND® steel in 0.70mm base metal thickness (BMT), incl. rollforming (Bluescope) | m² | 18.4 | 3.2566 | 0 | 0
| Steel, Roofing, COLORBOND® Coolmax® steel in 0.48mm base material thickness (BMT), incl. rollforming (Bluescope) | m² | 13.8 | 3.4937 | 0 | 0
| Steel, Steel cladding - painted, COLORBOND® steel in 0.60mm base metal thickness (BMT), incl. rollforming (Bluescope) | m² | 16.3 | 3.347 | 0 | 0
| Steel, Roofing, COLORBOND® Coolmax® steel in 0.42mm base material thickness (BMT), incl. rollforming (Bluescope) | m² | 12.5 | 3.592 | 0 | 0
| Steel, Steel cladding - painted, COLORBOND® steel in 0.55mm base metal thickness (BMT), incl. rollforming (Bluescope) | m² | 15.2 | 3.3929 | 0 | 0
| Steel, Steel cladding - painted, COLORBOND® steel in 0.48mm base metal thickness (BMT), incl. rollforming (Bluescope) | m² | 13.7 | 3.486 | 0 | 0
| Steel, Steel cladding - painted, COLORBOND® steel in 0.45mm base metal thickness (BMT), incl. rollforming (Bluescope) | m² | 13.1 | 3.5501 | 0 | 0
| Steel, Steel cladding - painted, COLORBOND® steel in 0.42mm base metal thickness (BMT), incl. rollforming (Bluescope) | m² | 12.4 | 3.5838 | 0 | 0
| Steel, Steel cladding - painted, COLORBOND® steel in 0.40mm base metal thickness (BMT), incl. rollforming (Bluescope) | m² | 12 | 3.6364 | 0 | 0
| Steel, Steel cladding - painted, COLORBOND® steel in 0.35mm base metal thickness (BMT), incl. rollforming (Bluescope) | m² | 10.9 | 3.7457 | 0 | 0
| Steel, Steel cladding - painted, COLORBOND® steel in 0.30mm base metal thickness (BMT), incl. rollforming (Bluescope) | m² | 9.84 | 3.9203 | 0 | 0
| Steel, Roofing, COLORBOND® Coolmax® steel in 0.42mm base material thickness (BMT) (Bluescope) | m² | 12.1 | 3.477 | 0 | 0
| Steel, Steel cladding - painted, COLORBOND® steel Metallic in 0.42mm base metal thickness (BMT) (Bluescope) | m² | 12.4 | 3.5735 | 0 | 0
| Steel, Roofing, COLORBOND® Coolmax® steel in 0.48mm base material thickness (BMT) (Bluescope) | m² | 13.3 | 3.3671 | 0 | 0
| Steel, Steel cladding - painted, COLORBOND® steel Metallic in 0.48mm base metal thickness (BMT) (Bluescope) | m² | 13.7 | 3.4772 | 0 | 0
| Steel, Steel cladding - painted, COLORBOND® steel in 0.30mm base metal thickness (BMT) (Bluescope) | m² | 9.49 | 3.7809 | 0 | 0
| Steel, Roofing, COLORBOND® Coolmax® steel in 0.55mm base material thickness (BMT) (Bluescope) | m² | 14.8 | 3.2889 | 0 | 0
| Steel, Steel cladding - painted, COLORBOND® steel Metallic in 0.55mm base metal thickness (BMT) (Bluescope) | m² | 15.1 | 3.363 | 0 | 0
| Steel, Steel cladding - painted, COLORBOND® steel in 0.35mm base metal thickness (BMT) (Bluescope) | m² | 10.5 | 3.6082 | 0 | 0
| Steel, Steel cladding - painted, COLORBOND® steel Metallic in 0.60mm base metal thickness (BMT) (Bluescope) | m² | 16.1 | 3.2992 | 0 | 0
| Steel, Steel cladding - painted, COLORBOND® steel in 0.40mm base metal thickness (BMT) (Bluescope) | m² | 11.5 | 3.4848 | 0 | 0
| Steel, Steel cladding - painted, COLORBOND® steel in 0.42mm base metal thickness (BMT) (Bluescope) | m² | 12 | 3.4682 | 0 | 0
| Steel, Steel cladding - painted, COLORBOND® steel Metallic in 0.70mm base metal thickness (BMT) (Bluescope) | m² | 18.2 | 3.2099 | 0 | 0
| Steel, Steel cladding - painted, COLORBOND® steel in 0.45mm base metal thickness (BMT) (Bluescope) | m² | 12.6 | 3.4146 | 0 | 0
| Steel, Steel cladding - painted, COLORBOND® steel in 0.48mm base metal thickness (BMT) (Bluescope) | m² | 13.2 | 3.3588 | 0 | 0
| Steel, Steel cladding - painted, COLORBOND® steel Metallic in 0.75mm base metal thickness (BMT) (Bluescope) | m² | 19.2 | 3.1683 | 0 | 0
| Steel, Steel cladding - painted, COLORBOND® steel in 0.55mm base metal thickness (BMT) (Bluescope) | m² | 14.6 | 3.2589 | 0 | 0
| Steel, Steel cladding - painted, COLORBOND® Ultra steel in 0.42mm base metal thickness (BMT) (Bluescope) | m² | 12.7 | 3.6182 | 0 | 0
| Steel, Steel cladding - painted, COLORBOND® steel in 0.60mm base metal thickness (BMT) (Bluescope) | m² | 15.7 | 3.2238 | 0 | 0
| Steel, Steel cladding - painted, COLORBOND® Ultra steel in 0.48mm base metal thickness (BMT) (Bluescope) | m² | 13.9 | 3.4925 | 0 | 0
| Steel, Steel cladding - painted, COLORBOND® steel in 0.70mm base metal thickness (BMT) (Bluescope) | m² | 17.7 | 3.1327 | 0 | 0
| Steel, Steel cladding - painted, COLORBOND® Ultra steel in 0.55mm base metal thickness (BMT) (Bluescope) | m² | 15.4 | 3.3996 | 0 | 0
| Steel, Steel cladding - painted, COLORBOND® steel in 0.75mm base metal thickness (BMT) (Bluescope) | m² | 18.8 | 3.1074 | 0 | 0
| Steel, Steel cladding - painted, COLORBOND® Ultra steel in 0.60mm base metal thickness (BMT) (Bluescope) | m² | 16.4 | 3.3333 | 0 | 0
| Steel, Steel cladding - painted, COLORBOND® Ultra steel in 0.70mm base metal thickness (BMT) (Bluescope) | m² | 18.4 | 3.2281 | 0 | 0
| Steel, Steel cladding - painted, COLORBOND® Ultra steel in 0.75mm base metal thickness (BMT) (Bluescope) | m² | 19.5 | 3.1967 | 0 | 0
| Steel, Steel cladding - painted, COLORBOND® steel in 1.00mm base metal thickness (BMT) (Bluescope) | m² | 23.9 | 2.9838 | 0 | 0
| steel cladding - painted, Pre-painted galvanised steel (JSW Steel) (Global) | m² | 13.4992 | 5.3782 | 0 | 0
| steel cladding - painted, Pre-painted galvalume steel product (JSW Steel) (Global) | m² | 10.8329 | 4.3159 | 0 | 0

## Structural_steel_cold
Structural steel (cold rolled)
Sub-category description: | Steel used for structural purposes that has undergone cold-rolled steel production route.
Qualitative assessment: | Domestic sources majorty of market, though understood some is being imported. Good spread of products
Geographical rating | Tier 2
EF source data rating | Tier 1
Market coverage rating | Tier 2
TOTAL | Tier 2
Notes:
Data sources and statistics:
|  |  | Upfront carbon emissions |  | Upfront carbon storage
| Structural steel (cold rolled) | Declared unit | Upfront carbon emissions (kg CO2e/quantity) | Upfront carbon emissions (kg CO2e/kg) | Upfront carbon storage (kg CO2e/quantity) | Upfront carbon storage (kg CO2e/kg)
|  | Quantity | tonne | kg | tonne | kg
|  | Max | 3860 | 3.86 | 0 | 0
|  | Min | 2725.7525 | 2.7258 | 0 | 0
|  | Average | 3012.9821 | 3.013 | 0 | 0
List
| Steel, Structural purlins and grits (cold - rolled), GALVASPAN® steel in 3.00mm base metal thickness (BMT), incl. rollforming (Bluescope) | tonne | 2846.99 | 2.847 | 0 | 0
| Steel, Structural purlins and grits (cold - rolled), GALVASPAN® steel in 2.40mm base metal thickness (BMT), incl. rollforming (Bluescope) | tonne | 2873.5034 | 2.8735 | 0 | 0
| Steel, Structural purlins and grits (cold - rolled), GALVASPAN® steel in 1.90mm base metal thickness (BMT), incl. rollforming (Bluescope) | tonne | 2910.399 | 2.9104 | 0 | 0
| Steel, Structural framing (cold - rolled), TRUECORE® steel in 1.60mm base material thickness (BMT), incl. rollforming (Bluescope) | tonne | 2908.805 | 2.9088 | 0 | 0
| Steel, Structural purlins and grits (cold - rolled), GALVASPAN® steel in 1.50mm base metal thickness (BMT), incl. rollforming (Bluescope) | tonne | 2954.7325 | 2.9547 | 0 | 0
| Steel, Structural framing (cold - rolled), TRUECORE® steel in 1.50mm base material thickness (BMT), incl. rollforming (Bluescope) | tonne | 2917.0159 | 2.917 | 0 | 0
| Steel, Structural purlins and grits (cold - rolled), GALVASPAN® steel in 1.20mm base metal thickness (BMT), incl. rollforming (Bluescope) | tonne | 3013.2789 | 3.0133 | 0 | 0
| Steel, Structural framing (cold - rolled), TRUECORE® steel in 1.20mm base material thickness (BMT), incl. rollforming (Bluescope) | tonne | 2964.5094 | 2.9645 | 0 | 0
| Steel, Structural framing (cold - rolled), TRUECORE® steel in 1.15mm base material thickness (BMT), incl. rollforming (Bluescope) | tonne | 2973.8562 | 2.9739 | 0 | 0
| Steel, Structural purlins and grits (cold - rolled), GALVASPAN® steel in 1.00mm base metal thickness (BMT), incl. rollforming (Bluescope) | tonne | 3065.6934 | 3.0657 | 0 | 0
| Steel, Structural framing (cold - rolled), TRUECORE® steel in 1.00mm base material thickness (BMT), incl. rollforming (Bluescope) | tonne | 3008.7391 | 3.0087 | 0 | 0
| Steel, Structural framing (cold - rolled), TRUECORE® steel in 0.95mm base material thickness (BMT), incl. rollforming (Bluescope) | tonne | 3022.339 | 3.0223 | 0 | 0
| Steel, Structural framing (cold - rolled), TRUECORE® steel in 0.75mm base material thickness (BMT), incl. rollforming (Bluescope) | tonne | 3096.0265 | 3.096 | 0 | 0
| Steel, Structural framing (cold - rolled), TRUECORE® steel in 0.60mm base material thickness (BMT), incl. rollforming (Bluescope) | tonne | 3182.7515 | 3.1828 | 0 | 0
| Steel, Structural framing (cold - rolled), TRUECORE® steel in 0.55mm base material thickness (BMT), incl. rollforming (Bluescope) | tonne | 3221.4765 | 3.2215 | 0 | 0
| Steel, Structural framing (cold - rolled), TRUECORE® steel in 0.48mm base material thickness (BMT), incl. rollforming (Bluescope) | tonne | 3290.8163 | 3.2908 | 0 | 0
| Steel, Structural framing (cold - rolled), TRUECORE® steel in 0.42mm base material thickness (BMT), incl. rollforming (Bluescope) | tonne | 3362.3188 | 3.3623 | 0 | 0
| Steel, Structural purlins and grits (cold - rolled), GALVASPAN® steel in 1.00mm base metal thickness (BMT) (Bluescope) | tonne | 2931.8735 | 2.9319 | 0 | 0
| Steel, Structural purlins and grits (cold - rolled), GALVASPAN® steel in 1.20mm base metal thickness (BMT) (Bluescope) | tonne | 2880.4903 | 2.8805 | 0 | 0
| Steel, Structural purlins and grits (cold - rolled), GALVASPAN® steel in 1.50mm base metal thickness (BMT) (Bluescope) | tonne | 2831.2757 | 2.8313 | 0 | 0
| Steel, Structural purlins and grits (cold - rolled), GALVASPAN® steel in 1.90mm base metal thickness (BMT) (Bluescope) | tonne | 2786.1347 | 2.7861 | 0 | 0
| Steel, Structural purlins and grits (cold - rolled), GALVASPAN® steel in 2.40mm base metal thickness (BMT) (Bluescope) | tonne | 2753.7741 | 2.7538 | 0 | 0
| Steel, Structural formwork and decking (cold - rolled), DECKFORM® steel in 0.60mm base material thickness (BMT) (Bluescope) | tonne | 3051.1811 | 3.0512 | 0 | 0
| Steel, Structural formwork and decking (cold - rolled), DECKFORM® steel in 0.75mm base material thickness (BMT) (Bluescope) | tonne | 2955.2716 | 2.9553 | 0 | 0
| Steel, Structural formwork and decking (cold - rolled), DECKFORM® steel in 0.90mm base material thickness (BMT) (Bluescope) | tonne | 2903.2258 | 2.9032 | 0 | 0
| Steel, Structural formwork and decking (cold - rolled), Low Glare DECKFORM® steel in 0.60mm base material thickness (BMT) (Bluescope) | tonne | 3346.4567 | 3.3465 | 0 | 0
| Steel, Structural purlins and grits (cold - rolled), GALVASPAN® steel in 3.00mm base metal thickness (BMT) (Bluescope) | tonne | 2725.7525 | 2.7258 | 0 | 0
| Steel, Structural formwork and decking (cold - rolled), DECKFORM® steel in 1.00mm base material thickness (BMT) (Bluescope) | tonne | 2883.2117 | 2.8832 | 0 | 0
| Steel, Structural formwork and decking (cold - rolled), Low Glare DECKFORM® steel in 1.00mm base material thickness (BMT) (Bluescope) | tonne | 2883.2117 | 2.8832 | 0 | 0
| Steel, Structural formwork and decking (cold - rolled), Low Glare DECKFORM® steel in 0.75mm base material thickness (BMT) (Bluescope) | tonne | 3194.8882 | 3.1949 | 0 | 0
| Steel, Structural formwork and decking (cold - rolled), Low Glare DECKFORM® steel in 0.90mm base material thickness (BMT) (Bluescope) | tonne | 3104.8387 | 3.1048 | 0 | 0
| Steel, Structural framing (cold - rolled), TRUECORE® steel in 0.42mm base material thickness (BMT) (Bluescope) | tonne | 3246.3768 | 3.2464 | 0 | 0
| Steel, Structural framing (cold - rolled), TRUECORE® steel in 0.48mm base material thickness (BMT) (Bluescope) | tonne | 3163.2653 | 3.1633 | 0 | 0
| Steel, Structural framing (cold - rolled), TRUECORE® steel in 0.55mm base material thickness (BMT) (Bluescope) | tonne | 3109.6197 | 3.1096 | 0 | 0
| Steel, Structural framing (cold - rolled), TRUECORE® steel in 0.60mm base material thickness (BMT) (Bluescope) | tonne | 3059.5483 | 3.0595 | 0 | 0
| Steel, Structural framing (cold - rolled), TRUECORE® steel in 0.75mm base material thickness (BMT) (Bluescope) | tonne | 2980.1325 | 2.9801 | 0 | 0
| Steel, Structural formwork and decking (cold - rolled), DECKFORM® steel in 1.50mm base material thickness (BMT) (Bluescope) | tonne | 2792.4217 | 2.7924 | 0 | 0
| Steel, Structural framing (cold - rolled), TRUECORE® steel in 0.95mm base material thickness (BMT) (Bluescope) | tonne | 2904.0736 | 2.9041 | 0 | 0
| Steel, Structural formwork and decking (cold - rolled), Low Glare DECKFORM® steel in 1.50mm base material thickness (BMT) (Bluescope) | tonne | 2915.9803 | 2.916 | 0 | 0
| Steel, Structural framing (cold - rolled), TRUECORE® steel in 1.00mm base material thickness (BMT) (Bluescope) | tonne | 2883.8954 | 2.8839 | 0 | 0
| Steel, Structural framing (cold - rolled), TRUECORE® steel in 1.15mm base material thickness (BMT) (Bluescope) | tonne | 2854.0317 | 2.854 | 0 | 0
| Steel, Structural framing (cold - rolled), TRUECORE® steel in 1.20mm base material thickness (BMT) (Bluescope) | tonne | 2839.25 | 2.8392 | 0 | 0
| Steel, Structural framing (cold - rolled), TRUECORE® steel in 1.50mm base material thickness (BMT) (Bluescope) | tonne | 2799.6681 | 2.7997 | 0 | 0
| Steel, Structural framing (cold - rolled), TRUECORE® steel in 1.60mm base material thickness (BMT) (Bluescope) | tonne | 2783.0229 | 2.783 | 0 | 0
| Structural steel, Structural steel (cold - rolled), Representative product 681 (Rondo) (Australia) | tonne | 2940 | 2.94 | 0 | 0
| Structural steel, Structural steel (cold - rolled), Representative product 592 (Rondo) (Australia) | tonne | 3140 | 3.14 | 0 | 0
| Structural steel, Structural steel (cold - rolled), Representative product 495 (Rondo) (Australia) | tonne | 3090 | 3.09 | 0 | 0
| Structural steel, Structural steel (cold - rolled), Representative product 107 (Rondo) (Australia) | tonne | 3860 | 3.86 | 0 | 0
| Structural steel, Structural steel (cold - rolled), Representative product 506 (Rondo) (Australia) | tonne | 3430 | 3.43 | 0 | 0

## Structural_steel_hot
Structural steel (hot rolled) | [6 empty] | Additional
[9 empty] | Annual output | unit | weighting | weighting no intl | Reference for output value
Sub-category description: | Steel used for structural purposes (unpainted, not galvanised) that has undergone hot-rolled steel production route. Including beams, columns, angles, flange channels, hollow sections. | [6 empty] | Whyalla (Liberty) | 1.675 | Mt | 26.94% | 0.35829 | About the Steelworks ¦ GFG Alliance
[8 empty] | Kembla (Bluescope) | 3 | Mt | 48.25% | 0.6605 | https://www.steel.org.au/Membership/media/Australian-Steel-Institute/PDFs/Steel-Industry-Capability-document-050623.pdf
Qualitative assessment: | Good data from domestic suppliers - comparison good - weighted average possible - Australian EPD data for most part. International sources available only as proxies for market i.e. India used to represent Asia/China. Good spread of products represented | [6 empty] | International | 1.542 | Mt | 24.8%
Geographical rating | Tier 2 | [7 empty] | 6.217 | Mt
EF source data rating | Tier 1
Market coverage rating | Tier 2 | [6 empty] | Whyalla average | 2762.9857 | 2.763 | 0 | 0
TOTAL | Tier 2 | [6 empty] | Kembla average | 2612.8571 | 2.6129 | 0 | 0
[8 empty] | International | 1627.8579 | 1.6279 | 0 | 0
Notes: | [7 empty] | Weighted average | 2408.9962 | 2.409 | 0 | 0
Data sources and statistics:
|  |  | Upfront carbon emissions |  | Upfront carbon storage
| Structural steel (hot rolled) | Declared unit | Upfront carbon emissions (kg CO2e/quantity) | Upfront carbon emissions (kg CO2e/kg) | Upfront carbon storage (kg CO2e/quantity) | Upfront carbon storage (kg CO2e/kg)
|  | Quantity | tonne | kg | tonne | kg
|  | Max | 3670.508 | 3.6705 | 0 | 0
|  | Min | 558 | 0.558 | 0 | 0
|  | Average (Weighted) | 2408.9962 | 2.409 | 0 | 0
|  | Average | 2139.6127 | 2.1396 | 0 | 0
List
| Steel, Structural sections (hot - rolled), XLERPLATE® steel – Low Carbon Steel (Bluescope) | tonne | 2590 | 2.59 | 0 | 0
| Steel, Structural sections (hot - rolled), XLERPLATE® steel – Medium Carbon Steel (Bluescope) | tonne | 2640 | 2.64 | 0 | 0
| Steel, Structural sections (hot - rolled), XLERPLATE® steel – Alloyed Steel (Bluescope) | tonne | 2760 | 2.76 | 0 | 0
| Steel, Structural sections (hot - rolled), Steel – Welded Beams and Columns (Bluescope) | tonne | 2860 | 2.86 | 0 | 0
| Steel, Structural sections (hot - rolled), Hot Rolled Coil – Low Carbon Steel (Bluescope) | tonne | 2410 | 2.41 | 0 | 0
| Steel, Structural sections (hot - rolled), Hot Rolled Coil – Medium Carbon Steel (Bluescope) | tonne | 2460 | 2.46 | 0 | 0
| Steel, Structural sections (hot - rolled), Hot Rolled Coil – Alloyed Steel (Bluescope) | tonne | 2570 | 2.57 | 0 | 0
| Steel, Structural sections (hot - rolled), Steel, equal angle (EA), structural section, unpainted, 125 x 125 x 8 mm to 200 x 200 x 26 mm, (Liberty Primary Steel, Australia), Australia | tonne | 3320 | 3.32 | 0 | 0
| Steel, Structural sections (hot - rolled), Steel, parallel flange channel (PFC), structural section, unpainted, 180 x 75 mm to 380 x 100 mm, (Liberty Primary Steel, Australia), Australia | tonne | 3320 | 3.32 | 0 | 0
| Steel, Structural sections (hot - rolled), Steel, universal beam (UB), structural section, unpainted, 150 x 75 mm to 612 x 229 mm, (Liberty Primary Steel, Australia), Australia | tonne | 3320 | 3.32 | 0 | 0
| Steel, Structural sections (hot - rolled), Steel, universal columns (UC), structural section, unpainted, 97 x 99 mm to 327 x 311 mm, (Liberty Primary Steel, Australia), Australia | tonne | 3320 | 3.32 | 0 | 0
| Steel, Structural steel (hot - rolled), Steel structural hollow sections (Tata) (India, Global) | tonne | 3000.552 | 3.0006 | 0 | 0
| Steel, Structural steel (hot - rolled), Average structural steel product (Jindal) (India, Global) | tonne | 3670.508 | 3.6705 | 0 | 0
| Structural steel (hot rolled), Hot Rolled Plate (GRP) (Indonesia, Australia, New Zealand) | tonne | 2026.88 | 2.0269 | 0 | 0
| Structural steel (hot rolled), Hot Rolled Sheet Coil Plate (GRP) (Indonesia, Australia, New Zealand) | tonne | 1736.01 | 1.736 | 0 | 0
| Structural steel (hot rolled), Structural Steel Welded I-Section (GRP) (Indonesia, Australia, New Zealand) | tonne | 2298.01 | 2.298 | 0 | 0
| Structural steel (hot rolled), Hot Rolled Steel Coil (Hyundai Steel Company) (South Korea, Global) | tonne | 1770 | 1.77 | 0 | 0
| Structural steel (hot rolled), Hot Rolled Steel Plate (Hyundai Steel Company) (South Korea, Global) | tonne | 1940 | 1.94 | 0 | 0
| Structural steel (hot rolled), Hot rolled structural steel plate (Tung Ho Steel Enterprise Group) (North America, Europe, Global) | tonne | 933 | 0.933 | 0 | 0
| Structural steel (hot rolled), Hot rolled structural steel sections (Tung Ho Steel Enterprise Group) (Global) | tonne | 619.51 | 0.61951 | 0 | 0
| Structural steel (hot rolled), Hot rolled structural steel sections H beams channels (Tung Ho Steel Enterprise Group) (North America, Europe, Global) | tonne | 934 | 0.934 | 0 | 0
| Structural steel (hot rolled), Non-alloy structural steel (Emirates Steel) (Global) | tonne | 2490 | 2.49 | 0 | 0
| Structural steel (hot rolled), Hot rolled structural steel section (H- Beams, Angles, Channels) (POSCO YAMATO VINA STEEL JOINT STOCK COMPANY) (Global) | tonne | 1010 | 1.01 | 0 | 0
| Structural steel (hot rolled), Structural section steel (Celsa Group) (Global) | tonne | 558 | 0.558 | 0 | 0
| Structural steel (hot rolled), Steel Plate (POSCO Co., LTD) (South Korea, Global) | tonne | 2324.143 | 2.3241 | 0 | 0
| Structural steel (hot rolled), Angles (Osaka Steel Co LTD) (Japan, Global) | tonne | 760 | 0.76 | 0 | 0
| Structural steel (hot rolled), Multiple steel products: - Deformed bar - Wire rod - Deformed bar in coil (Tung Ho Steel Vietnam Corporation) (Global) | tonne | 1010.484 | 1.0105 | 0 | 0
| Structural steel (hot rolled), HOT ROLLED STEEL REINFORCING STEEL IN BARS AND COILS - Jumbo Coils (FERRIERE NORD S.p.A.) (Global) | tonne | 774.961 | 0.77496 | 0 | 0
| Structural steel (hot rolled), Welded steel pipe & hollow section (Maruichi Sun Steel Joint Stock Company) (Global) | tonne | 2622.71 | 2.6227 | 0 | 0

## Structural_steel_hot_gal
Structural (galvanised) (hot rolled)
Sub-category description: | Steel (galvanised) used for structural purposes that has undergone hot-rolled steel production route. Including beams, columns, angles, flange channels, hollow sections.
Qualitative assessment: | Good data for domestic suppliers - comparison good - weighted average possible - Australian EPD data for most part. International sources available only as proxies for market i.e. India used to represent Asia/China. Good spread of products represented. Galvanizing information from Australian industry EPD.
Geographical rating | Tier 1
EF source data rating | Tier 1
Market coverage rating | Tier 1
TOTAL | Tier 1
Notes:
|  |  | Upfront carbon emissions |  | Upfront carbon storage
| Structural (galvanised) (hot rolled) | Declared unit | Upfront carbon emissions (kg CO2e/quantity) | Upfront carbon emissions (kg CO2e/kg) | Upfront carbon storage (kg CO2e/quantity) | Upfront carbon storage (kg CO2e/kg)
|  | Quantity | tonne | kg | tonne | kg
|  | Max | 4059.0974 | 4.0591 | 0 | 0
|  | Min | 580.7914 | 0.58079 | 0 | 0
|  | Average | 2536.2101 | 2.5362 | 0 | 0
Data sources and statistics: | The GAA EPD provides an indication of the protection provided for a coating on an 8 mm thick piece of steel in a C3 corrosivity category, as described in AS/NZS 2312.2. In this case, the average protection is 61 years. In more corrosive environments the protection will be shorter, while in less corrosive locations, the protection period will be longer. | [10 empty] | Painted steel
[5 empty] | Emissions |  | Storage |  |  |  |  | 1.42 | kg of GWP/m2 | https://www.umcuae.ae/downloads/EPD_UMC%20Final%20Certified.pdf
|  | Designation | Ratio |  | Carbon Footprint GWP [kg CO2-eq.] |  |  |  | Uses max steel EF as input |  |  | Uses Avg steel EF as input |  |  | Uses MIN steel EF as input
[9 empty] | EF steel Max | EF Zinc | Gal steel - Max | EF steel Avg | EF Zinc | Gal steel - Avg | EF steel MIN | EF Zinc | Gal steel - Min | Additional:
[9 empty] | 3.67 | 7.9642 |  | 2.41 | 7.96 |  | 0.558 | 7.96
|  |  | Steel | Zinc | Steel | Zinc | Total | %HDG | GWP - NABERS Steel | GWP - NABERS Zinc | NABERS - GWP Total | GWP - NABERS Steel | GWP - NABERS Zinc | NABERS - GWP total | GWP - NABERS Steel | GWP - NABERS Zinc | NABERS - GWP total | GWP | Uncertainty adjusted | Reference
|  | 200x200x26 EA | 99.38% | 0.6189% | 254.976 | 3.7341 | 258.7101 | 1.443% | 3.6473 | 0.049286 | 3.6966 | 2.3951 | 0.049261 | 2.4443 | 0.55455 | 0.049261 | 0.60381 | 7.808 | 7.9642 | https://epd-australasia.com/wp-content/uploads/2019/10/Environmental-Product-Declaration-for-Galvanizers-Association-of-Australia.pdf
|  | 200x200x20 EA | 99.21% | 0.7895% | 199.532 | 3.7341 | 203.2661 | 1.837% | 3.641 | 0.062873 | 3.7039 | 2.391 | 0.062841 | 2.4538 | 0.55359 | 0.062841 | 0.61644
|  | 200x200x18 EA | 99.13% | 0.8715% | 180.608 | 3.7341 | 184.3421 | 2.026% | 3.638 | 0.069404 | 3.7074 | 2.389 | 0.069368 | 2.4584 | 0.55314 | 0.069368 | 0.6225
|  | 200x200x16 EA | 99.03% | 0.9725% | 161.684 | 3.7341 | 165.4181 | 2.257% | 3.6343 | 0.077448 | 3.7118 | 2.3866 | 0.077408 | 2.464 | 0.55257 | 0.077408 | 0.62998
|  | 200x200x13 EA | 98.82% | 1.181% | 132.8 | 3.7341 | 136.5341 | 2.735% | 3.6266 | 0.094094 | 3.7207 | 2.3815 | 0.094045 | 2.4756 | 0.55141 | 0.094045 | 0.64545
|  | 150x150x19 EA | 99.16% | 0.8434% | 139.772 | 2.7958 | 142.5678 | 1.961% | 3.639 | 0.067166 | 3.7062 | 2.3897 | 0.067131 | 2.4568 | 0.55329 | 0.067131 | 0.62042
|  | 150x150x16 EA | 99% | 1.001% | 117.528 | 2.7958 | 120.3238 | 2.324% | 3.6332 | 0.079751 | 3.713 | 2.3859 | 0.079709 | 2.4656 | 0.55241 | 0.079709 | 0.63212
|  | 150x150x12 EA | 98.71% | 1.295% | 90.636 | 2.7958 | 93.4318 | 2.992% | 3.6225 | 0.10311 | 3.7256 | 2.3788 | 0.10305 | 2.4819 | 0.55078 | 0.10305 | 0.65383
|  | 150x150x10 EA | 98.39% | 1.609% | 72.708 | 2.7958 | 75.5038 | 3.703% | 3.611 | 0.12812 | 3.7391 | 2.3712 | 0.12805 | 2.4993 | 0.54902 | 0.12805 | 0.67708
|  | 125x125x16 EA | 98.99% | 1.014% | 96.612 | 2.3267 | 98.9387 | 2.352% | 3.6328 | 0.080727 | 3.7135 | 2.3856 | 0.080685 | 2.4663 | 0.55234 | 0.080685 | 0.63303
|  | 125x125x12 EA | 98.69% | 1.307% | 74.7 | 2.3267 | 77.0267 | 3.021% | 3.622 | 0.1041 | 3.7261 | 2.3785 | 0.10404 | 2.4825 | 0.55071 | 0.10404 | 0.65475
|  | 125x125x10 EA | 98.37% | 1.629% | 59.76 | 2.3267 | 62.0867 | 3.747% | 3.6102 | 0.1297 | 3.7399 | 2.3708 | 0.12963 | 2.5004 | 0.54891 | 0.12963 | 0.67854
|  | 125x125x8 EA | 98.04% | 1.961% | 49.468 | 2.3267 | 51.7947 | 4.492% | 3.598 | 0.15615 | 3.7542 | 2.3627 | 0.15607 | 2.5188 | 0.54706 | 0.15607 | 0.70313
|  | 100x100x12 EA | 98.67% | 1.326% | 21.948 | 1.8576 | 23.8056 | 7.803% | 3.6213 | 0.10563 | 3.727 | 2.378 | 0.10557 | 2.4836 | 0.5506 | 0.10557 | 0.65617
|  | 100x100x10 EA | 98.35% | 1.648% | 17.608 | 1.8576 | 19.4656 | 9.543% | 3.6095 | 0.13123 | 3.7408 | 2.3703 | 0.13116 | 2.5015 | 0.54881 | 0.13116 | 0.67997
|  | 100x100x8 EA | 98.02% | 1.976% | 14.632 | 1.8576 | 16.4896 | 11.27% | 3.5975 | 0.1574 | 3.7549 | 2.3624 | 0.15731 | 2.5197 | 0.54697 | 0.15731 | 0.70429
|  | 100x100x6 EA | 97.91% | 2.094% | 11.3584 | 1.5298 | 12.8882 | 11.87% | 3.5931 | 0.16678 | 3.7599 | 2.3595 | 0.16669 | 2.5262 | 0.54631 | 0.16669 | 0.713
|  | 90x90x10 EA | 98.35% | 1.654% | 15.748 | 1.668 | 17.416 | 9.577% | 3.6093 | 0.13175 | 3.741 | 2.3701 | 0.13168 | 2.5018 | 0.54877 | 0.13168 | 0.68045
|  | 90x90x8 EA | 98.02% | 1.976% | 13.144 | 1.668 | 14.812 | 11.26% | 3.5975 | 0.15734 | 3.7548 | 2.3624 | 0.15725 | 2.5196 | 0.54698 | 0.15725 | 0.70423
|  | 90x90x6 EA | 97.9% | 2.095% | 10.1928 | 1.3737 | 11.5665 | 11.88% | 3.5931 | 0.16688 | 3.76 | 2.3595 | 0.1668 | 2.5263 | 0.54631 | 0.1668 | 0.7131
|  | 75x75x10 EA | 98.34% | 1.66% | 13.02 | 1.3837 | 14.4037 | 9.607% | 3.6091 | 0.13218 | 3.7413 | 2.37 | 0.13212 | 2.5021 | 0.54874 | 0.13212 | 0.68085
|  | 75x75x8 EA | 98.01% | 1.99% | 10.8252 | 1.3837 | 12.2089 | 11.33% | 3.597 | 0.15845 | 3.7554 | 2.3621 | 0.15837 | 2.5204 | 0.5469 | 0.15837 | 0.70527
|  | 75x75x6 EA | 97.9% | 2.098% | 8.4444 | 1.1395 | 9.5839 | 11.89% | 3.593 | 0.16709 | 3.7601 | 2.3594 | 0.16701 | 2.5264 | 0.54629 | 0.16701 | 0.7133
|  | 75x75x5 EA | 97.31% | 2.695% | 6.5348 | 1.1395 | 7.6743 | 14.85% | 3.5711 | 0.21461 | 3.7857 | 2.3451 | 0.2145 | 2.5596 | 0.54296 | 0.2145 | 0.75746
|  | 65x65x10 EA | 98.31% | 1.687% | 11.1848 | 1.2084 | 12.3932 | 9.75% | 3.6081 | 0.13434 | 3.7424 | 2.3693 | 0.13427 | 2.5036 | 0.54859 | 0.13427 | 0.68286
|  | 65x65x8 EA | 97.98% | 2.019% | 9.3124 | 1.2084 | 10.5208 | 11.49% | 3.5959 | 0.1608 | 3.7567 | 2.3613 | 0.16072 | 2.5221 | 0.54673 | 0.16072 | 0.70745
|  | 65x65x6 EA | 97.87% | 2.125% | 7.2788 | 0.99512 | 8.2739 | 12.03% | 3.592 | 0.16924 | 3.7613 | 2.3588 | 0.16915 | 2.5279 | 0.54614 | 0.16915 | 0.7153
|  | 65x65x5 EA | 97.28% | 2.719% | 5.6544 | 0.99512 | 6.6495 | 14.97% | 3.5702 | 0.21654 | 3.7868 | 2.3445 | 0.21643 | 2.5609 | 0.54283 | 0.21643 | 0.75926
|  | 55x55x6 EA | 97.87% | 2.133% | 6.1132 | 0.83902 | 6.9522 | 12.07% | 3.5917 | 0.16989 | 3.7616 | 2.3586 | 0.1698 | 2.5284 | 0.5461 | 0.1698 | 0.7159
|  | 55x55x5 EA | 97.28% | 2.722% | 4.7616 | 0.83902 | 5.6006 | 14.98% | 3.5701 | 0.2168 | 3.7869 | 2.3444 | 0.21669 | 2.5611 | 0.54281 | 0.21669 | 0.7595
|  | 50x50x8 EA | 97.96% | 2.041% | 7.0432 | 0.92404 | 7.9672 | 11.6% | 3.5951 | 0.16255 | 3.7576 | 2.3608 | 0.16247 | 2.5233 | 0.54661 | 0.16247 | 0.70908
|  | 50x50x6 EA | 97.86% | 2.138% | 5.5304 | 0.76098 | 6.2914 | 12.1% | 3.5915 | 0.17031 | 3.7618 | 2.3585 | 0.17022 | 2.5287 | 0.54607 | 0.17022 | 0.71629
|  | 50x50x5 EA | 97.28% | 2.724% | 4.3152 | 0.76098 | 5.0762 | 14.99% | 3.57 | 0.21697 | 3.787 | 2.3443 | 0.21685 | 2.5612 | 0.5428 | 0.21685 | 0.75965
|  | 50x50x3 EA | 96.79% | 3.209% | 2.8644 | 0.59791 | 3.4623 | 17.27% | 3.5522 | 0.25554 | 3.8078 | 2.3327 | 0.25541 | 2.5881 | 0.5401 | 0.25541 | 0.7955
|  | 45x45x6 EA | 97.84% | 2.156% | 4.9228 | 0.68293 | 5.6057 | 12.18% | 3.5909 | 0.17168 | 3.7626 | 2.358 | 0.17159 | 2.5296 | 0.54597 | 0.17159 | 0.71756
|  | 45x45x5 EA | 97.26% | 2.744% | 3.844 | 0.68293 | 4.5269 | 15.09% | 3.5693 | 0.21854 | 3.7878 | 2.3439 | 0.21842 | 2.5623 | 0.54269 | 0.21842 | 0.76111
|  | 45x45x3 EA | 96.77% | 3.228% | 2.5544 | 0.53659 | 3.091 | 17.36% | 3.5515 | 0.25711 | 3.8086 | 2.3322 | 0.25698 | 2.5892 | 0.53999 | 0.25698 | 0.79696
|  | 40x40x6 EA | 97.83% | 2.165% | 4.34 | 0.60488 | 4.9449 | 12.23% | 3.5905 | 0.17246 | 3.763 | 2.3578 | 0.17237 | 2.5302 | 0.54592 | 0.17237 | 0.71829
|  | 40x40x5 EA | 97.24% | 2.759% | 3.3852 | 0.60488 | 3.9901 | 15.16% | 3.5687 | 0.21976 | 3.7885 | 2.3435 | 0.21965 | 2.5631 | 0.5426 | 0.21965 | 0.76225
|  | 40x40x3 EA | 96.78% | 3.219% | 2.2692 | 0.47526 | 2.7445 | 17.32% | 3.5519 | 0.25637 | 3.8082 | 2.3324 | 0.25624 | 2.5887 | 0.54004 | 0.25624 | 0.79628
|  | 30x30x6 EA | 97.8% | 2.196% | 3.1744 | 0.44878 | 3.6232 | 12.39% | 3.5894 | 0.17488 | 3.7643 | 2.3571 | 0.17479 | 2.5319 | 0.54575 | 0.17479 | 0.72054
|  | 30x30x5 EA | 97.22% | 2.78% | 2.4924 | 0.44878 | 2.9412 | 15.26% | 3.568 | 0.22141 | 3.7894 | 2.343 | 0.22129 | 2.5643 | 0.54249 | 0.22129 | 0.76378
|  | 30x30x3 EA | 96.76% | 3.237% | 1.674 | 0.35261 | 2.0266 | 17.4% | 3.5512 | 0.2578 | 3.809 | 2.332 | 0.25766 | 2.5897 | 0.53994 | 0.25766 | 0.7976
|  | 25x25x6 EA | 97.76% | 2.239% | 2.5792 | 0.3719 | 2.9511 | 12.6% | 3.5878 | 0.17829 | 3.7661 | 2.356 | 0.1782 | 2.5342 | 0.54551 | 0.1782 | 0.72371
|  | 25x25x5 EA | 97.19% | 2.806% | 2.046 | 0.3719 | 2.4179 | 15.38% | 3.567 | 0.22345 | 3.7905 | 2.3424 | 0.22334 | 2.5657 | 0.54234 | 0.22334 | 0.76568
|  | 25x25x3 EA | 96.77% | 3.233% | 1.3888 | 0.29221 | 1.681 | 17.38% | 3.5513 | 0.25751 | 3.8088 | 2.3321 | 0.25738 | 2.5895 | 0.53996 | 0.25738 | 0.79734
|  | 150x100x12 UA | 98.69% | 1.307% | 74.7 | 2.3267 | 77.0267 | 3.021% | 3.622 | 0.1041 | 3.7261 | 2.3785 | 0.10404 | 2.4825 | 0.55071 | 0.10404 | 0.65475
|  | 150x100x10 UA | 98.37% | 1.629% | 59.76 | 2.3267 | 62.0867 | 3.747% | 3.6102 | 0.1297 | 3.7399 | 2.3708 | 0.12963 | 2.5004 | 0.54891 | 0.12963 | 0.67854
|  | 150x90x16 UA | 98.99% | 1.014% | 92.628 | 2.2319 | 94.8599 | 2.353% | 3.6328 | 0.080769 | 3.7135 | 2.3856 | 0.080727 | 2.4663 | 0.55234 | 0.080727 | 0.63307
|  | 150x90x12 UA | 98.69% | 1.306% | 71.712 | 2.2319 | 73.9439 | 3.018% | 3.6221 | 0.10402 | 3.7261 | 2.3785 | 0.10397 | 2.4825 | 0.55071 | 0.10397 | 0.65468
|  | 150x90x10 UA | 98.37% | 1.625% | 57.436 | 2.2319 | 59.6679 | 3.741% | 3.6103 | 0.12945 | 3.7398 | 2.3708 | 0.12939 | 2.5002 | 0.54893 | 0.12939 | 0.67832
|  | 150x90x8 UA | 98.04% | 1.96% | 47.476 | 2.2319 | 49.7079 | 4.49% | 3.5981 | 0.15608 | 3.7542 | 2.3628 | 0.156 | 2.5188 | 0.54706 | 0.156 | 0.70306
|  | 125x75x12 UA | 98.67% | 1.326% | 21.948 | 1.8576 | 23.8056 | 7.803% | 3.6213 | 0.10563 | 3.727 | 2.378 | 0.10557 | 2.4836 | 0.5506 | 0.10557 | 0.65617
|  | 125x75x10 UA | 98.35% | 1.648% | 17.608 | 1.8576 | 19.4656 | 9.543% | 3.6095 | 0.13123 | 3.7408 | 2.3703 | 0.13116 | 2.5015 | 0.54881 | 0.13116 | 0.67997
|  | 125x75x8 UA | 98.02% | 1.976% | 14.632 | 1.8576 | 16.4896 | 11.27% | 3.5975 | 0.1574 | 3.7549 | 2.3624 | 0.15731 | 2.5197 | 0.54697 | 0.15731 | 0.70429
|  | 125x75x6 UA | 97.91% | 2.094% | 11.3584 | 1.5298 | 12.8882 | 11.87% | 3.5931 | 0.16678 | 3.7599 | 2.3595 | 0.16669 | 2.5262 | 0.54631 | 0.16669 | 0.713
|  | 100x75x10 UA | 98.35% | 1.646% | 15.376 | 1.6206 | 16.9966 | 9.535% | 3.6096 | 0.13111 | 3.7407 | 2.3703 | 0.13105 | 2.5014 | 0.54881 | 0.13105 | 0.67986
|  | 100x75x8 UA | 98.02% | 1.975% | 12.772 | 1.6206 | 14.3926 | 11.26% | 3.5975 | 0.15732 | 3.7548 | 2.3624 | 0.15724 | 2.5196 | 0.54698 | 0.15724 | 0.70421
|  | 100x75x6 UA | 97.9% | 2.097% | 9.8952 | 1.3346 | 11.2298 | 11.88% | 3.593 | 0.16701 | 3.7601 | 2.3595 | 0.16693 | 2.5264 | 0.5463 | 0.16693 | 0.71323
|  | 75x50x8 UA | 97.99% | 2.007% | 8.9652 | 1.1562 | 10.1214 | 11.42% | 3.5963 | 0.15985 | 3.7562 | 2.3616 | 0.15976 | 2.5214 | 0.5468 | 0.15976 | 0.70656
|  | 75x50x6 UA | 97.89% | 2.109% | 7.0184 | 0.95219 | 7.9706 | 11.95% | 3.5926 | 0.16798 | 3.7606 | 2.3592 | 0.16789 | 2.5271 | 0.54623 | 0.16789 | 0.71412
|  | 75x50x5 UA | 97.3% | 2.697% | 5.456 | 0.95219 | 6.4082 | 14.86% | 3.571 | 0.21478 | 3.7858 | 2.345 | 0.21467 | 2.5597 | 0.54295 | 0.21467 | 0.75762
|  | 65x50x8 UA | 97.97% | 2.03% | 8.1716 | 1.0662 | 9.2378 | 11.54% | 3.5955 | 0.16168 | 3.7572 | 2.3611 | 0.16159 | 2.5227 | 0.54667 | 0.16159 | 0.70826
|  | 65x50x6 UA | 97.87% | 2.133% | 6.3984 | 0.87805 | 7.2764 | 12.07% | 3.5917 | 0.16987 | 3.7616 | 2.3586 | 0.16978 | 2.5284 | 0.5461 | 0.16978 | 0.71588
|  | 65x50x5 UA | 97.28% | 2.721% | 4.9848 | 0.87805 | 5.8628 | 14.98% | 3.5701 | 0.21673 | 3.7869 | 2.3444 | 0.21661 | 2.561 | 0.54282 | 0.21661 | 0.75943
|  | 380PFC | 98.77% | 1.227% | 183.264 | 5.3547 | 188.6187 | 2.839% | 3.625 | 0.097731 | 3.7227 | 2.3804 | 0.09768 | 2.4781 | 0.55115 | 0.09768 | 0.64883
|  | 300PFC | 98.61% | 1.391% | 133.132 | 4.4164 | 137.5484 | 3.211% | 3.619 | 0.11078 | 3.7297 | 2.3765 | 0.11072 | 2.4872 | 0.55024 | 0.11072 | 0.66096
|  | 250PFC | 98.59% | 1.406% | 117.86 | 3.9521 | 121.8121 | 3.244% | 3.6184 | 0.11196 | 3.7304 | 2.3761 | 0.1119 | 2.488 | 0.55016 | 0.1119 | 0.66205
|  | 230PFC | 98.25% | 1.751% | 83.332 | 3.4924 | 86.8244 | 4.022% | 3.6057 | 0.13944 | 3.7452 | 2.3678 | 0.13936 | 2.5072 | 0.54823 | 0.13936 | 0.6876
|  | 200PFC | 98.54% | 1.458% | 76.028 | 2.6459 | 78.6739 | 3.363% | 3.6165 | 0.11613 | 3.7326 | 2.3749 | 0.11607 | 2.4909 | 0.54986 | 0.11607 | 0.66593
|  | 180PFC | 98.5% | 1.503% | 69.388 | 2.4898 | 71.8778 | 3.464% | 3.6148 | 0.11968 | 3.7345 | 2.3738 | 0.11962 | 2.4934 | 0.54961 | 0.11962 | 0.66924
|  | 150PFC | 98.39% | 1.609% | 58.764 | 2.2595 | 61.0235 | 3.703% | 3.611 | 0.12811 | 3.7391 | 2.3712 | 0.12805 | 2.4993 | 0.54902 | 0.12805 | 0.67707
|  | 125PFC | 97.97% | 2.033% | 39.508 | 1.9278 | 41.4358 | 4.653% | 3.5954 | 0.16188 | 3.7573 | 2.361 | 0.1618 | 2.5228 | 0.54666 | 0.1618 | 0.70846
|  | 100PFC | 97.74% | 2.258% | 27.6556 | 1.5024 | 29.158 | 5.153% | 3.5871 | 0.17982 | 3.767 | 2.3556 | 0.17972 | 2.5353 | 0.5454 | 0.17972 | 0.72513
|  | 75PFC | 97.56% | 2.438% | 19.6544 | 1.1551 | 20.8095 | 5.551% | 3.5805 | 0.19417 | 3.7747 | 2.3512 | 0.19407 | 2.5453 | 0.5444 | 0.19407 | 0.73847
|  | 610UB125 | 99% | 1.005% | 415 | 9.9038 | 424.9038 | 2.331% | 3.6331 | 0.080003 | 3.7131 | 2.3858 | 0.079962 | 2.4658 | 0.55239 | 0.079962 | 0.63236
|  | 610UB113 | 98.9% | 1.105% | 375.16 | 9.8564 | 385.0164 | 2.56% | 3.6295 | 0.087987 | 3.7174 | 2.3834 | 0.087941 | 2.4713 | 0.55184 | 0.087941 | 0.63978
|  | 610UB101 | 98.77% | 1.229% | 335.32 | 9.8091 | 345.1291 | 2.842% | 3.6249 | 0.097845 | 3.7228 | 2.3804 | 0.097794 | 2.4782 | 0.55114 | 0.097794 | 0.64894
|  | 530UB92.4 | 98.79% | 1.207% | 306.768 | 8.8139 | 315.5819 | 2.793% | 3.6257 | 0.096122 | 3.7218 | 2.3809 | 0.096072 | 2.477 | 0.55127 | 0.096072 | 0.64734
|  | 530UB82.0 | 98.65% | 1.351% | 272.24 | 8.7665 | 281.0065 | 3.12% | 3.6204 | 0.10757 | 3.728 | 2.3774 | 0.10752 | 2.485 | 0.55046 | 0.10752 | 0.65798
|  | 460UB82.1 | 98.79% | 1.205% | 272.572 | 7.8188 | 280.3908 | 2.789% | 3.6258 | 0.095969 | 3.7217 | 2.381 | 0.095919 | 2.4769 | 0.55128 | 0.095919 | 0.6472
|  | 460UB74.6 | 98.68% | 1.317% | 247.672 | 7.7714 | 255.4434 | 3.042% | 3.6217 | 0.10486 | 3.7265 | 2.3783 | 0.1048 | 2.4831 | 0.55065 | 0.1048 | 0.65546
|  | 460UB67.1 | 98.55% | 1.453% | 222.772 | 7.724 | 230.496 | 3.351% | 3.6167 | 0.11571 | 3.7324 | 2.375 | 0.11565 | 2.4906 | 0.54989 | 0.11565 | 0.66554
|  | 410UB59.7 | 98.51% | 1.492% | 198.204 | 7.0606 | 205.2646 | 3.44% | 3.6152 | 0.11883 | 3.7341 | 2.374 | 0.11877 | 2.4928 | 0.54967 | 0.11877 | 0.66845
|  | 410UB53.7 | 98.35% | 1.645% | 178.284 | 7.0132 | 185.2972 | 3.785% | 3.6096 | 0.13102 | 3.7406 | 2.3704 | 0.13095 | 2.5013 | 0.54882 | 0.13095 | 0.67977
|  | 360UB56.7 | 98.55% | 1.445% | 188.244 | 6.492 | 194.736 | 3.334% | 3.617 | 0.1151 | 3.7321 | 2.3752 | 0.11504 | 2.4902 | 0.54994 | 0.11504 | 0.66497
|  | 360UB50.7 | 98.4% | 1.602% | 168.324 | 6.4446 | 174.7686 | 3.688% | 3.6112 | 0.12758 | 3.7388 | 2.3714 | 0.12751 | 2.4989 | 0.54906 | 0.12751 | 0.67657
|  | 360UB44.7 | 98.2% | 1.8% | 148.404 | 6.3972 | 154.8012 | 4.133% | 3.6039 | 0.14335 | 3.7473 | 2.3666 | 0.14327 | 2.5099 | 0.54796 | 0.14327 | 0.69123
|  | 310UB46.2 | 98.38% | 1.616% | 153.384 | 5.9233 | 159.3073 | 3.718% | 3.6107 | 0.12866 | 3.7394 | 2.3711 | 0.1286 | 2.4997 | 0.54899 | 0.1286 | 0.67758
|  | 310UB40.4 | 98.17% | 1.829% | 134.128 | 5.876 | 140.004 | 4.197% | 3.6029 | 0.14564 | 3.7485 | 2.3659 | 0.14556 | 2.5115 | 0.5478 | 0.14556 | 0.69336
|  | 310UB32.0 | 98.22% | 1.78% | 106.24 | 4.5268 | 110.7668 | 4.087% | 3.6047 | 0.14172 | 3.7464 | 2.3671 | 0.14165 | 2.5088 | 0.54807 | 0.14165 | 0.68972
|  | 250UB37.3 | 98.29% | 1.711% | 123.836 | 5.0704 | 128.9064 | 3.933% | 3.6072 | 0.13628 | 3.7435 | 2.3688 | 0.13621 | 2.505 | 0.54845 | 0.13621 | 0.68466
|  | 250UB31.4 | 97.99% | 2.008% | 104.248 | 5.023 | 109.271 | 4.597% | 3.5963 | 0.15989 | 3.7562 | 2.3616 | 0.15981 | 2.5214 | 0.5468 | 0.15981 | 0.70661
|  | 250UB25.7 | 98.17% | 1.835% | 85.324 | 3.7502 | 89.0742 | 4.21% | 3.6027 | 0.14611 | 3.7488 | 2.3658 | 0.14604 | 2.5118 | 0.54776 | 0.14604 | 0.6938
|  | 200UB29.8 | 98.16% | 1.843% | 98.936 | 4.3691 | 103.3051 | 4.229% | 3.6024 | 0.14679 | 3.7491 | 2.3656 | 0.14671 | 2.5123 | 0.54772 | 0.14671 | 0.69443
|  | 200UB25.4 | 98.24% | 1.763% | 84.328 | 3.559 | 87.887 | 4.05% | 3.6053 | 0.1404 | 3.7457 | 2.3675 | 0.14033 | 2.5078 | 0.54816 | 0.14033 | 0.68849
|  | 200UB22.3 | 98% | 1.999% | 74.036 | 3.5512 | 77.5872 | 4.577% | 3.5966 | 0.15919 | 3.7558 | 2.3618 | 0.1591 | 2.5209 | 0.54685 | 0.1591 | 0.70595
|  | 200UB18.2 | 97.95% | 2.055% | 60.424 | 2.9815 | 63.4055 | 4.702% | 3.5946 | 0.16366 | 3.7582 | 2.3605 | 0.16357 | 2.524 | 0.54653 | 0.16357 | 0.71011
|  | 180UB22.2 | 98.47% | 1.532% | 73.704 | 2.6966 | 76.4006 | 3.53% | 3.6138 | 0.122 | 3.7358 | 2.3731 | 0.12194 | 2.495 | 0.54945 | 0.12194 | 0.67139
|  | 180UB18.1 | 98.14% | 1.856% | 60.092 | 2.6732 | 62.7652 | 4.259% | 3.6019 | 0.14785 | 3.7497 | 2.3653 | 0.14777 | 2.513 | 0.54764 | 0.14777 | 0.69541
|  | 180UB16.1 | 97.93% | 2.073% | 53.452 | 2.6615 | 56.1135 | 4.743% | 3.5939 | 0.16512 | 3.759 | 2.36 | 0.16503 | 2.5251 | 0.54643 | 0.16503 | 0.71146
|  | 150UB18.0 | 98.4% | 1.596% | 59.76 | 2.279 | 62.039 | 3.674% | 3.6114 | 0.12708 | 3.7385 | 2.3715 | 0.12702 | 2.4986 | 0.5491 | 0.12702 | 0.67611
|  | 150UB14.0 | 97.99% | 2.015% | 46.48 | 2.2478 | 48.7278 | 4.613% | 3.5961 | 0.16047 | 3.7565 | 2.3614 | 0.16039 | 2.5218 | 0.54676 | 0.16039 | 0.70714
|  | 310UC158 | 99.3% | 0.7018% | 524.56 | 8.7192 | 533.2792 | 1.635% | 3.6442 | 0.055893 | 3.7001 | 2.3931 | 0.055864 | 2.449 | 0.55408 | 0.055864 | 0.60995
|  | 310UC137 | 99.2% | 0.7998% | 454.84 | 8.6244 | 463.4644 | 1.861% | 3.6406 | 0.063697 | 3.7043 | 2.3907 | 0.063664 | 2.4544 | 0.55354 | 0.063664 | 0.6172
|  | 310UC118 | 99.08% | 0.9223% | 391.76 | 8.577 | 400.337 | 2.142% | 3.6362 | 0.073456 | 3.7096 | 2.3878 | 0.073418 | 2.4612 | 0.55285 | 0.073418 | 0.62627
|  | 310UC96.8 | 98.89% | 1.11% | 321.376 | 8.4822 | 329.8582 | 2.571% | 3.6293 | 0.088387 | 3.7177 | 2.3833 | 0.088341 | 2.4716 | 0.55181 | 0.088341 | 0.64015
|  | 250UC89.5 | 98.99% | 1.007% | 297.14 | 7.108 | 304.248 | 2.336% | 3.633 | 0.080192 | 3.7132 | 2.3857 | 0.08015 | 2.4659 | 0.55238 | 0.08015 | 0.63253
|  | 250UC72.9 | 98.78% | 1.217% | 242.028 | 7.0132 | 249.0412 | 2.816% | 3.6253 | 0.096933 | 3.7223 | 2.3807 | 0.096883 | 2.4776 | 0.55121 | 0.096883 | 0.64809
|  | 200UC59.5 | 98.77% | 1.229% | 197.54 | 5.7812 | 203.3212 | 2.843% | 3.6249 | 0.097888 | 3.7228 | 2.3804 | 0.097837 | 2.4782 | 0.55114 | 0.097837 | 0.64898
|  | 200UC52.2 | 98.64% | 1.365% | 173.304 | 5.639 | 178.943 | 3.151% | 3.6199 | 0.10868 | 3.7286 | 2.3771 | 0.10863 | 2.4857 | 0.55039 | 0.10863 | 0.65901
|  | 200UC46.2 | 98.47% | 1.526% | 153.384 | 5.5916 | 158.9756 | 3.517% | 3.614 | 0.12157 | 3.7355 | 2.3732 | 0.1215 | 2.4947 | 0.54948 | 0.1215 | 0.67099
|  | 150UC37.2 | 98.54% | 1.46% | 123.504 | 4.3027 | 127.8067 | 3.367% | 3.6164 | 0.11626 | 3.7327 | 2.3748 | 0.11619 | 2.491 | 0.54985 | 0.11619 | 0.66605
|  | 150UC30.0 | 98.21% | 1.786% | 99.6 | 4.2601 | 103.8601 | 4.102% | 3.6044 | 0.14226 | 3.7467 | 2.367 | 0.14218 | 2.5091 | 0.54803 | 0.14218 | 0.69021
|  | 150UC23.4 | 97.76% | 2.244% | 77.688 | 4.1937 | 81.8817 | 5.122% | 3.5877 | 0.1787 | 3.7664 | 2.3559 | 0.17861 | 2.5345 | 0.54548 | 0.17861 | 0.72409
|  | 100UC14.8 | 98.13% | 1.866% | 49.136 | 2.1971 | 51.3331 | 4.28% | 3.6015 | 0.14859 | 3.7501 | 2.365 | 0.14852 | 2.5136 | 0.54759 | 0.14852 | 0.69611
|  | 1200WB455 | 99.42% | 0.5795% | 1292.2 | 20.708 | 1312.908 | 1.577% | 3.6487 | 0.046153 | 3.6949 | 2.396 | 0.046129 | 2.4422 | 0.55477 | 0.046129 | 0.6009
|  | 1200WB423 | 99.38% | 0.6202% | 1201.32 | 20.6132 | 1221.9332 | 1.687% | 3.6472 | 0.049397 | 3.6966 | 2.3951 | 0.049372 | 2.4444 | 0.55454 | 0.049372 | 0.60391
|  | 1200WB392 | 99.33% | 0.6674% | 1113.28 | 20.5659 | 1133.8459 | 1.814% | 3.6455 | 0.053156 | 3.6987 | 2.3939 | 0.053128 | 2.447 | 0.55428 | 0.053128 | 0.6074
|  | 1200WB342 | 99.31% | 0.6943% | 971.28 | 18.6704 | 989.9504 | 1.886% | 3.6445 | 0.055297 | 3.6998 | 2.3933 | 0.055268 | 2.4485 | 0.55413 | 0.055268 | 0.60939
|  | 1200WB317 | 99.26% | 0.7449% | 900.28 | 18.5756 | 918.8556 | 2.022% | 3.6427 | 0.059325 | 3.702 | 2.392 | 0.059294 | 2.4513 | 0.55384 | 0.059294 | 0.61314
|  | 1200WB278 | 99.2% | 0.8034% | 789.52 | 17.5805 | 807.1005 | 2.178% | 3.6405 | 0.063986 | 3.7045 | 2.3906 | 0.063952 | 2.4546 | 0.55352 | 0.063952 | 0.61747
|  | 1200WB249 | 99.18% | 0.8243% | 707.16 | 16.1589 | 723.3189 | 2.234% | 3.6397 | 0.065647 | 3.7054 | 2.3901 | 0.065613 | 2.4557 | 0.5534 | 0.065613 | 0.61901
|  | 1000WB322 | 99.32% | 0.6777% | 914.48 | 17.154 | 931.634 | 1.841% | 3.6451 | 0.053971 | 3.6991 | 2.3937 | 0.053942 | 2.4476 | 0.55422 | 0.053942 | 0.60816
|  | 1000WB296 | 99.27% | 0.7327% | 840.64 | 17.0592 | 857.6992 | 1.989% | 3.6431 | 0.058354 | 3.7015 | 2.3923 | 0.058324 | 2.4507 | 0.55391 | 0.058324 | 0.61224
|  | 1000WB258 | 99.21% | 0.7911% | 732.72 | 16.0641 | 748.7841 | 2.145% | 3.641 | 0.063007 | 3.704 | 2.3909 | 0.062974 | 2.4539 | 0.55359 | 0.062974 | 0.61656
|  | 1000WB215 | 99.11% | 0.8869% | 610.6 | 15.0216 | 625.6216 | 2.401% | 3.6375 | 0.070633 | 3.7081 | 2.3886 | 0.070596 | 2.4592 | 0.55305 | 0.070596 | 0.62365
|  | 900WB282 | 99.27% | 0.7306% | 800.88 | 16.2063 | 817.0863 | 1.983% | 3.6432 | 0.05819 | 3.7014 | 2.3924 | 0.05816 | 2.4506 | 0.55392 | 0.05816 | 0.61208
|  | 900WB257 | 99.2% | 0.7988% | 729.88 | 16.1589 | 746.0389 | 2.166% | 3.6407 | 0.06362 | 3.7043 | 2.3907 | 0.063587 | 2.4543 | 0.55354 | 0.063587 | 0.61713
|  | 900WB218 | 99.12% | 0.883% | 619.12 | 15.1638 | 634.2838 | 2.391% | 3.6376 | 0.070323 | 3.7079 | 2.3887 | 0.070286 | 2.459 | 0.55307 | 0.070286 | 0.62336
|  | 900WB175 | 98.98% | 1.023% | 497 | 14.1213 | 511.1213 | 2.763% | 3.6325 | 0.081465 | 3.7139 | 2.3853 | 0.081422 | 2.4668 | 0.55229 | 0.081422 | 0.63371
|  | 800WB192 | 99.12% | 0.8804% | 545.28 | 13.3157 | 558.5957 | 2.384% | 3.6377 | 0.070117 | 3.7078 | 2.3888 | 0.07008 | 2.4589 | 0.55309 | 0.07008 | 0.62317
|  | 800WB168 | 99.03% | 0.966% | 477.12 | 12.7944 | 489.9144 | 2.612% | 3.6345 | 0.07693 | 3.7115 | 2.3867 | 0.07689 | 2.4636 | 0.55261 | 0.07689 | 0.6295
|  | 800WB146 | 98.9% | 1.102% | 414.64 | 12.6996 | 427.3396 | 2.972% | 3.6296 | 0.087746 | 3.7173 | 2.3834 | 0.0877 | 2.4711 | 0.55185 | 0.0877 | 0.63955
|  | 800WB122 | 98.74% | 1.257% | 346.48 | 12.131 | 358.611 | 3.383% | 3.6239 | 0.10015 | 3.724 | 2.3797 | 0.1001 | 2.4798 | 0.55098 | 0.1001 | 0.65108
|  | 700WB173 | 99.13% | 0.8728% | 491.32 | 11.8941 | 503.2141 | 2.364% | 3.638 | 0.069515 | 3.7075 | 2.389 | 0.069479 | 2.4584 | 0.55313 | 0.069479 | 0.62261
|  | 700WB150 | 99.04% | 0.9617% | 426 | 11.3728 | 437.3728 | 2.6% | 3.6347 | 0.076591 | 3.7113 | 2.3868 | 0.076551 | 2.4634 | 0.55263 | 0.076551 | 0.62919
|  | 700WB130 | 98.9% | 1.099% | 369.2 | 11.278 | 380.478 | 2.964% | 3.6297 | 0.087517 | 3.7172 | 2.3835 | 0.087471 | 2.471 | 0.55187 | 0.087471 | 0.63934
|  | 700WB115 | 98.77% | 1.23% | 326.6 | 11.1833 | 337.7833 | 3.311% | 3.6249 | 0.097971 | 3.7228 | 2.3804 | 0.097919 | 2.4783 | 0.55114 | 0.097919 | 0.64906
|  | 500WC440 | 99.6% | 0.3957% | 1249.6 | 13.6474 | 1263.2474 | 1.08% | 3.6555 | 0.031512 | 3.687 | 2.4005 | 0.031495 | 2.432 | 0.55579 | 0.031495 | 0.58729
|  | 500WC414 | 99.58% | 0.4233% | 1175.76 | 13.7422 | 1189.5022 | 1.155% | 3.6545 | 0.033714 | 3.6882 | 2.3998 | 0.033697 | 2.4335 | 0.55564 | 0.033697 | 0.58933
|  | 500WC383 | 99.55% | 0.4543% | 1087.72 | 13.6474 | 1101.3674 | 1.239% | 3.6533 | 0.03618 | 3.6895 | 2.3991 | 0.036162 | 2.4352 | 0.55547 | 0.036162 | 0.59163
|  | 500WC340 | 99.47% | 0.5291% | 965.6 | 14.1213 | 979.7213 | 1.441% | 3.6506 | 0.04214 | 3.6927 | 2.3972 | 0.042118 | 2.4394 | 0.55505 | 0.042118 | 0.59717
|  | 500WC290 | 99.38% | 0.6177% | 823.6 | 14.0739 | 837.6739 | 1.68% | 3.6473 | 0.049195 | 3.6965 | 2.3951 | 0.04917 | 2.4443 | 0.55455 | 0.04917 | 0.60372
|  | 500WC267 | 99.33% | 0.6683% | 758.28 | 14.0265 | 772.3065 | 1.816% | 3.6455 | 0.053226 | 3.6987 | 2.3939 | 0.053198 | 2.4471 | 0.55427 | 0.053198 | 0.60747
|  | 500WC228 | 99.22% | 0.7765% | 647.52 | 13.9317 | 661.4517 | 2.106% | 3.6415 | 0.061842 | 3.7033 | 2.3913 | 0.06181 | 2.4531 | 0.55367 | 0.06181 | 0.61548
|  | 400WC361 | 99.6% | 0.3985% | 1025.24 | 11.278 | 1036.518 | 1.088% | 3.6554 | 0.031739 | 3.6871 | 2.4004 | 0.031722 | 2.4321 | 0.55578 | 0.031722 | 0.5875
|  | 400WC328 | 99.56% | 0.4421% | 931.52 | 11.3728 | 942.8928 | 1.206% | 3.6538 | 0.03521 | 3.689 | 2.3993 | 0.035192 | 2.4345 | 0.55553 | 0.035192 | 0.59072
|  | 400WC303 | 99.52% | 0.4764% | 860.52 | 11.3254 | 871.8454 | 1.299% | 3.6525 | 0.037944 | 3.6905 | 2.3985 | 0.037924 | 2.4364 | 0.55534 | 0.037924 | 0.59327
|  | 400WC270 | 99.47% | 0.5321% | 766.8 | 11.278 | 778.078 | 1.449% | 3.6505 | 0.042379 | 3.6929 | 2.3972 | 0.042357 | 2.4395 | 0.55503 | 0.042357 | 0.59739
|  | 400WC212 | 99.33% | 0.6711% | 602.08 | 11.1833 | 613.2633 | 1.824% | 3.6454 | 0.053445 | 3.6988 | 2.3938 | 0.053417 | 2.4472 | 0.55426 | 0.053417 | 0.60767
|  | 400WC181 | 99.22% | 0.7785% | 514.04 | 11.0885 | 525.1285 | 2.112% | 3.6414 | 0.062001 | 3.7034 | 2.3912 | 0.061969 | 2.4532 | 0.55366 | 0.061969 | 0.61562
|  | 400WC144 | 99.03% | 0.9724% | 408.96 | 11.0411 | 420.0011 | 2.629% | 3.6343 | 0.077447 | 3.7118 | 2.3866 | 0.077407 | 2.464 | 0.55257 | 0.077407 | 0.62998
|  | 350WC280 | 99.56% | 0.4424% | 795.2 | 9.7143 | 804.9143 | 1.207% | 3.6538 | 0.035231 | 3.689 | 2.3993 | 0.035213 | 2.4346 | 0.55553 | 0.035213 | 0.59074
|  | 350WC258 | 99.52% | 0.4776% | 732.72 | 9.6669 | 742.3869 | 1.302% | 3.6525 | 0.038035 | 3.6905 | 2.3985 | 0.038016 | 2.4365 | 0.55534 | 0.038016 | 0.59335
|  | 350WC230 | 99.47% | 0.5328% | 653.2 | 9.6195 | 662.8195 | 1.451% | 3.6504 | 0.042433 | 3.6929 | 2.3972 | 0.042411 | 2.4396 | 0.55503 | 0.042411 | 0.59744
|  | 350WC197 | 99.38% | 0.6185% | 559.48 | 9.5721 | 569.0521 | 1.682% | 3.6473 | 0.049255 | 3.6966 | 2.3951 | 0.049229 | 2.4443 | 0.55455 | 0.049229 | 0.60378
|  | 300x12 | 0.98679 | 0.013205 | 77.259 | 2.9569 | 80.2159 | 3.686% | 3.6215 | 0.10517 | 3.7267 | 2.3782 | 0.10511 | 2.4833 | 0.55063 | 0.10511 | 0.65574
|  | 300x10 | 0.98431 | 0.015694 | 64.428 | 2.938 | 67.366 | 4.361% | 3.6124 | 0.12499 | 3.7374 | 2.3722 | 0.12492 | 2.4971 | 0.54924 | 0.12492 | 0.67417
|  | 300x8 | 0.9805 | 0.019498 | 51.324 | 2.919 | 54.243 | 5.381% | 3.5984 | 0.15528 | 3.7537 | 2.363 | 0.1552 | 2.5182 | 0.54712 | 0.1552 | 0.70232
|  | 300x6 | 0.97877 | 0.021233 | 38.493 | 2.3883 | 40.8813 | 5.842% | 3.5921 | 0.1691 | 3.7612 | 2.3588 | 0.16901 | 2.5278 | 0.54615 | 0.16901 | 0.71517
|  | 250x12 | 0.9867 | 0.013296 | 64.428 | 2.4831 | 66.9111 | 3.711% | 3.6212 | 0.10589 | 3.7271 | 2.378 | 0.10584 | 2.4838 | 0.55058 | 0.10584 | 0.65642
|  | 250x10 | 0.98415 | 0.015846 | 53.508 | 2.4641 | 55.9721 | 4.402% | 3.6118 | 0.1262 | 3.738 | 2.3718 | 0.12614 | 2.4979 | 0.54916 | 0.12614 | 0.67529
|  | 250x8 | 0.98044 | 0.019556 | 42.861 | 2.4452 | 45.3062 | 5.397% | 3.5982 | 0.15575 | 3.754 | 2.3629 | 0.15567 | 2.5185 | 0.54709 | 0.15567 | 0.70276
|  | 250x6 | 0.97877 | 0.021226 | 32.214 | 1.998 | 34.212 | 5.84% | 3.5921 | 0.16905 | 3.7611 | 2.3588 | 0.16896 | 2.5278 | 0.54616 | 0.16896 | 0.71511
|  | 200x25 | 0.9931 | 0.0069013 | 107.289 | 2.1324 | 109.4214 | 1.949% | 3.6447 | 0.054963 | 3.6996 | 2.3934 | 0.054934 | 2.4483 | 0.55415 | 0.054934 | 0.60908
|  | 200x20 | 0.99157 | 0.0084326 | 85.722 | 2.085 | 87.807 | 2.375% | 3.6391 | 0.067159 | 3.7062 | 2.3897 | 0.067124 | 2.4568 | 0.55329 | 0.067124 | 0.62042
|  | 200x16 | 0.98966 | 0.010337 | 68.523 | 2.0471 | 70.5701 | 2.901% | 3.6321 | 0.082329 | 3.7144 | 2.3851 | 0.082286 | 2.4674 | 0.55223 | 0.082286 | 0.63452
|  | 200x12 | 0.9865 | 0.013503 | 51.324 | 2.0092 | 53.3332 | 3.767% | 3.6204 | 0.10754 | 3.728 | 2.3775 | 0.10748 | 2.4849 | 0.55047 | 0.10748 | 0.65795
|  | 200x10 | 0.98402 | 0.015976 | 42.861 | 1.9902 | 44.8512 | 4.437% | 3.6114 | 0.12724 | 3.7386 | 2.3715 | 0.12717 | 2.4987 | 0.54909 | 0.12717 | 0.67626
|  | 200x8 | 0.98036 | 0.019644 | 34.398 | 1.9713 | 36.3693 | 5.42% | 3.5979 | 0.15645 | 3.7544 | 2.3627 | 0.15636 | 2.519 | 0.54704 | 0.15636 | 0.7034
|  | 200x6 | 0.97861 | 0.021392 | 25.7166 | 1.6078 | 27.3244 | 5.884% | 3.5915 | 0.17037 | 3.7619 | 2.3584 | 0.17028 | 2.5287 | 0.54606 | 0.17028 | 0.71634
|  | 180x20 | 0.99149 | 0.0085051 | 77.259 | 1.8955 | 79.1545 | 2.395% | 3.6388 | 0.067736 | 3.7065 | 2.3895 | 0.067701 | 2.4572 | 0.55325 | 0.067701 | 0.62096
|  | 180x12 | 0.98648 | 0.013523 | 46.41 | 1.8197 | 48.2297 | 3.773% | 3.6204 | 0.1077 | 3.7281 | 2.3774 | 0.10765 | 2.4851 | 0.55045 | 0.10765 | 0.6581
|  | 180x10 | 0.98391 | 0.016093 | 38.493 | 1.8007 | 40.2937 | 4.469% | 3.6109 | 0.12817 | 3.7391 | 2.3712 | 0.1281 | 2.4993 | 0.54902 | 0.1281 | 0.67712
|  | 180x6 | 0.97855 | 0.021455 | 23.1504 | 1.4517 | 24.6021 | 5.901% | 3.5913 | 0.17087 | 3.7621 | 2.3583 | 0.17078 | 2.5291 | 0.54603 | 0.17078 | 0.71681
|  | 150x50 | 0.9959 | 0.0041046 | 160.797 | 1.8955 | 162.6925 | 1.165% | 3.6549 | 0.03269 | 3.6876 | 2.4001 | 0.032673 | 2.4328 | 0.55571 | 0.032673 | 0.58838
|  | 150x25 | 0.99283 | 0.0071732 | 36.456 | 1.6585 | 38.1145 | 4.351% | 3.6437 | 0.057128 | 3.7008 | 2.3927 | 0.057098 | 2.4498 | 0.554 | 0.057098 | 0.6111
|  | 150x20 | 0.99133 | 0.0086677 | 29.264 | 1.6111 | 30.8751 | 5.218% | 3.6382 | 0.069031 | 3.7072 | 2.3891 | 0.068995 | 2.4581 | 0.55316 | 0.068995 | 0.62216
|  | 150x16 | 0.9894 | 0.010604 | 23.312 | 1.5732 | 24.8852 | 6.322% | 3.6311 | 0.084452 | 3.7155 | 2.3844 | 0.084407 | 2.4689 | 0.55208 | 0.084407 | 0.63649
|  | 150x12 | 0.98625 | 0.013754 | 17.484 | 1.5353 | 19.0193 | 8.072% | 3.6195 | 0.10954 | 3.7291 | 2.3769 | 0.10948 | 2.4863 | 0.55033 | 0.10948 | 0.65981
|  | 150x10 | 0.98381 | 0.016192 | 14.632 | 1.5164 | 16.1484 | 9.39% | 3.6106 | 0.12895 | 3.7395 | 2.371 | 0.12889 | 2.4999 | 0.54896 | 0.12889 | 0.67785
|  | 150x8 | 0.98005 | 0.019953 | 11.6808 | 1.4974 | 13.1782 | 11.36% | 3.5968 | 0.15891 | 3.7557 | 2.3619 | 0.15882 | 2.5207 | 0.54687 | 0.15882 | 0.70569
|  | 150x6 | 0.97842 | 0.02158 | 8.7668 | 1.2176 | 9.9844 | 12.19% | 3.5908 | 0.17187 | 3.7627 | 2.358 | 0.17178 | 2.5298 | 0.54596 | 0.17178 | 0.71774
|  | 150x5 | 0.97437 | 0.025631 | 7.3036 | 1.2098 | 8.5134 | 14.21% | 3.5759 | 0.20413 | 3.7801 | 2.3482 | 0.20402 | 2.5523 | 0.5437 | 0.20402 | 0.74772
|  | 130x25 | 0.99268 | 0.007324 | 31.62 | 1.469 | 33.089 | 4.44% | 3.6431 | 0.058329 | 3.7015 | 2.3923 | 0.058299 | 2.4506 | 0.55391 | 0.058299 | 0.61221
|  | 130x20 | 0.99115 | 0.008846 | 25.296 | 1.4216 | 26.7176 | 5.321% | 3.6375 | 0.070451 | 3.708 | 2.3887 | 0.070415 | 2.4591 | 0.55306 | 0.070415 | 0.62348
|  | 130x16 | 0.98924 | 0.010755 | 20.212 | 1.3837 | 21.5957 | 6.407% | 3.6305 | 0.085656 | 3.7162 | 2.3841 | 0.085611 | 2.4697 | 0.552 | 0.085611 | 0.63761
|  | 130x12 | 0.98607 | 0.013931 | 15.128 | 1.3458 | 16.4738 | 8.169% | 3.6189 | 0.11095 | 3.7298 | 2.3764 | 0.11089 | 2.4873 | 0.55023 | 0.11089 | 0.66112
|  | 130x10 | 0.98361 | 0.016387 | 12.648 | 1.3268 | 13.9748 | 9.494% | 3.6099 | 0.13051 | 3.7404 | 2.3705 | 0.13044 | 2.5009 | 0.54886 | 0.13044 | 0.6793
|  | 130x8 | 0.97989 | 0.020115 | 10.1184 | 1.3079 | 11.4263 | 11.45% | 3.5962 | 0.1602 | 3.7564 | 2.3615 | 0.16011 | 2.5216 | 0.54678 | 0.16011 | 0.70689
|  | 130x6 | 0.97827 | 0.021731 | 7.5888 | 1.0615 | 8.6503 | 12.27% | 3.5902 | 0.17307 | 3.7633 | 2.3576 | 0.17298 | 2.5306 | 0.54587 | 0.17298 | 0.71885
|  | 130x5 | 0.97422 | 0.025778 | 6.324 | 1.0537 | 7.3777 | 14.28% | 3.5754 | 0.2053 | 3.7807 | 2.3479 | 0.20519 | 2.5531 | 0.54362 | 0.20519 | 0.74881
|  | 110x12 | 0.98596 | 0.014039 | 12.896 | 1.1562 | 14.0522 | 8.228% | 3.6185 | 0.11181 | 3.7303 | 2.3762 | 0.11175 | 2.4879 | 0.55017 | 0.11175 | 0.66192
|  | 110x10 | 0.98342 | 0.016579 | 10.7136 | 1.1373 | 11.8509 | 9.597% | 3.6092 | 0.13204 | 3.7412 | 2.37 | 0.13197 | 2.502 | 0.54875 | 0.13197 | 0.68072
|  | 110x8 | 0.97969 | 0.020307 | 8.5684 | 1.1183 | 9.6867 | 11.54% | 3.5955 | 0.16173 | 3.7572 | 2.3611 | 0.16164 | 2.5227 | 0.54667 | 0.16164 | 0.70831
|  | 110x6 | 0.97811 | 0.021895 | 6.4232 | 0.90537 | 7.3286 | 12.35% | 3.5896 | 0.17437 | 3.764 | 2.3572 | 0.17428 | 2.5315 | 0.54578 | 0.17428 | 0.72006
|  | 100x50 | 0.99539 | 0.0046115 | 48.732 | 1.4216 | 50.1536 | 2.834% | 3.6531 | 0.036726 | 3.6898 | 2.3989 | 0.036707 | 2.4356 | 0.55543 | 0.036707 | 0.59213
|  | 100x25 | 0.99232 | 0.0076816 | 24.304 | 1.1847 | 25.4887 | 4.648% | 3.6418 | 0.061178 | 3.703 | 2.3915 | 0.061146 | 2.4526 | 0.55371 | 0.061146 | 0.61486
|  | 100x20 | 0.99081 | 0.0091922 | 19.468 | 1.1373 | 20.6053 | 5.519% | 3.6363 | 0.073208 | 3.7095 | 2.3878 | 0.07317 | 2.461 | 0.55287 | 0.07317 | 0.62604
|  | 100x16 | 0.98895 | 0.011051 | 15.624 | 1.0994 | 16.7234 | 6.574% | 3.6294 | 0.088013 | 3.7175 | 2.3834 | 0.087967 | 2.4713 | 0.55183 | 0.087967 | 0.6398
|  | 100x12 | 0.98577 | 0.014226 | 11.6808 | 1.0615 | 12.7423 | 8.33% | 3.6178 | 0.1133 | 3.7311 | 2.3757 | 0.11324 | 2.489 | 0.55006 | 0.11324 | 0.6633
|  | 100x10 | 0.98328 | 0.016724 | 9.734 | 1.0425 | 10.7765 | 9.674% | 3.6086 | 0.13319 | 3.7418 | 2.3697 | 0.13312 | 2.5028 | 0.54867 | 0.13312 | 0.68179
|  | 100x8 | 0.97955 | 0.020447 | 7.7872 | 1.0236 | 8.8108 | 11.62% | 3.595 | 0.16285 | 3.7578 | 2.3607 | 0.16276 | 2.5235 | 0.54659 | 0.16276 | 0.70935
|  | 100x6 | 0.978 | 0.022001 | 5.8404 | 0.82732 | 6.6677 | 12.41% | 3.5893 | 0.17522 | 3.7645 | 2.357 | 0.17513 | 2.5321 | 0.54572 | 0.17513 | 0.72085
|  | 100x5 | 0.97399 | 0.026012 | 4.8732 | 0.81951 | 5.6927 | 14.4% | 3.5745 | 0.20717 | 3.7817 | 2.3473 | 0.20706 | 2.5544 | 0.54349 | 0.20706 | 0.75054
|  | 90x12 | 0.98561 | 0.01439 | 10.5152 | 0.96669 | 11.4819 | 8.419% | 3.6172 | 0.1146 | 3.7318 | 2.3753 | 0.11454 | 2.4899 | 0.54997 | 0.11454 | 0.66451
|  | 90x10 | 0.98312 | 0.016879 | 8.7668 | 0.94774 | 9.7145 | 9.756% | 3.6081 | 0.13442 | 3.7425 | 2.3693 | 0.13435 | 2.5037 | 0.54858 | 0.13435 | 0.68293
|  | 90x8 | 0.97938 | 0.020619 | 7.006 | 0.92878 | 7.9348 | 11.71% | 3.5943 | 0.16422 | 3.7585 | 2.3603 | 0.16413 | 2.5244 | 0.54649 | 0.16413 | 0.71062
|  | 90x6 | 0.97787 | 0.022132 | 5.2576 | 0.74927 | 6.0069 | 12.47% | 3.5888 | 0.17626 | 3.765 | 2.3567 | 0.17617 | 2.5328 | 0.54565 | 0.17617 | 0.72182
|  | 75x40 | 0.99412 | 0.0058799 | 29.264 | 1.0899 | 30.3539 | 3.591% | 3.6484 | 0.046829 | 3.6952 | 2.3958 | 0.046804 | 2.4426 | 0.55472 | 0.046804 | 0.60152
|  | 75x25 | 0.99181 | 0.0081895 | 18.228 | 0.94774 | 19.1757 | 4.942% | 3.6399 | 0.065223 | 3.7052 | 2.3903 | 0.065189 | 2.4555 | 0.55343 | 0.065189 | 0.61862
|  | 75x20 | 0.99032 | 0.0096775 | 14.632 | 0.90035 | 15.5323 | 5.797% | 3.6345 | 0.077074 | 3.7116 | 2.3867 | 0.077033 | 2.4637 | 0.5526 | 0.077033 | 0.62963
|  | 75x16 | 0.98841 | 0.01159 | 11.6808 | 0.86244 | 12.5432 | 6.876% | 3.6275 | 0.092303 | 3.7198 | 2.3821 | 0.092255 | 2.4743 | 0.55153 | 0.092255 | 0.64379
|  | 75x12 | 0.98528 | 0.014717 | 8.7668 | 0.82453 | 9.5913 | 8.597% | 3.616 | 0.11721 | 3.7332 | 2.3745 | 0.11714 | 2.4917 | 0.54979 | 0.11714 | 0.66693
|  | 75x10 | 0.98278 | 0.017215 | 7.3036 | 0.80557 | 8.1092 | 9.934% | 3.6068 | 0.1371 | 3.7439 | 2.3685 | 0.13703 | 2.5055 | 0.54839 | 0.13703 | 0.68543
|  | 75x8 | 0.97906 | 0.020942 | 5.8404 | 0.78662 | 6.627 | 11.87% | 3.5931 | 0.16678 | 3.7599 | 2.3595 | 0.1667 | 2.5262 | 0.54631 | 0.1667 | 0.71301
|  | 75x6 | 0.97758 | 0.022423 | 4.3772 | 0.6322 | 5.0094 | 12.62% | 3.5877 | 0.17858 | 3.7663 | 2.356 | 0.17848 | 2.5344 | 0.54549 | 0.17848 | 0.72397
|  | 75x5 | 0.97352 | 0.02648 | 3.6456 | 0.62439 | 4.27 | 14.62% | 3.5728 | 0.21089 | 3.7837 | 2.3462 | 0.21078 | 2.557 | 0.54322 | 0.21078 | 0.754
|  | 65x20 | 0.98999 | 0.010014 | 12.648 | 0.80557 | 13.4536 | 5.988% | 3.6332 | 0.079751 | 3.713 | 2.3859 | 0.079709 | 2.4656 | 0.55241 | 0.079709 | 0.63212
|  | 65x16 | 0.98809 | 0.011905 | 10.1184 | 0.76767 | 10.8861 | 7.052% | 3.6263 | 0.094816 | 3.7211 | 2.3813 | 0.094766 | 2.4761 | 0.55136 | 0.094766 | 0.64612
|  | 65x12 | 0.98496 | 0.015042 | 7.5888 | 0.72976 | 8.3186 | 8.773% | 3.6148 | 0.1198 | 3.7346 | 2.3737 | 0.11973 | 2.4935 | 0.54961 | 0.11973 | 0.66934
|  | 65x10 | 0.98246 | 0.017537 | 6.324 | 0.7108 | 7.0348 | 10.1% | 3.6056 | 0.13967 | 3.7453 | 2.3677 | 0.13959 | 2.5073 | 0.54821 | 0.13959 | 0.68781
|  | 65x8 | 0.97874 | 0.021256 | 5.0592 | 0.69185 | 5.751 | 12.03% | 3.592 | 0.16929 | 3.7613 | 2.3588 | 0.1692 | 2.528 | 0.54614 | 0.1692 | 0.71534
|  | 65x6 | 0.97733 | 0.022668 | 3.7944 | 0.55415 | 4.3485 | 12.74% | 3.5868 | 0.18053 | 3.7673 | 2.3554 | 0.18043 | 2.5358 | 0.54535 | 0.18043 | 0.72579
|  | 65x5 | 0.97329 | 0.026707 | 3.162 | 0.54634 | 3.7083 | 14.73% | 3.572 | 0.2127 | 3.7847 | 2.3456 | 0.21259 | 2.5582 | 0.5431 | 0.21259 | 0.75569
|  | 50x25 | 0.99081 | 0.0091945 | 12.1644 | 0.7108 | 12.8752 | 5.521% | 3.6363 | 0.073226 | 3.7095 | 2.3878 | 0.073188 | 2.461 | 0.55287 | 0.073188 | 0.62606
|  | 50x20 | 0.98929 | 0.010708 | 9.734 | 0.66341 | 10.3974 | 6.381% | 3.6307 | 0.085279 | 3.716 | 2.3842 | 0.085234 | 2.4694 | 0.55203 | 0.085234 | 0.63726
|  | 50x16 | 0.9874 | 0.012596 | 7.7872 | 0.62551 | 8.4127 | 7.435% | 3.6238 | 0.10032 | 3.7241 | 2.3796 | 0.10026 | 2.4799 | 0.55097 | 0.10026 | 0.65123
|  | 50x12 | 0.98427 | 0.015727 | 5.8404 | 0.5876 | 6.428 | 9.141% | 3.6123 | 0.12525 | 3.7375 | 2.3721 | 0.12518 | 2.4973 | 0.54922 | 0.12518 | 0.67441
|  | 50x10 | 0.98181 | 0.018194 | 4.8732 | 0.56864 | 5.4418 | 10.45% | 3.6032 | 0.1449 | 3.7481 | 2.3662 | 0.14483 | 2.511 | 0.54785 | 0.14483 | 0.69267
|  | 50x8 | 0.97807 | 0.021929 | 3.8936 | 0.54969 | 4.4433 | 12.37% | 3.5895 | 0.17464 | 3.7642 | 2.3572 | 0.17455 | 2.5317 | 0.54576 | 0.17455 | 0.72032
|  | 50x6 | 0.97683 | 0.02317 | 2.9264 | 0.43707 | 3.3635 | 12.99% | 3.585 | 0.18453 | 3.7695 | 2.3542 | 0.18443 | 2.5386 | 0.54507 | 0.18443 | 0.7295
|  | 50x5 | 0.97272 | 0.027285 | 2.4304 | 0.42927 | 2.8597 | 15.01% | 3.5699 | 0.2173 | 3.7872 | 2.3442 | 0.21719 | 2.5614 | 0.54278 | 0.21719 | 0.75996
|  | 40x20 | 0.98854 | 0.011464 | 7.7872 | 0.56864 | 8.3558 | 6.805% | 3.6279 | 0.0913 | 3.7192 | 2.3824 | 0.091252 | 2.4736 | 0.5516 | 0.091252 | 0.64286
|  | 40x16 | 0.98664 | 0.01336 | 6.2248 | 0.53073 | 6.7555 | 7.856% | 3.621 | 0.1064 | 3.7274 | 2.3778 | 0.10634 | 2.4841 | 0.55055 | 0.10634 | 0.65689
|  | 40x12 | 0.98353 | 0.016466 | 4.6748 | 0.49282 | 5.1676 | 9.537% | 3.6096 | 0.13114 | 3.7407 | 2.3703 | 0.13107 | 2.5014 | 0.54881 | 0.13107 | 0.67988
|  | 40x10 | 0.98104 | 0.018962 | 3.8936 | 0.47387 | 4.3675 | 10.85% | 3.6004 | 0.15101 | 3.7514 | 2.3643 | 0.15093 | 2.5152 | 0.54742 | 0.15093 | 0.69835
|  | 40x8 | 0.97731 | 0.022686 | 3.1124 | 0.45491 | 3.5673 | 12.75% | 3.5867 | 0.18067 | 3.7674 | 2.3553 | 0.18058 | 2.5359 | 0.54534 | 0.18058 | 0.72592
|  | 40x6 | 0.97613 | 0.023874 | 2.3312 | 0.35902 | 2.6902 | 13.35% | 3.5824 | 0.19014 | 3.7725 | 2.3525 | 0.19004 | 2.5425 | 0.54468 | 0.19004 | 0.73472
|  | 40x5 | 0.97215 | 0.027853 | 1.9468 | 0.35122 | 2.298 | 15.28% | 3.5678 | 0.22183 | 3.7896 | 2.3429 | 0.22171 | 2.5646 | 0.54246 | 0.22171 | 0.76417
|  | 32x12 | 0.98257 | 0.017434 | 3.7324 | 0.417 | 4.1494 | 10.05% | 3.606 | 0.13885 | 3.7449 | 2.368 | 0.13877 | 2.5068 | 0.54827 | 0.13877 | 0.68705
|  | 32x10 | 0.98009 | 0.019906 | 3.1124 | 0.39805 | 3.5104 | 11.34% | 3.5969 | 0.15854 | 3.7555 | 2.362 | 0.15845 | 2.5205 | 0.54689 | 0.15845 | 0.70535
|  | 32x8 | 0.97641 | 0.023586 | 2.4924 | 0.37909 | 2.8715 | 13.2% | 3.5834 | 0.18784 | 3.7713 | 2.3532 | 0.18774 | 2.5409 | 0.54484 | 0.18774 | 0.73258
|  | 32x6 | 0.97546 | 0.024538 | 1.8724 | 0.29659 | 2.169 | 13.67% | 3.5799 | 0.19543 | 3.7754 | 2.3509 | 0.19532 | 2.5462 | 0.54431 | 0.19532 | 0.73963
|  | 32x5 | 0.97148 | 0.028516 | 1.5624 | 0.28878 | 1.8512 | 15.6% | 3.5653 | 0.22711 | 3.7925 | 2.3413 | 0.22699 | 2.5683 | 0.54209 | 0.22699 | 0.76908
|  | 25x12 | 0.98133 | 0.018675 | 2.9264 | 0.35066 | 3.2771 | 10.7% | 3.6015 | 0.14873 | 3.7502 | 2.365 | 0.14865 | 2.5136 | 0.54758 | 0.14865 | 0.69623
|  | 25x10 | 0.97878 | 0.021215 | 2.4304 | 0.33171 | 2.7621 | 12.01% | 3.5921 | 0.16896 | 3.7611 | 2.3589 | 0.16887 | 2.5277 | 0.54616 | 0.16887 | 0.71503
|  | 25x8 | 0.97512 | 0.024878 | 1.9468 | 0.31275 | 2.2596 | 13.84% | 3.5787 | 0.19813 | 3.7768 | 2.35 | 0.19803 | 2.5481 | 0.54412 | 0.19803 | 0.74215
|  | 25x6 | 0.97441 | 0.025589 | 1.4632 | 0.24195 | 1.7052 | 14.19% | 3.5761 | 0.20379 | 3.7799 | 2.3483 | 0.20369 | 2.552 | 0.54372 | 0.20369 | 0.74741
|  | 25x5 | 0.97034 | 0.029662 | 1.2164 | 0.23415 | 1.4506 | 16.14% | 3.5611 | 0.23623 | 3.7974 | 2.3385 | 0.23611 | 2.5746 | 0.54145 | 0.23611 | 0.77756
|  | 20x10 | 0.97733 | 0.022668 | 1.9468 | 0.28432 | 2.2311 | 12.74% | 3.5868 | 0.18053 | 3.7673 | 2.3554 | 0.18044 | 2.5358 | 0.54535 | 0.18044 | 0.72579
|  | 18 Rod | 98.3% | 1.7% | 2.48 | 0.2701 | 2.7501 | 9.822% | 3.6076 | 0.13541 | 3.743 | 2.369 | 0.13534 | 2.5044 | 0.54851 | 0.13534 | 0.68385
|  | 17 Rod | 98.23% | 1.775% | 2.2072 | 0.25115 | 2.4583 | 10.22% | 3.6049 | 0.14136 | 3.7462 | 2.3672 | 0.14129 | 2.5085 | 0.5481 | 0.14129 | 0.68938
|  | 16 Rod | 98.12% | 1.884% | 1.9592 | 0.23693 | 2.1961 | 10.79% | 3.6008 | 0.15007 | 3.7509 | 2.3646 | 0.15 | 2.5146 | 0.54749 | 0.15 | 0.69748
|  | 15 Rod | 97.99% | 2.011% | 1.7236 | 0.22272 | 1.9463 | 11.44% | 3.5962 | 0.16015 | 3.7563 | 2.3615 | 0.16006 | 2.5216 | 0.54678 | 0.16006 | 0.70684
|  | 14 Rod | 97.84% | 2.159% | 1.5004 | 0.2085 | 1.7089 | 12.2% | 3.5908 | 0.17197 | 3.7627 | 2.358 | 0.17188 | 2.5298 | 0.54595 | 0.17188 | 0.71783
|  | 13 Rod | 97.66% | 2.337% | 1.2896 | 0.19429 | 1.4839 | 13.09% | 3.5842 | 0.1861 | 3.7703 | 2.3537 | 0.186 | 2.5397 | 0.54496 | 0.186 | 0.73096
|  | 12.5 Rod | 97.6% | 2.399% | 1.1941 | 0.18481 | 1.3789 | 13.4% | 3.582 | 0.19105 | 3.773 | 2.3522 | 0.19095 | 2.5431 | 0.54461 | 0.19095 | 0.73557
|  | 11.2 Rod | 97.33% | 2.674% | 0.95852 | 0.16585 | 1.1244 | 14.75% | 3.5718 | 0.213 | 3.7848 | 2.3455 | 0.21289 | 2.5584 | 0.54308 | 0.21289 | 0.75596
|  | 10 Rod | 97.04% | 2.959% | 0.76508 | 0.1469 | 0.91198 | 16.11% | 3.5614 | 0.23566 | 3.7971 | 2.3387 | 0.23554 | 2.5742 | 0.54149 | 0.23554 | 0.77703
|  | 9 Rod | 96.71% | 3.293% | 0.61876 | 0.13268 | 0.75144 | 17.66% | 3.5491 | 0.26228 | 3.8114 | 2.3306 | 0.26215 | 2.5928 | 0.53962 | 0.26215 | 0.80177
|  | 8 Rod | 96.3% | 3.699% | 0.4898 | 0.11847 | 0.60827 | 19.48% | 3.5342 | 0.2946 | 3.8288 | 2.3209 | 0.29444 | 2.6153 | 0.53736 | 0.29444 | 0.8318
|  | 7 Rod | 95.77% | 4.234% | 0.37448 | 0.10425 | 0.47873 | 21.78% | 3.5146 | 0.3372 | 3.8518 | 2.308 | 0.33702 | 2.645 | 0.53437 | 0.33702 | 0.8714
|  | 6.5 Rod | 95.54% | 4.46% | 0.3224 | 0.094774 | 0.41717 | 22.72% | 3.5063 | 0.35522 | 3.8615 | 2.3025 | 0.35503 | 2.6575 | 0.53311 | 0.35503 | 0.88815
|  | 5.5 Rod | 95.65% | 4.346% | 0.23188 | 0.066341 | 0.29822 | 22.25% | 3.5105 | 0.34614 | 3.8566 | 2.3053 | 0.34595 | 2.6512 | 0.53375 | 0.34595 | 0.8797
|  | 100 Round | 99.69% | 0.3079% | 76.508 | 1.4879 | 77.9959 | 1.908% | 3.6587 | 0.024522 | 3.6832 | 2.4026 | 0.02451 | 2.4271 | 0.55628 | 0.02451 | 0.58079
|  | 90 Round | 99.66% | 0.343% | 61.876 | 1.341 | 63.217 | 2.121% | 3.6574 | 0.027318 | 3.6847 | 2.4017 | 0.027304 | 2.429 | 0.55609 | 0.027304 | 0.58339
|  | 80 Round | 99.62% | 0.3842% | 48.98 | 1.1894 | 50.1694 | 2.371% | 3.6559 | 0.030596 | 3.6865 | 2.4007 | 0.03058 | 2.4313 | 0.55586 | 0.03058 | 0.58644
|  | 75 Round | 99.59% | 0.4111% | 43.028 | 1.1183 | 44.1463 | 2.533% | 3.6549 | 0.032738 | 3.6877 | 2.4001 | 0.032721 | 2.4328 | 0.55571 | 0.032721 | 0.58843
|  | 65 Round | 99.53% | 0.4739% | 32.24 | 0.96669 | 33.2067 | 2.911% | 3.6526 | 0.037744 | 3.6904 | 2.3986 | 0.037725 | 2.4363 | 0.55536 | 0.037725 | 0.59308
|  | 60 Round | 99.49% | 0.5113% | 27.528 | 0.89087 | 28.4189 | 3.135% | 3.6512 | 0.040723 | 3.692 | 2.3977 | 0.040701 | 2.4384 | 0.55515 | 0.040701 | 0.59585
|  | 56 Round | 99.45% | 0.5504% | 23.932 | 0.83401 | 24.766 | 3.368% | 3.6498 | 0.043834 | 3.6936 | 2.3967 | 0.043812 | 2.4405 | 0.55493 | 0.043812 | 0.59874
|  | 50 Round | 99.39% | 0.6149% | 19.096 | 0.74397 | 19.84 | 3.75% | 3.6474 | 0.048973 | 3.6964 | 2.3952 | 0.048947 | 2.4441 | 0.55457 | 0.048947 | 0.60352
|  | 48 Round | 99.36% | 0.6412% | 17.608 | 0.71554 | 18.3235 | 3.905% | 3.6465 | 0.051068 | 3.6975 | 2.3945 | 0.051042 | 2.4456 | 0.55442 | 0.051042 | 0.60546
|  | 45 Round | 99.32% | 0.6799% | 15.5 | 0.66815 | 16.1682 | 4.133% | 3.645 | 0.054151 | 3.6992 | 2.3936 | 0.054122 | 2.4477 | 0.55421 | 0.054122 | 0.60833
|  | 42 Round | 99.27% | 0.7296% | 13.516 | 0.62551 | 14.1415 | 4.423% | 3.6432 | 0.058106 | 3.7013 | 2.3924 | 0.058076 | 2.4505 | 0.55393 | 0.058076 | 0.612
|  | 39 Round | 99.21% | 0.7895% | 11.6312 | 0.58286 | 12.2141 | 4.772% | 3.641 | 0.062881 | 3.7039 | 2.391 | 0.062848 | 2.4538 | 0.55359 | 0.062848 | 0.61644
|  | 36 Round | 99.15% | 0.851% | 9.9076 | 0.53547 | 10.4431 | 5.128% | 3.6388 | 0.067776 | 3.7065 | 2.3895 | 0.067741 | 2.4572 | 0.55325 | 0.067741 | 0.62099
|  | 33 Round | 99.07% | 0.9319% | 8.3204 | 0.49282 | 8.8132 | 5.592% | 3.6358 | 0.074217 | 3.71 | 2.3875 | 0.074178 | 2.4617 | 0.5528 | 0.074178 | 0.62698
|  | 32 Round | 99.04% | 0.9621% | 7.8244 | 0.47861 | 8.303 | 5.764% | 3.6347 | 0.076621 | 3.7113 | 2.3868 | 0.076581 | 2.4634 | 0.55263 | 0.076581 | 0.62921
|  | 30 Round | 98.98% | 1.017% | 6.882 | 0.44544 | 7.3274 | 6.079% | 3.6327 | 0.081031 | 3.7137 | 2.3855 | 0.080989 | 2.4665 | 0.55232 | 0.080989 | 0.63331
|  | 27 Round | 98.87% | 1.133% | 5.58 | 0.40279 | 5.9828 | 6.732% | 3.6284 | 0.090264 | 3.7187 | 2.3827 | 0.090217 | 2.4729 | 0.55168 | 0.090217 | 0.64189
|  | 26 Round | 98.82% | 1.179% | 5.1708 | 0.38857 | 5.5594 | 6.989% | 3.6267 | 0.093925 | 3.7206 | 2.3816 | 0.093876 | 2.4755 | 0.55142 | 0.093876 | 0.6453
|  | 24 Round | 98.73% | 1.266% | 4.402 | 0.3554 | 4.7574 | 7.47% | 3.6235 | 0.10082 | 3.7244 | 2.3795 | 0.10077 | 2.4803 | 0.55094 | 0.10077 | 0.65171
|  | 22 Round | 98.61% | 1.386% | 3.6952 | 0.32697 | 4.0222 | 8.129% | 3.6191 | 0.11036 | 3.7295 | 2.3766 | 0.11031 | 2.4869 | 0.55027 | 0.11031 | 0.66057
|  | 21 Round | 98.55% | 1.451% | 3.3728 | 0.31275 | 3.6856 | 8.486% | 3.6167 | 0.11558 | 3.7323 | 2.375 | 0.11552 | 2.4905 | 0.5499 | 0.11552 | 0.66542
|  | 20 Round | 98.48% | 1.524% | 3.0628 | 0.29854 | 3.3613 | 8.881% | 3.6141 | 0.1214 | 3.7355 | 2.3733 | 0.12134 | 2.4946 | 0.54949 | 0.12134 | 0.67083
|  | 19 Round | 98.39% | 1.607% | 2.7652 | 0.28432 | 3.0495 | 9.323% | 3.611 | 0.12796 | 3.739 | 2.3713 | 0.12789 | 2.4992 | 0.54903 | 0.12789 | 0.67693
|  | 18 Round | 98.3% | 1.7% | 2.48 | 0.2701 | 2.7501 | 9.822% | 3.6076 | 0.13541 | 3.743 | 2.369 | 0.13534 | 2.5044 | 0.54851 | 0.13534 | 0.68385
|  | 17 Round | 98.23% | 1.775% | 2.2072 | 0.25115 | 2.4583 | 10.22% | 3.6049 | 0.14136 | 3.7462 | 2.3672 | 0.14129 | 2.5085 | 0.5481 | 0.14129 | 0.68938
|  | 16 Round | 98.12% | 1.884% | 1.9592 | 0.23693 | 2.1961 | 10.79% | 3.6008 | 0.15007 | 3.7509 | 2.3646 | 0.15 | 2.5146 | 0.54749 | 0.15 | 0.69748
|  | 15 Round | 97.99% | 2.011% | 1.7236 | 0.22272 | 1.9463 | 11.44% | 3.5962 | 0.16015 | 3.7563 | 2.3615 | 0.16006 | 2.5216 | 0.54678 | 0.16006 | 0.70684
|  | 14 Round | 97.84% | 2.159% | 1.5004 | 0.2085 | 1.7089 | 12.2% | 3.5908 | 0.17197 | 3.7627 | 2.358 | 0.17188 | 2.5298 | 0.54595 | 0.17188 | 0.71783
|  | 13 Round | 97.66% | 2.337% | 1.2896 | 0.19429 | 1.4839 | 13.09% | 3.5842 | 0.1861 | 3.7703 | 2.3537 | 0.186 | 2.5397 | 0.54496 | 0.186 | 0.73096
|  | 40 Square | 99.24% | 0.7648% | 15.624 | 0.75819 | 16.3822 | 4.628% | 3.6419 | 0.060908 | 3.7028 | 2.3916 | 0.060876 | 2.4524 | 0.55373 | 0.060876 | 0.61461
|  | 25 Square | 98.78% | 1.221% | 6.0884 | 0.47387 | 6.5623 | 7.221% | 3.6252 | 0.097239 | 3.7224 | 2.3806 | 0.097188 | 2.4778 | 0.55119 | 0.097188 | 0.64838
|  | 20 Square | 98.48% | 1.523% | 3.8936 | 0.37909 | 4.2727 | 8.872% | 3.6141 | 0.12127 | 3.7354 | 2.3733 | 0.12121 | 2.4945 | 0.5495 | 0.12121 | 0.67071
|  | 16 Square | 98.1% | 1.896% | 2.4924 | 0.30328 | 2.7957 | 10.85% | 3.6004 | 0.15098 | 3.7514 | 2.3643 | 0.1509 | 2.5152 | 0.54742 | 0.1509 | 0.69833
|  | 12 Square | 97.49% | 2.513% | 1.4012 | 0.22746 | 1.6287 | 13.97% | 3.5778 | 0.20015 | 3.7779 | 2.3494 | 0.20005 | 2.5495 | 0.54398 | 0.20005 | 0.74403
|  | 457.0x12.7 CHS | 0.98795 | 0.012047 | 340.4153 | 13.2286 | 353.6438 | 3.741% | 3.6258 | 0.095942 | 3.7217 | 2.381 | 0.095891 | 2.4769 | 0.55128 | 0.095891 | 0.64717
|  | 457.0x9.5 CHS | 0.98392 | 0.016082 | 255.7923 | 13.3239 | 269.1161 | 4.951% | 3.611 | 0.12808 | 3.7391 | 2.3712 | 0.12801 | 2.4993 | 0.54903 | 0.12801 | 0.67704
|  | 457.0x6.4 CHS | 0.97626 | 0.023743 | 173.0925 | 13.4162 | 186.5087 | 7.193% | 3.5829 | 0.1891 | 3.772 | 2.3528 | 0.189 | 2.5418 | 0.54475 | 0.189 | 0.73375
|  | 406.4x12.7 CHS | 0.98797 | 0.012035 | 301.9503 | 11.722 | 313.6723 | 3.737% | 3.6258 | 0.095846 | 3.7217 | 2.381 | 0.095796 | 2.4768 | 0.55128 | 0.095796 | 0.64708
|  | 406.4x9.5 CHS | 0.98392 | 0.016076 | 226.9435 | 11.8173 | 238.7608 | 4.949% | 3.611 | 0.12803 | 3.739 | 2.3713 | 0.12797 | 2.4992 | 0.54903 | 0.12797 | 0.677
|  | 406.4x 6.4 CHS | 0.97629 | 0.023712 | 153.86 | 11.9096 | 165.7696 | 7.184% | 3.583 | 0.18885 | 3.7718 | 2.3529 | 0.18875 | 2.5416 | 0.54477 | 0.18875 | 0.73352
|  | 355.6x12.7 CHS | 0.9879 | 0.0121 | 261.562 | 10.2095 | 271.7715 | 3.757% | 3.6256 | 0.096363 | 3.722 | 2.3808 | 0.096312 | 2.4772 | 0.55125 | 0.096312 | 0.64756
|  | 355.6x 9.5 CHS | 0.98394 | 0.016061 | 198.0948 | 10.3048 | 208.3995 | 4.945% | 3.6111 | 0.12791 | 3.739 | 2.3713 | 0.12784 | 2.4991 | 0.54904 | 0.12784 | 0.67688
|  | 355.6x6.4 CHS | 0.97634 | 0.023659 | 134.6275 | 10.3971 | 145.0246 | 7.169% | 3.5832 | 0.18843 | 3.7716 | 2.353 | 0.18833 | 2.5413 | 0.5448 | 0.18833 | 0.73313
|  | 323.9x12.7 CHS | 0.98796 | 0.012044 | 238.483 | 9.2657 | 247.7487 | 3.74% | 3.6258 | 0.095923 | 3.7217 | 2.381 | 0.095873 | 2.4768 | 0.55128 | 0.095873 | 0.64715
|  | 323.9x9.5 CHS | 0.98384 | 0.016157 | 178.8622 | 9.3609 | 188.2232 | 4.973% | 3.6107 | 0.12867 | 3.7394 | 2.3711 | 0.12861 | 2.4997 | 0.54898 | 0.12861 | 0.67759
|  | 323.9x6.4 CHS | 0.9761 | 0.023896 | 121.1647 | 9.4532 | 130.618 | 7.237% | 3.5823 | 0.19031 | 3.7726 | 2.3524 | 0.19021 | 2.5426 | 0.54467 | 0.19021 | 0.73488
|  | 273.1x12.7 CHS | 0.98787 | 0.012132 | 198.0948 | 7.7531 | 205.8479 | 3.766% | 3.6255 | 0.096621 | 3.7221 | 2.3808 | 0.09657 | 2.4773 | 0.55123 | 0.09657 | 0.6478
|  | 273.1x9.3 CHS | 0.98363 | 0.01637 | 148.0902 | 7.8544 | 155.9446 | 5.037% | 3.6099 | 0.13037 | 3.7403 | 2.3705 | 0.1303 | 2.5009 | 0.54887 | 0.1303 | 0.67917
|  | 273.1x6.4 CHS | 0.97614 | 0.023861 | 101.9322 | 7.9407 | 109.873 | 7.227% | 3.5824 | 0.19003 | 3.7725 | 2.3525 | 0.18993 | 2.5424 | 0.54469 | 0.18993 | 0.73462
|  | 273.1x4.8 CHS | 0.97387 | 0.026132 | 76.93 | 6.5786 | 83.5086 | 7.878% | 3.5741 | 0.20812 | 3.7822 | 2.347 | 0.20801 | 2.555 | 0.54342 | 0.20801 | 0.75143
|  | 219.1x8.2 CHS | 0.98138 | 0.018619 | 103.8555 | 6.2793 | 110.1348 | 5.701% | 3.6017 | 0.14828 | 3.75 | 2.3651 | 0.1482 | 2.5133 | 0.54761 | 0.1482 | 0.69582
|  | 219.1x6.4 CHS | 0.97599 | 0.02401 | 80.7765 | 6.3329 | 87.1094 | 7.27% | 3.5819 | 0.19122 | 3.7731 | 2.3521 | 0.19112 | 2.5433 | 0.5446 | 0.19112 | 0.73572
|  | 219.1x4.8 CHS | 0.97391 | 0.026091 | 61.544 | 5.2546 | 66.7986 | 7.866% | 3.5742 | 0.2078 | 3.782 | 2.3471 | 0.20769 | 2.5548 | 0.54344 | 0.20769 | 0.75113
|  | 168.3x7.1 CHS | 0.97812 | 0.021883 | 67.3138 | 4.7996 | 72.1133 | 6.656% | 3.5897 | 0.17428 | 3.764 | 2.3573 | 0.17419 | 2.5315 | 0.54579 | 0.17419 | 0.71998
|  | 168.3x6.4 CHS | 0.97601 | 0.023987 | 61.544 | 4.8204 | 66.3644 | 7.264% | 3.582 | 0.19104 | 3.773 | 2.3522 | 0.19094 | 2.5431 | 0.54462 | 0.19094 | 0.73555
|  | 168.3x4.8 CHS | 0.97347 | 0.02653 | 46.158 | 4.009 | 50.167 | 7.991% | 3.5726 | 0.21129 | 3.7839 | 2.3461 | 0.21118 | 2.5572 | 0.5432 | 0.21118 | 0.75437
|  | 165.1x5.4 CHS | 0.97689 | 0.023115 | 51.9278 | 3.9158 | 55.8436 | 7.012% | 3.5852 | 0.18409 | 3.7693 | 2.3543 | 0.18399 | 2.5383 | 0.5451 | 0.18399 | 0.7291
|  | 165.1x5.0 CHS | 0.97502 | 0.024979 | 48.0813 | 3.9256 | 52.0069 | 7.548% | 3.5783 | 0.19894 | 3.7773 | 2.3498 | 0.19883 | 2.5486 | 0.54406 | 0.19883 | 0.74289
|  | 165.1x3.5 CHS | 0.96337 | 0.036634 | 32.6953 | 3.9624 | 36.6576 | 10.81% | 3.5356 | 0.29176 | 3.8273 | 2.3217 | 0.29161 | 2.6133 | 0.53756 | 0.29161 | 0.82917
|  | 139.7x5.4 CHS | 0.97616 | 0.023839 | 42.3115 | 3.293 | 45.6045 | 7.221% | 3.5825 | 0.18985 | 3.7724 | 2.3525 | 0.18976 | 2.5423 | 0.5447 | 0.18976 | 0.73445
|  | 139.7x5.0 CHS | 0.97498 | 0.025018 | 40.3882 | 3.3028 | 43.6911 | 7.559% | 3.5782 | 0.19925 | 3.7774 | 2.3497 | 0.19914 | 2.5488 | 0.54404 | 0.19914 | 0.74318
|  | 139.7x3.5 CHS | 0.96254 | 0.037461 | 26.9255 | 3.3396 | 30.2651 | 11.03% | 3.5325 | 0.29834 | 3.8309 | 2.3197 | 0.29819 | 2.6179 | 0.5371 | 0.29819 | 0.83528
|  | 139.7x3.0 CHS | 0.96543 | 0.034568 | 23.079 | 2.6336 | 25.7126 | 10.24% | 3.5431 | 0.27531 | 3.8184 | 2.3267 | 0.27516 | 2.6019 | 0.53871 | 0.27516 | 0.81388
|  | 114.3x5.4 CHS | 0.97637 | 0.023631 | 34.6185 | 2.6702 | 37.2887 | 7.161% | 3.5833 | 0.1882 | 3.7715 | 2.3531 | 0.1881 | 2.5412 | 0.54481 | 0.1881 | 0.73291
|  | 114.3x4.5 CHS | 0.97155 | 0.02845 | 28.8488 | 2.6923 | 31.541 | 8.536% | 3.5656 | 0.22658 | 3.7922 | 2.3414 | 0.22646 | 2.5679 | 0.54212 | 0.22646 | 0.76859
|  | 114.3x3.6 CHS | 0.96441 | 0.035591 | 23.079 | 2.7143 | 25.7933 | 10.52% | 3.5394 | 0.28345 | 3.8228 | 2.3242 | 0.2833 | 2.6075 | 0.53814 | 0.2833 | 0.82144
|  | 114.3x3.2 CHS | 0.96116 | 0.038835 | 21.1558 | 2.7241 | 23.8799 | 11.41% | 3.5275 | 0.30929 | 3.8368 | 2.3164 | 0.30913 | 2.6255 | 0.53633 | 0.30913 | 0.84546
|  | 101.6x5.0 CHS | 0.97488 | 0.025116 | 28.8488 | 2.3686 | 31.2174 | 7.587% | 3.5778 | 0.20003 | 3.7779 | 2.3495 | 0.19992 | 2.5494 | 0.54399 | 0.19992 | 0.74391
|  | 101.6x4.0 CHS | 0.96849 | 0.031512 | 23.079 | 2.3931 | 25.4721 | 9.395% | 3.5544 | 0.25096 | 3.8053 | 2.3341 | 0.25083 | 2.5849 | 0.54042 | 0.25083 | 0.79125
|  | 101.6x3.2 CHS | 0.95809 | 0.041905 | 17.3093 | 2.4127 | 19.722 | 12.23% | 3.5162 | 0.33374 | 3.8499 | 2.309 | 0.33357 | 2.6426 | 0.53462 | 0.33357 | 0.86818
|  | 101.6x2.6 CHS | 0.96256 | 0.037441 | 15.386 | 1.9073 | 17.2933 | 11.03% | 3.5326 | 0.29818 | 3.8308 | 2.3198 | 0.29803 | 2.6178 | 0.53711 | 0.29803 | 0.83514
|  | 88.9x5.9 CHS | 0.97834 | 0.021656 | 28.8488 | 2.0351 | 30.8839 | 6.59% | 3.5905 | 0.17247 | 3.763 | 2.3578 | 0.17238 | 2.5302 | 0.54592 | 0.17238 | 0.7183
|  | 88.9x5.0 CHS | 0.97483 | 0.025168 | 25.0023 | 2.0572 | 27.0595 | 7.603% | 3.5776 | 0.20044 | 3.7781 | 2.3493 | 0.20034 | 2.5497 | 0.54396 | 0.20034 | 0.7443
|  | 88.9x4.0 CHS | 0.96715 | 0.032848 | 19.2325 | 2.0817 | 21.3142 | 9.767% | 3.5494 | 0.26161 | 3.8111 | 2.3308 | 0.26147 | 2.5923 | 0.53967 | 0.26147 | 0.80114
|  | 88.9x3.2 CHS | 0.95891 | 0.041094 | 15.386 | 2.1013 | 17.4873 | 12.02% | 3.5192 | 0.32728 | 3.8465 | 2.311 | 0.3271 | 2.6381 | 0.53507 | 0.3271 | 0.86217
|  | 88.9x2.6 CHS | 0.96269 | 0.037305 | 13.4628 | 1.6626 | 15.1254 | 10.99% | 3.5331 | 0.29711 | 3.8302 | 2.3201 | 0.29695 | 2.617 | 0.53718 | 0.29695 | 0.83414
|  | 76.1x5.9 CHS | 0.97885 | 0.021146 | 25.0023 | 1.7213 | 26.7235 | 6.441% | 3.5924 | 0.16841 | 3.7608 | 2.359 | 0.16832 | 2.5274 | 0.5462 | 0.16832 | 0.71452
|  | 76.1x4.5 CHS | 0.97215 | 0.027845 | 19.2325 | 1.7556 | 20.9881 | 8.365% | 3.5678 | 0.22177 | 3.7896 | 2.3429 | 0.22165 | 2.5645 | 0.54246 | 0.22165 | 0.76411
|  | 76.1x3.6 CHS | 0.96501 | 0.034986 | 15.386 | 1.7777 | 17.1637 | 10.36% | 3.5416 | 0.27863 | 3.8202 | 2.3257 | 0.27848 | 2.6042 | 0.53848 | 0.27848 | 0.81696
|  | 76.1x3.2 CHS | 0.96 | 0.039995 | 13.4628 | 1.7875 | 15.2502 | 11.72% | 3.5232 | 0.31853 | 3.8417 | 2.3136 | 0.31836 | 2.632 | 0.53568 | 0.31836 | 0.85405
|  | 76.1x2.3 CHS | 0.95566 | 0.044337 | 9.6163 | 1.4218 | 11.038 | 12.88% | 3.5073 | 0.3531 | 3.8604 | 2.3031 | 0.35292 | 2.6561 | 0.53326 | 0.35292 | 0.88618
|  | 60.3x5.4 CHS | 0.97618 | 0.023821 | 17.3093 | 1.3461 | 18.6554 | 7.216% | 3.5826 | 0.18972 | 3.7723 | 2.3526 | 0.18962 | 2.5422 | 0.54471 | 0.18962 | 0.73433
|  | 60.3x4.5 CHS | 0.9691 | 0.030904 | 13.4628 | 1.3682 | 14.831 | 9.225% | 3.5566 | 0.24612 | 3.8027 | 2.3355 | 0.24599 | 2.5815 | 0.54076 | 0.24599 | 0.78675
|  | 60.3x3.6 CHS | 0.96357 | 0.036427 | 11.5395 | 1.3903 | 12.9298 | 10.75% | 3.5363 | 0.29011 | 3.8264 | 2.3222 | 0.28996 | 2.6122 | 0.53767 | 0.28996 | 0.82763
|  | 60.3x2.9 CHS | 0.96517 | 0.034827 | 9.6163 | 1.1058 | 10.7221 | 10.31% | 3.5422 | 0.27737 | 3.8196 | 2.3261 | 0.27722 | 2.6033 | 0.53857 | 0.27722 | 0.81579
|  | 60.3x2.3 CHS | 0.95641 | 0.04359 | 7.693 | 1.1174 | 8.8104 | 12.68% | 3.51 | 0.34715 | 3.8572 | 2.3049 | 0.34697 | 2.6519 | 0.53368 | 0.34697 | 0.88065
|  | 48.3x5.4 CHS | 0.97607 | 0.02393 | 13.4628 | 1.0519 | 14.5146 | 7.247% | 3.5822 | 0.19058 | 3.7728 | 2.3523 | 0.19048 | 2.5428 | 0.54465 | 0.19048 | 0.73513
|  | 48.3x4.0 CHS | 0.96577 | 0.034231 | 9.6163 | 1.0862 | 10.7025 | 10.15% | 3.5444 | 0.27262 | 3.817 | 2.3275 | 0.27248 | 2.6 | 0.5389 | 0.27248 | 0.81137
|  | 48.3x3.2 CHS | 0.95684 | 0.043158 | 7.693 | 1.1058 | 8.7988 | 12.57% | 3.5116 | 0.34372 | 3.8553 | 2.306 | 0.34354 | 2.6495 | 0.53392 | 0.34354 | 0.87746
|  | 48.3x2.9 CHS | 0.96555 | 0.034446 | 7.693 | 0.87465 | 8.5677 | 10.21% | 3.5436 | 0.27434 | 3.8179 | 2.327 | 0.27419 | 2.6012 | 0.53878 | 0.27419 | 0.81297
|  | 48.3x2.3 CHS | 0.95402 | 0.04598 | 5.7698 | 0.88621 | 6.656 | 13.31% | 3.5013 | 0.36619 | 3.8674 | 2.2992 | 0.366 | 2.6652 | 0.53234 | 0.366 | 0.89834
|  | 42.4x4.0 CHS | 0.96302 | 0.036984 | 7.693 | 0.94156 | 8.6346 | 10.9% | 3.5343 | 0.29454 | 3.8288 | 2.3209 | 0.29439 | 2.6153 | 0.53736 | 0.29439 | 0.83175
|  | 42.4x3.2 CHS | 0.95032 | 0.049676 | 5.7698 | 0.96117 | 6.7309 | 14.28% | 3.4877 | 0.39562 | 3.8833 | 2.2903 | 0.39542 | 2.6857 | 0.53028 | 0.39542 | 0.9257
|  | 42.4x2.6 CHS | 0.95997 | 0.04003 | 5.7698 | 0.76677 | 6.5365 | 11.73% | 3.5231 | 0.31881 | 3.8419 | 2.3135 | 0.31864 | 2.6322 | 0.53566 | 0.31864 | 0.85431
|  | 42.4x2.0 CHS | 0.9403 | 0.059702 | 3.8465 | 0.77833 | 4.6248 | 16.83% | 3.4509 | 0.47548 | 3.9264 | 2.2661 | 0.47523 | 2.7413 | 0.52469 | 0.47523 | 0.99991
|  | 33.7x4.0 CHS | 0.9619 | 0.038095 | 5.7698 | 0.72824 | 6.498 | 11.21% | 3.5302 | 0.3034 | 3.8336 | 2.3182 | 0.30324 | 2.6214 | 0.53674 | 0.30324 | 0.83998
|  | 33.7x3.2 CHS | 0.96092 | 0.039082 | 5.7698 | 0.74785 | 6.5176 | 11.47% | 3.5266 | 0.31125 | 3.8378 | 2.3158 | 0.31109 | 2.6269 | 0.53619 | 0.31109 | 0.84728
|  | 33.7x2.6 CHS | 0.9534 | 0.046599 | 3.8465 | 0.59916 | 4.4457 | 13.48% | 3.499 | 0.37112 | 3.8701 | 2.2977 | 0.37093 | 2.6686 | 0.532 | 0.37093 | 0.90293
|  | 33.7x2.0 CHS | 0.90939 | 0.090611 | 1.9233 | 0.61072 | 2.534 | 24.1% | 3.3375 | 0.72164 | 4.0591 | 2.1916 | 0.72126 | 2.9129 | 0.50744 | 0.72126 | 1.2287
|  | 26.9x3.2 CHS | 0.95474 | 0.04526 | 3.8465 | 0.58112 | 4.4276 | 13.12% | 3.5039 | 0.36045 | 3.8644 | 2.3009 | 0.36027 | 2.6612 | 0.53275 | 0.36027 | 0.89301
|  | 26.9x2.6 CHS | 0.92904 | 0.07096 | 1.9233 | 0.46815 | 2.3914 | 19.58% | 3.4096 | 0.56513 | 3.9747 | 2.239 | 0.56484 | 2.8038 | 0.5184 | 0.56484 | 1.0832
|  | 26.9x2.3 CHS | 0.92823 | 0.071773 | 1.9233 | 0.47393 | 2.3972 | 19.77% | 3.4066 | 0.57161 | 3.9782 | 2.237 | 0.57131 | 2.8083 | 0.51795 | 0.57131 | 1.0893
|  | 26.9x2.0 CHS | 0.92742 | 0.072585 | 1.9233 | 0.47971 | 2.403 | 19.96% | 3.4036 | 0.57808 | 3.9817 | 2.2351 | 0.57777 | 2.8128 | 0.5175 | 0.57777 | 1.0953
|  | 21.3x3.2 CHS | 0.93248 | 0.067519 | 1.9233 | 0.44381 | 2.3671 | 18.75% | 3.4222 | 0.53773 | 3.9599 | 2.2473 | 0.53745 | 2.7847 | 0.52032 | 0.53745 | 1.0578
|  | 21.3x2.6 CHS | 0.94449 | 0.055515 | 1.9233 | 0.36027 | 2.2835 | 15.78% | 3.4663 | 0.44213 | 3.9084 | 2.2762 | 0.4419 | 2.7181 | 0.52702 | 0.4419 | 0.96892
|  | 21.3x2.0 CHS | 0.94281 | 0.057194 | 1.9233 | 0.37182 | 2.2951 | 16.2% | 3.4601 | 0.4555 | 3.9156 | 2.2722 | 0.45526 | 2.7274 | 0.52609 | 0.45526 | 0.98135
|  | 250x150x9.0 RHS | 0.98312 | 0.016885 | 126.9345 | 6.9478 | 133.8823 | 5.189% | 3.608 | 0.13447 | 3.7425 | 2.3693 | 0.1344 | 2.5037 | 0.54858 | 0.1344 | 0.68298
|  | 250x150x6.0 RHS | 0.97925 | 0.020748 | 87.3156 | 5.8958 | 93.2113 | 6.325% | 3.5939 | 0.16524 | 3.7591 | 2.36 | 0.16515 | 2.5252 | 0.54642 | 0.16515 | 0.71157
|  | 250x150x5.0 RHS | 0.9752 | 0.024798 | 73.4681 | 5.9538 | 79.422 | 7.496% | 3.579 | 0.1975 | 3.7765 | 2.3502 | 0.19739 | 2.5476 | 0.54416 | 0.19739 | 0.74155
|  | 200x100x9.0 RHS | 0.98312 | 0.016883 | 92.316 | 5.0524 | 97.3684 | 5.189% | 3.608 | 0.13446 | 3.7425 | 2.3693 | 0.13439 | 2.5037 | 0.54858 | 0.13439 | 0.68297
|  | 200x100x6.0 RHS | 0.97926 | 0.020736 | 64.2366 | 4.3348 | 68.5714 | 6.322% | 3.5939 | 0.16514 | 3.759 | 2.36 | 0.16505 | 2.5251 | 0.54643 | 0.16505 | 0.71148
|  | 200x100x5.0 RHS | 0.97522 | 0.024785 | 54.2357 | 4.3928 | 58.6285 | 7.493% | 3.579 | 0.19739 | 3.7764 | 2.3503 | 0.19729 | 2.5476 | 0.54417 | 0.19729 | 0.74146
|  | 200x100x4.0 RHS | 0.96926 | 0.030736 | 44.0424 | 4.4509 | 48.4933 | 9.178% | 3.5572 | 0.24478 | 3.802 | 2.3359 | 0.24465 | 2.5806 | 0.54085 | 0.24465 | 0.7855
|  | 150x100x9.0 RHS | 0.98312 | 0.016881 | 75.0067 | 4.1046 | 79.1114 | 5.188% | 3.608 | 0.13444 | 3.7425 | 2.3693 | 0.13437 | 2.5037 | 0.54858 | 0.13437 | 0.68295
|  | 150x100x6.0 RHS | 0.97927 | 0.020725 | 52.6971 | 3.5543 | 56.2514 | 6.319% | 3.5939 | 0.16506 | 3.759 | 2.3601 | 0.16497 | 2.525 | 0.54644 | 0.16497 | 0.71141
|  | 150x100x5.0 RHS | 0.97523 | 0.024774 | 44.6194 | 3.6123 | 48.2317 | 7.49% | 3.5791 | 0.1973 | 3.7764 | 2.3503 | 0.1972 | 2.5475 | 0.54418 | 0.1972 | 0.74138
|  | 150x100x4.0 RHS | 0.96929 | 0.030711 | 36.3494 | 3.6704 | 40.0198 | 9.171% | 3.5573 | 0.24459 | 3.8019 | 2.336 | 0.24446 | 2.5804 | 0.54086 | 0.24446 | 0.78532
|  | 150x50x6.0 RHS | 0.97929 | 0.020709 | 41.1576 | 2.7738 | 43.9314 | 6.314% | 3.594 | 0.16493 | 3.7589 | 2.3601 | 0.16485 | 2.5249 | 0.54644 | 0.16485 | 0.71129
|  | 150x50x5.0 RHS | 0.97524 | 0.024757 | 35.0032 | 2.8319 | 37.835 | 7.485% | 3.5791 | 0.19717 | 3.7763 | 2.3503 | 0.19707 | 2.5474 | 0.54419 | 0.19707 | 0.74125
|  | 150x50x4.0 RHS | 0.96933 | 0.030673 | 28.6564 | 2.8899 | 31.5463 | 9.161% | 3.5574 | 0.24428 | 3.8017 | 2.3361 | 0.24416 | 2.5802 | 0.54088 | 0.24416 | 0.78504
|  | 150x50x3.0 RHS | 0.96798 | 0.032025 | 22.1174 | 2.332 | 24.4494 | 9.538% | 3.5525 | 0.25505 | 3.8075 | 2.3328 | 0.25492 | 2.5877 | 0.54013 | 0.25492 | 0.79505
|  | 150x50x2.5 RHS | 0.96156 | 0.038438 | 18.4632 | 2.3522 | 20.8154 | 11.3% | 3.5289 | 0.30613 | 3.8351 | 2.3174 | 0.30597 | 2.6233 | 0.53655 | 0.30597 | 0.84252
|  | 150x50x2.0 RHS | 0.95272 | 0.047275 | 15.0014 | 2.3723 | 17.3737 | 13.65% | 3.4965 | 0.37651 | 3.873 | 2.2961 | 0.37631 | 2.6724 | 0.53162 | 0.37631 | 0.90793
|  | 125x75x6.0 RHS | 0.97929 | 0.020709 | 41.1576 | 2.7738 | 43.9314 | 6.314% | 3.594 | 0.16493 | 3.7589 | 2.3601 | 0.16485 | 2.5249 | 0.54644 | 0.16485 | 0.71129
|  | 125x75x5.0 RHS | 0.97524 | 0.024757 | 35.0032 | 2.8319 | 37.835 | 7.485% | 3.5791 | 0.19717 | 3.7763 | 2.3503 | 0.19707 | 2.5474 | 0.54419 | 0.19707 | 0.74125
|  | 125x75x4.0 RHS | 0.96933 | 0.030673 | 28.6564 | 2.8899 | 31.5463 | 9.161% | 3.5574 | 0.24428 | 3.8017 | 2.3361 | 0.24416 | 2.5802 | 0.54088 | 0.24416 | 0.78504
|  | 125x75x3.0 RHS | 0.96798 | 0.032025 | 22.1174 | 2.332 | 24.4494 | 9.538% | 3.5525 | 0.25505 | 3.8075 | 2.3328 | 0.25492 | 2.5877 | 0.54013 | 0.25492 | 0.79505
|  | 125x75x2.5 RHS | 0.96156 | 0.038438 | 18.4632 | 2.3522 | 20.8154 | 11.3% | 3.5289 | 0.30613 | 3.8351 | 2.3174 | 0.30597 | 2.6233 | 0.53655 | 0.30597 | 0.84252
|  | 125x75x2.0 RHS | 0.95272 | 0.047275 | 15.0014 | 2.3723 | 17.3737 | 13.65% | 3.4965 | 0.37651 | 3.873 | 2.2961 | 0.37631 | 2.6724 | 0.53162 | 0.37631 | 0.90793
|  | 100x50x6.0 RHS | 0.97932 | 0.020681 | 29.6181 | 1.9934 | 31.6114 | 6.306% | 3.5941 | 0.16471 | 3.7588 | 2.3602 | 0.16462 | 2.5248 | 0.54646 | 0.16462 | 0.71108
|  | 100x50x5.0 RHS | 0.97527 | 0.024728 | 25.3869 | 2.0514 | 27.4383 | 7.476% | 3.5792 | 0.19694 | 3.7762 | 2.3504 | 0.19683 | 2.5472 | 0.5442 | 0.19683 | 0.74104
|  | 100x50x4.0 RHS | 0.96939 | 0.030607 | 20.9634 | 2.1094 | 23.0728 | 9.142% | 3.5577 | 0.24376 | 3.8014 | 2.3362 | 0.24363 | 2.5799 | 0.54092 | 0.24363 | 0.78455
|  | 100x50x3.5 RHS | 0.96493 | 0.035067 | 18.4632 | 2.1384 | 20.6016 | 10.38% | 3.5413 | 0.27928 | 3.8206 | 2.3255 | 0.27914 | 2.6046 | 0.53843 | 0.27914 | 0.81757
|  | 100x50x3.0 RHS | 0.96806 | 0.031937 | 16.3476 | 1.7188 | 18.0664 | 9.514% | 3.5528 | 0.25435 | 3.8071 | 2.333 | 0.25422 | 2.5872 | 0.54018 | 0.25422 | 0.7944
|  | 100x50x2.5 RHS | 0.96158 | 0.038423 | 13.6551 | 1.7389 | 15.394 | 11.3% | 3.529 | 0.30601 | 3.835 | 2.3174 | 0.30585 | 2.6232 | 0.53656 | 0.30585 | 0.84241
|  | 100x50x2.0 RHS | 0.95285 | 0.047149 | 11.1549 | 1.7591 | 12.9139 | 13.62% | 3.497 | 0.3755 | 3.8725 | 2.2964 | 0.37531 | 2.6717 | 0.53169 | 0.37531 | 0.907
|  | 100x50x1.6 RHS | 0.94195 | 0.058046 | 9.0393 | 1.7752 | 10.8145 | 16.42% | 3.457 | 0.46229 | 3.9193 | 2.2701 | 0.46204 | 2.7322 | 0.52561 | 0.46204 | 0.98766
|  | 75x50x6.0 RHS | 0.97934 | 0.020657 | 23.8483 | 1.6031 | 25.4514 | 6.299% | 3.5942 | 0.16452 | 3.7587 | 2.3602 | 0.16443 | 2.5246 | 0.54647 | 0.16443 | 0.7109
|  | 75x50x5.0 RHS | 0.9753 | 0.024703 | 20.5788 | 1.6611 | 22.2399 | 7.469% | 3.5793 | 0.19674 | 3.7761 | 2.3505 | 0.19663 | 2.5471 | 0.54422 | 0.19663 | 0.74085
|  | 75x50x4.0 RHS | 0.96945 | 0.030552 | 17.1169 | 1.7191 | 18.8361 | 9.127% | 3.5579 | 0.24332 | 3.8012 | 2.3364 | 0.24319 | 2.5796 | 0.54095 | 0.24319 | 0.78414
|  | 75x50x3.0 RHS | 0.96814 | 0.031864 | 13.4628 | 1.4121 | 14.8749 | 9.493% | 3.5531 | 0.25377 | 3.8068 | 2.3332 | 0.25364 | 2.5868 | 0.54022 | 0.25364 | 0.79386
|  | 75x50x2.5 RHS | 0.9619 | 0.038098 | 11.3472 | 1.4323 | 12.7795 | 11.21% | 3.5302 | 0.30342 | 3.8336 | 2.3182 | 0.30326 | 2.6214 | 0.53674 | 0.30326 | 0.84
|  | 75x50x2.0 RHS | 0.95295 | 0.047046 | 9.2316 | 1.4525 | 10.6841 | 13.59% | 3.4973 | 0.37468 | 3.872 | 2.2966 | 0.37449 | 2.6711 | 0.53175 | 0.37449 | 0.90624
|  | 75x50x1.6 RHS | 0.94212 | 0.05788 | 7.5007 | 1.4686 | 8.9693 | 16.37% | 3.4576 | 0.46097 | 3.9185 | 2.2705 | 0.46073 | 2.7312 | 0.5257 | 0.46073 | 0.98643
|  | 75x25x2.5 RHS | 0.96161 | 0.038392 | 8.847 | 1.1257 | 9.9726 | 11.29% | 3.5291 | 0.30576 | 3.8349 | 2.3175 | 0.3056 | 2.6231 | 0.53658 | 0.3056 | 0.84218
|  | 75x25x2.0 RHS | 0.95311 | 0.046889 | 7.3084 | 1.1458 | 8.4542 | 13.55% | 3.4979 | 0.37343 | 3.8713 | 2.297 | 0.37324 | 2.6702 | 0.53184 | 0.37324 | 0.90507
|  | 75x25x1.6 RHS | 0.94237 | 0.057629 | 5.9621 | 1.162 | 7.124 | 16.31% | 3.4585 | 0.45897 | 3.9175 | 2.2711 | 0.45873 | 2.7298 | 0.52584 | 0.45873 | 0.98457
|  | 65x35x4.0 RHS | 0.96954 | 0.030465 | 13.2704 | 1.3289 | 14.5993 | 9.102% | 3.5582 | 0.24263 | 3.8008 | 2.3366 | 0.2425 | 2.5791 | 0.541 | 0.2425 | 0.7835
|  | 65x35x3.0 RHS | 0.96825 | 0.031753 | 10.5779 | 1.1055 | 11.6834 | 9.462% | 3.5535 | 0.25288 | 3.8064 | 2.3335 | 0.25275 | 2.5862 | 0.54028 | 0.25275 | 0.79303
|  | 65x35x2.5 RHS | 0.96161 | 0.038392 | 8.847 | 1.1257 | 9.9726 | 11.29% | 3.5291 | 0.30576 | 3.8349 | 2.3175 | 0.3056 | 2.6231 | 0.53658 | 0.3056 | 0.84218
|  | 65x35x2.0 RHS | 0.95311 | 0.046889 | 7.3084 | 1.1458 | 8.4542 | 13.55% | 3.4979 | 0.37343 | 3.8713 | 2.297 | 0.37324 | 2.6702 | 0.53184 | 0.37324 | 0.90507
|  | 50x25x3.0 RHS | 0.96844 | 0.031557 | 7.693 | 0.79889 | 8.4919 | 9.408% | 3.5542 | 0.25132 | 3.8055 | 2.3339 | 0.25119 | 2.5851 | 0.54039 | 0.25119 | 0.79158
|  | 50x25x2.5 RHS | 0.96218 | 0.037817 | 6.5391 | 0.81906 | 7.3581 | 11.13% | 3.5312 | 0.30118 | 3.8324 | 2.3189 | 0.30102 | 2.6199 | 0.5369 | 0.30102 | 0.83792
|  | 50x25x2.0 RHS | 0.95338 | 0.04662 | 5.3851 | 0.83922 | 6.2243 | 13.48% | 3.4989 | 0.37129 | 3.8702 | 2.2976 | 0.3711 | 2.6687 | 0.53199 | 0.3711 | 0.90308
|  | 50x25x1.6 RHS | 0.9428 | 0.057203 | 4.4235 | 0.85535 | 5.2788 | 16.2% | 3.4601 | 0.45558 | 3.9156 | 2.2721 | 0.45534 | 2.7275 | 0.52608 | 0.45534 | 0.98142
|  | 50x20x3.0 RHS | 0.9685 | 0.031499 | 7.116 | 0.73757 | 7.8536 | 9.392% | 3.5544 | 0.25086 | 3.8053 | 2.3341 | 0.25073 | 2.5848 | 0.54042 | 0.25073 | 0.79115
|  | 50x20x2.5 RHS | 0.96165 | 0.03835 | 5.9621 | 0.75773 | 6.7198 | 11.28% | 3.5293 | 0.30542 | 3.8347 | 2.3176 | 0.30526 | 2.6228 | 0.5366 | 0.30526 | 0.84186
|  | 50x20x2.0 RHS | 0.95346 | 0.046541 | 5.0004 | 0.77789 | 5.7783 | 13.46% | 3.4992 | 0.37066 | 3.8699 | 2.2978 | 0.37047 | 2.6683 | 0.53203 | 0.37047 | 0.9025
|  | 50x20x1.6 RHS | 0.9419 | 0.058104 | 4.0388 | 0.79402 | 4.8328 | 16.43% | 3.4568 | 0.46275 | 3.9195 | 2.27 | 0.46251 | 2.7325 | 0.52558 | 0.46251 | 0.98809
|  | 250x250x9.0 SHS | 0.98311 | 0.016886 | 161.553 | 8.8433 | 170.3963 | 5.19% | 3.608 | 0.13448 | 3.7425 | 2.3693 | 0.13441 | 2.5037 | 0.54858 | 0.13441 | 0.68299
|  | 250x250x6.0 SHS | 0.97925 | 0.020755 | 110.3945 | 7.4568 | 117.8513 | 6.327% | 3.5938 | 0.1653 | 3.7591 | 2.36 | 0.16521 | 2.5252 | 0.54642 | 0.16521 | 0.71163
|  | 200x200x9.0 SHS | 0.98312 | 0.016885 | 126.9345 | 6.9478 | 133.8823 | 5.189% | 3.608 | 0.13447 | 3.7425 | 2.3693 | 0.1344 | 2.5037 | 0.54858 | 0.1344 | 0.68298
|  | 200x200x6.0 SHS | 0.97925 | 0.020748 | 87.3156 | 5.8958 | 93.2113 | 6.325% | 3.5939 | 0.16524 | 3.7591 | 2.36 | 0.16515 | 2.5252 | 0.54642 | 0.16515 | 0.71157
|  | 200x200x5.0 SHS | 0.9752 | 0.024798 | 73.4681 | 5.9538 | 79.422 | 7.496% | 3.579 | 0.1975 | 3.7765 | 2.3502 | 0.19739 | 2.5476 | 0.54416 | 0.19739 | 0.74155
|  | 150x150x9.0 SHS | 0.98312 | 0.016883 | 92.316 | 5.0524 | 97.3684 | 5.189% | 3.608 | 0.13446 | 3.7425 | 2.3693 | 0.13439 | 2.5037 | 0.54858 | 0.13439 | 0.68297
|  | 150x150x6.0 SHS | 0.97926 | 0.020736 | 64.2366 | 4.3348 | 68.5714 | 6.322% | 3.5939 | 0.16514 | 3.759 | 2.36 | 0.16505 | 2.5251 | 0.54643 | 0.16505 | 0.71148
|  | 150x150x5.0 SHS | 0.97522 | 0.024785 | 54.2357 | 4.3928 | 58.6285 | 7.493% | 3.579 | 0.19739 | 3.7764 | 2.3503 | 0.19729 | 2.5476 | 0.54417 | 0.19729 | 0.74146
|  | 125x125x9.0 SHS | 0.98312 | 0.016881 | 75.0067 | 4.1046 | 79.1114 | 5.188% | 3.608 | 0.13444 | 3.7425 | 2.3693 | 0.13437 | 2.5037 | 0.54858 | 0.13437 | 0.68295
|  | 125x125x6.0 SHS | 0.97927 | 0.020725 | 52.6971 | 3.5543 | 56.2514 | 6.319% | 3.5939 | 0.16506 | 3.759 | 2.3601 | 0.16497 | 2.525 | 0.54644 | 0.16497 | 0.71141
|  | 125x125x5.0 SHS | 0.97523 | 0.024774 | 44.6194 | 3.6123 | 48.2317 | 7.49% | 3.5791 | 0.1973 | 3.7764 | 2.3503 | 0.1972 | 2.5475 | 0.54418 | 0.1972 | 0.74138
|  | 125x125x4.0 SHS | 0.96929 | 0.030711 | 36.3494 | 3.6704 | 40.0198 | 9.171% | 3.5573 | 0.24459 | 3.8019 | 2.336 | 0.24446 | 2.5804 | 0.54086 | 0.24446 | 0.78532
|  | 100x100x9.0 SHS | 0.98312 | 0.016879 | 57.6975 | 3.1569 | 60.8544 | 5.188% | 3.6081 | 0.13442 | 3.7425 | 2.3693 | 0.13435 | 2.5037 | 0.54858 | 0.13435 | 0.68293
|  | 100x100x6.0 SHS | 0.97929 | 0.020709 | 41.1576 | 2.7738 | 43.9314 | 6.314% | 3.594 | 0.16493 | 3.7589 | 2.3601 | 0.16485 | 2.5249 | 0.54644 | 0.16485 | 0.71129
|  | 100x100x5.0 SHS | 0.97524 | 0.024757 | 35.0032 | 2.8319 | 37.835 | 7.485% | 3.5791 | 0.19717 | 3.7763 | 2.3503 | 0.19707 | 2.5474 | 0.54419 | 0.19707 | 0.74125
|  | 100x100x4.0 SHS | 0.96933 | 0.030673 | 28.6564 | 2.8899 | 31.5463 | 9.161% | 3.5574 | 0.24428 | 3.8017 | 2.3361 | 0.24416 | 2.5802 | 0.54088 | 0.24416 | 0.78504
|  | 100x100x3.0 SHS | 0.96798 | 0.032025 | 22.1174 | 2.332 | 24.4494 | 9.538% | 3.5525 | 0.25505 | 3.8075 | 2.3328 | 0.25492 | 2.5877 | 0.54013 | 0.25492 | 0.79505
|  | 100x100x2.5 SHS | 0.96156 | 0.038438 | 18.4632 | 2.3522 | 20.8154 | 11.3% | 3.5289 | 0.30613 | 3.8351 | 2.3174 | 0.30597 | 2.6233 | 0.53655 | 0.30597 | 0.84252
|  | 100x100x2.0 SHS | 0.95272 | 0.047275 | 15.0014 | 2.3723 | 17.3737 | 13.65% | 3.4965 | 0.37651 | 3.873 | 2.2961 | 0.37631 | 2.6724 | 0.53162 | 0.37631 | 0.90793
|  | 89x89x6.0 SHS | 0.97924 | 0.020764 | 35.9648 | 2.4304 | 38.3952 | 6.33% | 3.5938 | 0.16537 | 3.7592 | 2.36 | 0.16528 | 2.5252 | 0.54641 | 0.16528 | 0.7117
|  | 89x89x5.0 SHS | 0.97525 | 0.024747 | 30.772 | 2.4884 | 33.2604 | 7.482% | 3.5792 | 0.19709 | 3.7763 | 2.3504 | 0.19698 | 2.5473 | 0.54419 | 0.19698 | 0.74117
|  | 89x89x3.5 SHS | 0.96504 | 0.034957 | 22.3097 | 2.5755 | 24.8852 | 10.35% | 3.5417 | 0.2784 | 3.8201 | 2.3258 | 0.27826 | 2.604 | 0.53849 | 0.27826 | 0.81675
|  | 75x75x6.0 SHS | 0.97932 | 0.020681 | 29.6181 | 1.9934 | 31.6114 | 6.306% | 3.5941 | 0.16471 | 3.7588 | 2.3602 | 0.16462 | 2.5248 | 0.54646 | 0.16462 | 0.71108
|  | 75x75x5.0 SHS | 0.97527 | 0.024728 | 25.3869 | 2.0514 | 27.4383 | 7.476% | 3.5792 | 0.19694 | 3.7762 | 2.3504 | 0.19683 | 2.5472 | 0.5442 | 0.19683 | 0.74104
|  | 75x75x4.0 SHS | 0.96939 | 0.030607 | 20.9634 | 2.1094 | 23.0728 | 9.142% | 3.5577 | 0.24376 | 3.8014 | 2.3362 | 0.24363 | 2.5799 | 0.54092 | 0.24363 | 0.78455
|  | 75x75x3.5 SHS | 0.96493 | 0.035067 | 18.4632 | 2.1384 | 20.6016 | 10.38% | 3.5413 | 0.27928 | 3.8206 | 2.3255 | 0.27914 | 2.6046 | 0.53843 | 0.27914 | 0.81757
|  | 75x75x3.0 SHS | 0.96806 | 0.031937 | 16.3476 | 1.7188 | 18.0664 | 9.514% | 3.5528 | 0.25435 | 3.8071 | 2.333 | 0.25422 | 2.5872 | 0.54018 | 0.25422 | 0.7944
|  | 75x75x2.5 SHS | 0.96158 | 0.038423 | 13.6551 | 1.7389 | 15.394 | 11.3% | 3.529 | 0.30601 | 3.835 | 2.3174 | 0.30585 | 2.6232 | 0.53656 | 0.30585 | 0.84241
|  | 75x75x2.0 SHS | 0.95285 | 0.047149 | 11.1549 | 1.7591 | 12.9139 | 13.62% | 3.497 | 0.3755 | 3.8725 | 2.2964 | 0.37531 | 2.6717 | 0.53169 | 0.37531 | 0.907
|  | 65x65x6.0 SHS | 0.97934 | 0.020663 | 25.0023 | 1.6812 | 26.6834 | 6.3% | 3.5942 | 0.16456 | 3.7587 | 2.3602 | 0.16448 | 2.5247 | 0.54647 | 0.16448 | 0.71095
|  | 65x65x5.0 SHS | 0.97529 | 0.024709 | 21.5404 | 1.7392 | 23.2796 | 7.471% | 3.5793 | 0.19678 | 3.7761 | 2.3505 | 0.19668 | 2.5471 | 0.54421 | 0.19668 | 0.74089
|  | 65x65x4.0 SHS | 0.96944 | 0.030565 | 17.8862 | 1.7972 | 19.6834 | 9.13% | 3.5578 | 0.24342 | 3.8013 | 2.3363 | 0.2433 | 2.5796 | 0.54094 | 0.2433 | 0.78424
|  | 65x65x3.0 SHS | 0.96812 | 0.031881 | 14.0397 | 1.4735 | 15.5132 | 9.498% | 3.553 | 0.25391 | 3.8069 | 2.3332 | 0.25377 | 2.5869 | 0.54021 | 0.25377 | 0.79398
|  | 65x65x2.5 SHS | 0.96159 | 0.038414 | 11.7318 | 1.4936 | 13.2254 | 11.29% | 3.529 | 0.30593 | 3.835 | 2.3174 | 0.30578 | 2.6232 | 0.53657 | 0.30578 | 0.84234
|  | 65x65x2.0 SHS | 0.95293 | 0.04707 | 9.6163 | 1.5138 | 11.13 | 13.6% | 3.4973 | 0.37487 | 3.8721 | 2.2966 | 0.37468 | 2.6712 | 0.53173 | 0.37468 | 0.90641
|  | 65x65x1.6 SHS | 0.94126 | 0.058736 | 7.693 | 1.5299 | 9.2229 | 16.59% | 3.4544 | 0.46779 | 3.9222 | 2.2684 | 0.46754 | 2.736 | 0.52523 | 0.46754 | 0.99277
|  | 50x50x5.0 SHS | 0.97534 | 0.024662 | 15.7707 | 1.2709 | 17.0415 | 7.458% | 3.5795 | 0.19642 | 3.7759 | 2.3506 | 0.19631 | 2.5469 | 0.54424 | 0.19631 | 0.74055
|  | 50x50x4.0 SHS | 0.96954 | 0.030465 | 13.2704 | 1.3289 | 14.5993 | 9.102% | 3.5582 | 0.24263 | 3.8008 | 2.3366 | 0.2425 | 2.5791 | 0.541 | 0.2425 | 0.7835
|  | 50x50x3.0 SHS | 0.96825 | 0.031753 | 10.5779 | 1.1055 | 11.6834 | 9.462% | 3.5535 | 0.25288 | 3.8064 | 2.3335 | 0.25275 | 2.5862 | 0.54028 | 0.25275 | 0.79303
|  | 50x50x2.5 SHS | 0.96161 | 0.038392 | 8.847 | 1.1257 | 9.9726 | 11.29% | 3.5291 | 0.30576 | 3.8349 | 2.3175 | 0.3056 | 2.6231 | 0.53658 | 0.3056 | 0.84218
|  | 50x50x2.0 SHS | 0.95311 | 0.046889 | 7.3084 | 1.1458 | 8.4542 | 13.55% | 3.4979 | 0.37343 | 3.8713 | 2.297 | 0.37324 | 2.6702 | 0.53184 | 0.37324 | 0.90507
|  | 50x50x1.6 SHS | 0.94237 | 0.057629 | 5.9621 | 1.162 | 7.124 | 16.31% | 3.4585 | 0.45897 | 3.9175 | 2.2711 | 0.45873 | 2.7298 | 0.52584 | 0.45873 | 0.98457
|  | 40x40x4.0 SHS | 0.96965 | 0.030348 | 10.1932 | 1.0167 | 11.2099 | 9.07% | 3.5586 | 0.24169 | 3.8003 | 2.3369 | 0.24157 | 2.5784 | 0.54107 | 0.24157 | 0.78263
|  | 40x40x3.0 SHS | 0.96839 | 0.031607 | 8.27 | 0.86022 | 9.1302 | 9.422% | 3.554 | 0.25172 | 3.8057 | 2.3338 | 0.25159 | 2.5854 | 0.54036 | 0.25159 | 0.79195
|  | 40x40x2.5 SHS | 0.96163 | 0.038368 | 6.9237 | 0.88038 | 7.8041 | 11.28% | 3.5292 | 0.30557 | 3.8348 | 2.3175 | 0.30541 | 2.6229 | 0.53659 | 0.30541 | 0.842
|  | 40x40x2.0 SHS | 0.95331 | 0.046688 | 5.7698 | 0.90054 | 6.6703 | 13.5% | 3.4987 | 0.37183 | 3.8705 | 2.2975 | 0.37164 | 2.6691 | 0.53195 | 0.37164 | 0.90359
|  | 40x40x1.6 SHS | 0.94134 | 0.05866 | 4.6158 | 0.91667 | 5.5325 | 16.57% | 3.4547 | 0.46717 | 3.9219 | 2.2686 | 0.46693 | 2.7356 | 0.52527 | 0.46693 | 0.9922
|  | 35x35x3.0 SHS | 0.9685 | 0.031499 | 7.116 | 0.73757 | 7.8536 | 9.392% | 3.5544 | 0.25086 | 3.8053 | 2.3341 | 0.25073 | 2.5848 | 0.54042 | 0.25073 | 0.79115
|  | 35x35x2.5 SHS | 0.96165 | 0.03835 | 5.9621 | 0.75773 | 6.7198 | 11.28% | 3.5293 | 0.30542 | 3.8347 | 2.3176 | 0.30526 | 2.6228 | 0.5366 | 0.30526 | 0.84186
|  | 35x35x2.0 SHS | 0.95346 | 0.046541 | 5.0004 | 0.77789 | 5.7783 | 13.46% | 3.4992 | 0.37066 | 3.8699 | 2.2978 | 0.37047 | 2.6683 | 0.53203 | 0.37047 | 0.9025
|  | 35x35x1.6 SHS | 0.9419 | 0.058104 | 4.0388 | 0.79402 | 4.8328 | 16.43% | 3.4568 | 0.46275 | 3.9195 | 2.27 | 0.46251 | 2.7325 | 0.52558 | 0.46251 | 0.98809
|  | 30x30x2.0 SHS | 0.95366 | 0.046341 | 4.2312 | 0.65524 | 4.8864 | 13.41% | 3.4999 | 0.36907 | 3.869 | 2.2983 | 0.36887 | 2.6672 | 0.53214 | 0.36887 | 0.90102
|  | 30x30x1.6 SHS | 0.94264 | 0.057362 | 3.4619 | 0.67137 | 4.1332 | 16.24% | 3.4595 | 0.45684 | 3.9163 | 2.2718 | 0.4566 | 2.7284 | 0.52599 | 0.4566 | 0.9826
|  | 25x25x3.0 SHS | 0.96887 | 0.031126 | 4.8081 | 0.49227 | 5.3004 | 9.287% | 3.5558 | 0.24789 | 3.8037 | 2.335 | 0.24776 | 2.5828 | 0.54063 | 0.24776 | 0.7884
|  | 25x25x2.5 SHS | 0.96171 | 0.038287 | 4.0388 | 0.51244 | 4.5513 | 11.26% | 3.5295 | 0.30493 | 3.8344 | 2.3177 | 0.30477 | 2.6225 | 0.53664 | 0.30477 | 0.8414
|  | 25x25x2.0 SHS | 0.95395 | 0.046051 | 3.4619 | 0.5326 | 3.9944 | 13.33% | 3.501 | 0.36676 | 3.8678 | 2.299 | 0.36657 | 2.6656 | 0.5323 | 0.36657 | 0.89887
|  | 25x25x1.6 SHS | 0.94368 | 0.056322 | 2.8849 | 0.54873 | 3.4336 | 15.98% | 3.4633 | 0.44856 | 3.9119 | 2.2743 | 0.44832 | 2.7226 | 0.52657 | 0.44832 | 0.9749
|  | 20x20x1.6 SHS | 0.94524 | 0.054757 | 2.3079 | 0.42608 | 2.734 | 15.58% | 3.469 | 0.43609 | 3.9051 | 2.278 | 0.43587 | 2.7139 | 0.52745 | 0.43587 | 0.96331

## Structural_steel_hot_painted
Structural (painted) (hot rolled)
Sub-category description: | Steel (painted) used for structural purposes that has undergone hot-rolled steel production route. Including beams, columns, angles, flange channels, hollow sections.
Qualitative assessment: | Good data for domestic suppliers - comparison good - weighted average possible - Australian EPD data for most part. International sources available only as proxies for market i.e. India used to represent Asia/China. Good spread of products represented. Paint used in calculation uses international EF - not a max. Minor contribution to overall EF but considered Tier 2 for market coverage
Geographical rating | Tier 2
EF source data rating | Tier 2
Market coverage rating | Tier 2
TOTAL | Tier 2
Assumptions: | Three layers of paint (primer epoxy and hardtop)
Impact due to energy used in steel surface preparation and paint application is not included due to lack of data.
Assumes blast cleaned steel and protected spray (ie in shop)
Paint wastage included.
|  |  | Upfront carbon emissions |  | Upfront carbon storage
| Structural (painted) (hot rolled) | Declared unit | Upfront carbon emissions (kg CO2e/quantity) | Upfront carbon emissions (kg CO2e/kg) | Upfront carbon storage (kg CO2e/quantity) | Upfront carbon storage (kg CO2e/kg)
|  | Quantity | tonne | kg | tonne | kg
|  | Max | 4092.9673 | 4.093 | 0 | 0
|  | Min | 580.397 | 0.5804 | 0 | 0
|  | Average | 2546.0289 | 2.546 | 0 | 0
Additional:
Data sources and statistics: | [9 empty] | Uses max steel EF as input | [5 empty] | Uses Avg steel EF as input | [5 empty] | Uses MIN steel EF as input | [12 empty] | Jotun PUR4
|  | Designation | Steel | Coated Area |  | Steel | Paint |  |  | GWP | [5 empty] | GWP | [5 empty] | GWP | [13 empty] | Generic | Product | Nominal Thickness | Density | Practical Coverage | Mass of Paint | Carbon footprint |  | Mass of Paint
|  |  | Mass |  |  | mass | mass |  |  | 3.67 | 7.061 | 5.3789 | 5.8349 |  |  | 2.41 | 7.061 | 5.3789 | 5.8349 |  |  | 0.558 | 7.061 | 5.3789 | 5.8349 | [13 empty] | kg/l | m²/l | kg/m² | kg CO2-eq | kg CO2-eq/m2 | kg/m²
|  |  | ms |  |  |  | Primer | Epoxy | Hardtop | Steel Max | Primer | Epoxy | Hardtop | TOTAL | TOTAL steel | Steel Avg | Primer | Epoxy | Hardtop | TOTAL | TOTAL steel | Steel Min | Primer | Epoxy | Hardtop | TOTAL | TOTAL steel | GWP kg of CO2.e/kg of painted product |  |  |  | Density (kg/l) |  |  | 1 | Zinc rich primer | Barrier 80S | 75 | 2.3 | 6.432 | 0.35759 | 5.81 | 2.0776 | 0.25746
|  |  | kg/m | m2/m | m2/t | kg/m² | kg/m² | kg/m² | kg/m² | kg/CO2.e/m² | kg/CO2.e/m² | kg/CO2.e/m² | kg/CO2.e/m² | kg/CO2.e/m² | kg/CO2.e/kg | kg/CO2.e/m² | kg/CO2.e/m² | kg/CO2.e/m² | kg/CO2.e/m² | kg/CO2.e/m² | kg/CO2.e/kg | kg/CO2.e/m² | kg/CO2.e/m² | kg/CO2.e/m² | kg/CO2.e/m² | kg/CO2.e/m² | kg/CO2.e/kg | Max | 4.093 |  |  | Primer | Epoxy | Hardtop | 2 | High build epoxy | Penguard Universal
|  | 200x200x26 EA | 76.8 | 0.788 | 10.2604 | 97.4619 | 0.35759 | 0.27902 | 0.14172 | 357.6853 | 2.5249 | 1.5008 | 0.82694 | 362.538 | 3.6903 | 234.8832 | 2.5249 | 1.5008 | 0.82694 | 239.7359 | 2.4403 | 54.3838 | 2.5249 | 1.5008 | 0.82694 | 59.2364 | 0.60298 | Avg | 2.546 |  |  | 2.3 | 1.4 | 1.4 |  |  | Jotamastic 90 | 125 | 1.4 | 5.0176 | 0.27902 | 4.42 | 1.2333 | 0.21875
|  | 200x200x20 EA | 60.1 | 0.788 | 13.1115 | 76.269 | 0.35759 | 0.27902 | 0.14172 | 279.9074 | 2.5249 | 1.5008 | 0.82694 | 284.76 | 3.6959 | 183.8084 | 2.5249 | 1.5008 | 0.82694 | 188.6611 | 2.4486 | 42.5581 | 2.5249 | 1.5008 | 0.82694 | 47.4108 | 0.61535 | Min | 0.5804 | [5 empty] | 3 | Polyurethane gloss | Hardtop AX | 50 | 1.4 | 9.8784 | 0.14172 | 4.8 | 0.68027 | 0.11111
|  | 200x200x18 EA | 54.4 | 0.788 | 14.4853 | 69.0355 | 0.35759 | 0.27902 | 0.14172 | 253.3604 | 2.5249 | 1.5008 | 0.82694 | 258.2131 | 3.6986 | 166.3756 | 2.5249 | 1.5008 | 0.82694 | 171.2283 | 2.4526 | 38.5218 | 2.5249 | 1.5008 | 0.82694 | 43.3745 | 0.62129 |  |  |  |  | Practical coverage (m²/l) | [8 empty] | 0.77833 |  | 3.9911 | 0.58732
|  | 200x200x16 EA | 48.7 | 0.788 | 16.1807 | 61.802 | 0.35759 | 0.27902 | 0.14172 | 226.8135 | 2.5249 | 1.5008 | 0.82694 | 231.6661 | 3.7019 | 148.9429 | 2.5249 | 1.5008 | 0.82694 | 153.7956 | 2.4576 | 34.4855 | 2.5249 | 1.5008 | 0.82694 | 39.3382 | 0.6286 |  |  |  |  | Primer | Epoxy | Hardtop | Jotun PUR5
|  | 200x200x13 EA | 40 | 0.788 | 19.7 | 50.7614 | 0.35759 | 0.27902 | 0.14172 | 186.2944 | 2.5249 | 1.5008 | 0.82694 | 191.1471 | 3.7087 | 122.335 | 2.5249 | 1.5008 | 0.82694 | 127.1877 | 2.4678 | 28.3249 | 2.5249 | 1.5008 | 0.82694 | 33.1776 | 0.64373 |  |  |  |  | 6.432 | 5.0176 | 9.8784 | As above, except increase the 2nd coating to 200 microns from 125
|  | 150x150x19 EA | 42.1 | 0.59 | 14.0143 | 71.3559 | 0.35759 | 0.27902 | 0.14172 | 261.8763 | 2.5249 | 1.5008 | 0.82694 | 266.729 | 3.6977 | 171.9678 | 2.5249 | 1.5008 | 0.82694 | 176.8205 | 2.4513 | 39.8166 | 2.5249 | 1.5008 | 0.82694 | 44.6693 | 0.61925 | Assumptions:
|  | 150x150x16 EA | 35.4 | 0.59 | 16.6667 | 60 | 0.35759 | 0.27902 | 0.14172 | 220.2 | 2.5249 | 1.5008 | 0.82694 | 225.0527 | 3.7028 | 144.6 | 2.5249 | 1.5008 | 0.82694 | 149.4527 | 2.459 | 33.48 | 2.5249 | 1.5008 | 0.82694 | 38.3327 | 0.6307 | Three layers of paint (primer epoxy and hardtop) |  |  |  | Mass of paint (kg/m²) |  |  | 2 | High build epoxy | Jotamastic 90 | 200 | 1.4 | 3.136 | 0.44643 | 4.42 | 1.9732 | 0.35
|  | 150x150x12 EA | 27.3 | 0.59 | 21.6117 | 46.2712 | 0.35759 | 0.27902 | 0.14172 | 169.8153 | 2.5249 | 1.5008 | 0.82694 | 174.6679 | 3.7124 | 111.5136 | 2.5249 | 1.5008 | 0.82694 | 116.3662 | 2.4733 | 25.8193 | 2.5249 | 1.5008 | 0.82694 | 30.672 | 0.65191 | Impact due to energy used in steel surface preparation and paint application is not included due to lack of data. |  |  |  | 0.35759 | 0.27902 | 0.14172 | [8 empty] | 4.7311
|  | 150x150x10 EA | 21.9 | 0.59 | 26.9406 | 37.1186 | 0.35759 | 0.27902 | 0.14172 | 136.2254 | 2.5249 | 1.5008 | 0.82694 | 141.0781 | 3.7227 | 89.4559 | 2.5249 | 1.5008 | 0.82694 | 94.3086 | 2.4886 | 20.7122 | 2.5249 | 1.5008 | 0.82694 | 25.5649 | 0.67459 | Assumes blast cleaned steel and protected spray (ie in shop)
|  | 125x125x16 EA | 29.1 | 0.491 | 16.8729 | 59.2668 | 0.35759 | 0.27902 | 0.14172 | 217.5092 | 2.5249 | 1.5008 | 0.82694 | 222.3618 | 3.7032 | 142.833 | 2.5249 | 1.5008 | 0.82694 | 147.6857 | 2.4596 | 33.0709 | 2.5249 | 1.5008 | 0.82694 | 37.9236 | 0.63158 | Paint wastage included.
|  | 125x125x12 EA | 22.5 | 0.491 | 21.8222 | 45.8248 | 0.35759 | 0.27902 | 0.14172 | 168.1772 | 2.5249 | 1.5008 | 0.82694 | 173.0299 | 3.7128 | 110.4379 | 2.5249 | 1.5008 | 0.82694 | 115.2906 | 2.4739 | 25.5703 | 2.5249 | 1.5008 | 0.82694 | 30.4229 | 0.65281
|  | 125x125x10 EA | 18 | 0.491 | 27.2778 | 36.6599 | 0.35759 | 0.27902 | 0.14172 | 134.5418 | 2.5249 | 1.5008 | 0.82694 | 139.3944 | 3.7233 | 88.3503 | 2.5249 | 1.5008 | 0.82694 | 93.203 | 2.4895 | 20.4562 | 2.5249 | 1.5008 | 0.82694 | 25.3089 | 0.67602 | Tier rating | [10 empty] | Barrier 80S
|  | 125x125x8 EA | 14.9 | 0.491 | 32.953 | 30.3462 | 0.35759 | 0.27902 | 0.14172 | 111.3707 | 2.5249 | 1.5008 | 0.82694 | 116.2234 | 3.7341 | 73.1344 | 2.5249 | 1.5008 | 0.82694 | 77.9871 | 2.5056 | 16.9332 | 2.5249 | 1.5008 | 0.82694 | 21.7859 | 0.69996 | Geographical rating | Tier 4 | [5 empty] | 1 g/cm3 = 1 kg/l | 60 | 100 | 75 | μm
|  | 100x100x12 EA | 17.7 | 0.392 | 22.1469 | 45.1531 | 0.35759 | 0.27902 | 0.14172 | 165.7117 | 2.5249 | 1.5008 | 0.82694 | 170.5644 | 3.7135 | 108.8189 | 2.5249 | 1.5008 | 0.82694 | 113.6716 | 2.4748 | 25.1954 | 2.5249 | 1.5008 | 0.82694 | 30.0481 | 0.6542 | EF source data rating | Tier 2 | [6 empty] | 90 | 150 | 112.5 | μm
|  | 100x100x10 EA | 14.2 | 0.392 | 27.6056 | 36.2245 | 0.35759 | 0.27902 | 0.14172 | 132.9439 | 2.5249 | 1.5008 | 0.82694 | 137.7966 | 3.7239 | 87.301 | 2.5249 | 1.5008 | 0.82694 | 92.1537 | 2.4905 | 20.2133 | 2.5249 | 1.5008 | 0.82694 | 25.0659 | 0.67741 | Market coverage rating | Tier 4 | [6 empty] | 11.1 | 6.7 | 9.45 | m²/l
|  | 100x100x8 EA | 11.8 | 0.392 | 33.2203 | 30.102 | 0.35759 | 0.27902 | 0.14172 | 110.4745 | 2.5249 | 1.5008 | 0.82694 | 115.3272 | 3.7346 | 72.5459 | 2.5249 | 1.5008 | 0.82694 | 77.3986 | 2.5064 | 16.7969 | 2.5249 | 1.5008 | 0.82694 | 21.6496 | 0.70108 | TOTAL | Tier 4 | 20%
|  | 100x100x6 EA | 9.16 | 0.392 | 42.7948 | 23.3673 | 0.35759 | 0.27902 | 0.14172 | 85.7582 | 2.5249 | 1.5008 | 0.82694 | 90.6108 | 3.7527 | 56.3153 | 2.5249 | 1.5008 | 0.82694 | 61.168 | 2.5333 | 13.039 | 2.5249 | 1.5008 | 0.82694 | 17.8917 | 0.74099 | [11 empty] | Solids by volume: 67 ± 2 volume%
|  | 90x90x10 EA | 12.7 | 0.352 | 27.7165 | 36.0795 | 0.35759 | 0.27902 | 0.14172 | 132.4119 | 2.5249 | 1.5008 | 0.82694 | 137.2646 | 3.7242 | 86.9517 | 2.5249 | 1.5008 | 0.82694 | 91.8044 | 2.4908 | 20.1324 | 2.5249 | 1.5008 | 0.82694 | 24.9851 | 0.67788 | GWP | Published A1-A3+A4 | Uncertainty adjusted | Reference | [7 empty] | Dry film thickness: 60 - 100 μm
|  | 90x90x8 EA | 10.6 | 0.352 | 33.2075 | 30.1136 | 0.35759 | 0.27902 | 0.14172 | 110.517 | 2.5249 | 1.5008 | 0.82694 | 115.3697 | 3.7346 | 72.5739 | 2.5249 | 1.5008 | 0.82694 | 77.4265 | 2.5064 | 16.8034 | 2.5249 | 1.5008 | 0.82694 | 21.6561 | 0.70103 | Primer | 5.8842 | 7.061 | Zinc rich primer, Barrier 80S, JotunPUR4 | [7 empty] | Wet film thickness: 90 - 150 μm
|  | 90x90x6 EA | 8.22 | 0.352 | 42.8224 | 23.3523 | 0.35759 | 0.27902 | 0.14172 | 85.7028 | 2.5249 | 1.5008 | 0.82694 | 90.5555 | 3.7527 | 56.279 | 2.5249 | 1.5008 | 0.82694 | 61.1317 | 2.5334 | 13.0306 | 2.5249 | 1.5008 | 0.82694 | 17.8832 | 0.7411 | Hardtop | 4.8624 | 5.8349 | Polyurethane gloss, Hardtop AX Jotun PUR4 | [7 empty] | Theoretical spreading rate: 11.1 - 6.7 m²/l
|  | 75x75x10 EA | 10.5 | 0.292 | 27.8095 | 35.9589 | 0.35759 | 0.27902 | 0.14172 | 131.9692 | 2.5249 | 1.5008 | 0.82694 | 136.8219 | 3.7243 | 86.661 | 2.5249 | 1.5008 | 0.82694 | 91.5136 | 2.491 | 20.0651 | 2.5249 | 1.5008 | 0.82694 | 24.9177 | 0.67827 | Epoxy | 4.4824 | 5.3789 | High build epoxy, Jotamastic 90
|  | 75x75x8 EA | 8.73 | 0.292 | 33.4479 | 29.8973 | 0.35759 | 0.27902 | 0.14172 | 109.7229 | 2.5249 | 1.5008 | 0.82694 | 114.5756 | 3.7351 | 72.0524 | 2.5249 | 1.5008 | 0.82694 | 76.9051 | 2.507 | 16.6827 | 2.5249 | 1.5008 | 0.82694 | 21.5354 | 0.70204 | [10 empty] | Theoretical Coverage (AS 2312.1): | 8.9333 | m²/l
|  | 75x75x6 EA | 6.81 | 0.292 | 42.8781 | 23.3219 | 0.35759 | 0.27902 | 0.14172 | 85.5914 | 2.5249 | 1.5008 | 0.82694 | 90.4441 | 3.7528 | 56.2058 | 2.5249 | 1.5008 | 0.82694 | 61.0585 | 2.5335 | 13.0136 | 2.5249 | 1.5008 | 0.82694 | 17.8663 | 0.74133 | [10 empty] | Practical Coverage (AS 2312.1): | 6.432 | m²/l
|  | 75x75x5 EA | 5.27 | 0.292 | 55.408 | 18.0479 | 0.35759 | 0.27902 | 0.14172 | 66.236 | 2.5249 | 1.5008 | 0.82694 | 71.0886 | 3.776 | 43.4955 | 2.5249 | 1.5008 | 0.82694 | 48.3482 | 2.5681 | 10.0708 | 2.5249 | 1.5008 | 0.82694 | 14.9234 | 0.79269 | [9 empty] | Used, 0.8 for application factor and 0.9 for surface roughness factor
|  | 65x65x10 EA | 9.02 | 0.255 | 28.2705 | 35.3725 | 0.35759 | 0.27902 | 0.14172 | 129.8173 | 2.5249 | 1.5008 | 0.82694 | 134.6699 | 3.7252 | 85.2478 | 2.5249 | 1.5008 | 0.82694 | 90.1005 | 2.4923 | 19.7379 | 2.5249 | 1.5008 | 0.82694 | 24.5906 | 0.68022
|  | 65x65x8 EA | 7.51 | 0.255 | 33.9547 | 29.451 | 0.35759 | 0.27902 | 0.14172 | 108.0851 | 2.5249 | 1.5008 | 0.82694 | 112.9378 | 3.736 | 70.9769 | 2.5249 | 1.5008 | 0.82694 | 75.8295 | 2.5085 | 16.4336 | 2.5249 | 1.5008 | 0.82694 | 21.2863 | 0.70416 | [11 empty] | Penguard Universal
|  | 65x65x6 EA | 5.87 | 0.255 | 43.4412 | 23.0196 | 0.35759 | 0.27902 | 0.14172 | 84.482 | 2.5249 | 1.5008 | 0.82694 | 89.3346 | 3.7539 | 55.4773 | 2.5249 | 1.5008 | 0.82694 | 60.3299 | 2.5351 | 12.8449 | 2.5249 | 1.5008 | 0.82694 | 17.6976 | 0.74366 | [11 empty] | Density: 1.4 g/cm³
|  | 65x65x5 EA | 4.56 | 0.255 | 55.9211 | 17.8824 | 0.35759 | 0.27902 | 0.14172 | 65.6282 | 2.5249 | 1.5008 | 0.82694 | 70.4809 | 3.777 | 43.0965 | 2.5249 | 1.5008 | 0.82694 | 47.9491 | 2.5695 | 9.9784 | 2.5249 | 1.5008 | 0.82694 | 14.831 | 0.79477 | [11 empty] | Solids by volume: 72 ± 2 volume%
|  | 55x55x6 EA | 4.93 | 0.215 | 43.6105 | 22.9302 | 0.35759 | 0.27902 | 0.14172 | 84.154 | 2.5249 | 1.5008 | 0.82694 | 89.0066 | 3.7542 | 55.2619 | 2.5249 | 1.5008 | 0.82694 | 60.1145 | 2.5356 | 12.7951 | 2.5249 | 1.5008 | 0.82694 | 17.6477 | 0.74436 | [11 empty] | Film thickness per coat:
|  | 55x55x5 EA | 3.84 | 0.215 | 55.9896 | 17.8605 | 0.35759 | 0.27902 | 0.14172 | 65.5479 | 2.5249 | 1.5008 | 0.82694 | 70.4006 | 3.7771 | 43.0437 | 2.5249 | 1.5008 | 0.82694 | 47.8964 | 2.5697 | 9.9661 | 2.5249 | 1.5008 | 0.82694 | 14.8188 | 0.79505 | [11 empty] | Dry film thickness: 75 - 300 μm
|  | 50x50x8 EA | 5.68 | 0.195 | 34.331 | 29.1282 | 0.35759 | 0.27902 | 0.14172 | 106.9005 | 2.5249 | 1.5008 | 0.82694 | 111.7532 | 3.7367 | 70.199 | 2.5249 | 1.5008 | 0.82694 | 75.0517 | 2.5095 | 16.2535 | 2.5249 | 1.5008 | 0.82694 | 21.1062 | 0.70574 | [11 empty] | Wet film thickness: 105 - 415 μm
|  | 50x50x6 EA | 4.46 | 0.195 | 43.722 | 22.8718 | 0.35759 | 0.27902 | 0.14172 | 83.9395 | 2.5249 | 1.5008 | 0.82694 | 88.7922 | 3.7544 | 55.121 | 2.5249 | 1.5008 | 0.82694 | 59.9737 | 2.5359 | 12.7625 | 2.5249 | 1.5008 | 0.82694 | 17.6151 | 0.74482 | [11 empty] | Theoretical spreading rate: 9.6 - 2.4 m²/l
|  | 50x50x5 EA | 3.48 | 0.195 | 56.0345 | 17.8462 | 0.35759 | 0.27902 | 0.14172 | 65.4954 | 2.5249 | 1.5008 | 0.82694 | 70.3481 | 3.7772 | 43.0092 | 2.5249 | 1.5008 | 0.82694 | 47.8619 | 2.5698 | 9.9582 | 2.5249 | 1.5008 | 0.82694 | 14.8108 | 0.79523
|  | 50x50x3 EA | 2.31 | 0.195 | 84.4156 | 11.8462 | 0.35759 | 0.27902 | 0.14172 | 43.4754 | 2.5249 | 1.5008 | 0.82694 | 48.3281 | 3.8281 | 28.5492 | 2.5249 | 1.5008 | 0.82694 | 33.4019 | 2.6458 | 6.6102 | 2.5249 | 1.5008 | 0.82694 | 11.4628 | 0.90798 | [10 empty] | Theoretical Coverage (AS 2312.1): | 5.76 | m²/l
|  | 45x45x6 EA | 3.97 | 0.175 | 44.0806 | 22.6857 | 0.35759 | 0.27902 | 0.14172 | 83.2566 | 2.5249 | 1.5008 | 0.82694 | 88.1093 | 3.7551 | 54.6726 | 2.5249 | 1.5008 | 0.82694 | 59.5253 | 2.5369 | 12.6586 | 2.5249 | 1.5008 | 0.82694 | 17.5113 | 0.7463 | [10 empty] | Practical Coverage (AS 2312.1): | 4.5158 | m²/l
|  | 45x45x5 EA | 3.1 | 0.175 | 56.4516 | 17.7143 | 0.35759 | 0.27902 | 0.14172 | 65.0114 | 2.5249 | 1.5008 | 0.82694 | 69.8641 | 3.7779 | 42.6914 | 2.5249 | 1.5008 | 0.82694 | 47.5441 | 2.571 | 9.8846 | 2.5249 | 1.5008 | 0.82694 | 14.7373 | 0.79693 | [9 empty] | assumes blast cleaned steel and protected spray (ie in shop)
|  | 45x45x3 EA | 2.06 | 0.175 | 84.9515 | 11.7714 | 0.35759 | 0.27902 | 0.14172 | 43.2011 | 2.5249 | 1.5008 | 0.82694 | 48.0538 | 3.8291 | 28.3691 | 2.5249 | 1.5008 | 0.82694 | 33.2218 | 2.6472 | 6.5685 | 2.5249 | 1.5008 | 0.82694 | 11.4211 | 0.91007
|  | 40x40x6 EA | 3.5 | 0.155 | 44.2857 | 22.5806 | 0.35759 | 0.27902 | 0.14172 | 82.871 | 2.5249 | 1.5008 | 0.82694 | 87.7236 | 3.7555 | 54.4194 | 2.5249 | 1.5008 | 0.82694 | 59.272 | 2.5374 | 12.6 | 2.5249 | 1.5008 | 0.82694 | 17.4527 | 0.74715 | [11 empty] | Jotamastic 90
|  | 40x40x5 EA | 2.73 | 0.155 | 56.7766 | 17.6129 | 0.35759 | 0.27902 | 0.14172 | 64.6394 | 2.5249 | 1.5008 | 0.82694 | 69.492 | 3.7785 | 42.4471 | 2.5249 | 1.5008 | 0.82694 | 47.2998 | 2.5719 | 9.828 | 2.5249 | 1.5008 | 0.82694 | 14.6807 | 0.79824 | [11 empty] | Density: 1.4 g/cm³
|  | 40x40x3 EA | 1.83 | 0.155 | 84.6995 | 11.8065 | 0.35759 | 0.27902 | 0.14172 | 43.3297 | 2.5249 | 1.5008 | 0.82694 | 48.1824 | 3.8286 | 28.4535 | 2.5249 | 1.5008 | 0.82694 | 33.3062 | 2.6465 | 6.588 | 2.5249 | 1.5008 | 0.82694 | 11.4407 | 0.90909 | [11 empty] | Solids by volume: 80 ± 2 volume%
|  | 30x30x6 EA | 2.56 | 0.115 | 44.9219 | 22.2609 | 0.35759 | 0.27902 | 0.14172 | 81.6974 | 2.5249 | 1.5008 | 0.82694 | 86.5501 | 3.7566 | 53.6487 | 2.5249 | 1.5008 | 0.82694 | 58.5014 | 2.5392 | 12.4216 | 2.5249 | 1.5008 | 0.82694 | 17.2742 | 0.74978 | [11 empty] | Film thickness per coat:
|  | 30x30x5 EA | 2.01 | 0.115 | 57.2139 | 17.4783 | 0.35759 | 0.27902 | 0.14172 | 64.1452 | 2.5249 | 1.5008 | 0.82694 | 68.9979 | 3.7793 | 42.1226 | 2.5249 | 1.5008 | 0.82694 | 46.9753 | 2.5731 | 9.7529 | 2.5249 | 1.5008 | 0.82694 | 14.6055 | 0.80002 | [11 empty] | Dry film thickness: 100 - 300 μm
|  | 30x30x3 EA | 1.35 | 0.115 | 85.1852 | 11.7391 | 0.35759 | 0.27902 | 0.14172 | 43.0826 | 2.5249 | 1.5008 | 0.82694 | 47.9353 | 3.8295 | 28.2913 | 2.5249 | 1.5008 | 0.82694 | 33.144 | 2.6478 | 6.5504 | 2.5249 | 1.5008 | 0.82694 | 11.4031 | 0.91098 | [11 empty] | Wet film thickness: 125 - 375 μm
|  | 25x25x6 EA | 2.08 | 0.0953 | 45.8173 | 21.8258 | 0.35759 | 0.27902 | 0.14172 | 80.1007 | 2.5249 | 1.5008 | 0.82694 | 84.9534 | 3.7583 | 52.6002 | 2.5249 | 1.5008 | 0.82694 | 57.4529 | 2.5417 | 12.1788 | 2.5249 | 1.5008 | 0.82694 | 17.0315 | 0.75347 | [11 empty] | Theoretical spreading rate: 8 - 2.7 m²/l
|  | 25x25x5 EA | 1.65 | 0.0953 | 57.7576 | 17.3137 | 0.35759 | 0.27902 | 0.14172 | 63.5414 | 2.5249 | 1.5008 | 0.82694 | 68.3941 | 3.7803 | 41.7261 | 2.5249 | 1.5008 | 0.82694 | 46.5788 | 2.5745 | 9.6611 | 2.5249 | 1.5008 | 0.82694 | 14.5137 | 0.80222
|  | 25x25x3 EA | 1.12 | 0.0953 | 85.0893 | 11.7524 | 0.35759 | 0.27902 | 0.14172 | 43.1312 | 2.5249 | 1.5008 | 0.82694 | 47.9838 | 3.8293 | 28.3232 | 2.5249 | 1.5008 | 0.82694 | 33.1759 | 2.6476 | 6.5578 | 2.5249 | 1.5008 | 0.82694 | 11.4105 | 0.9106 | [10 empty] | Theoretical Coverage (AS 2312.1): | 6.4 | m²/l
|  | 150x100x12 UA | 22.5 | 0.491 | 21.8222 | 45.8248 | 0.35759 | 0.27902 | 0.14172 | 168.1772 | 2.5249 | 1.5008 | 0.82694 | 173.0299 | 3.7128 | 110.4379 | 2.5249 | 1.5008 | 0.82694 | 115.2906 | 2.4739 | 25.5703 | 2.5249 | 1.5008 | 0.82694 | 30.4229 | 0.65281 | [10 empty] | Practical Coverage (AS 2312.1): | 5.0176 | m²/l
|  | 150x100x10 UA | 18 | 0.491 | 27.2778 | 36.6599 | 0.35759 | 0.27902 | 0.14172 | 134.5418 | 2.5249 | 1.5008 | 0.82694 | 139.3944 | 3.7233 | 88.3503 | 2.5249 | 1.5008 | 0.82694 | 93.203 | 2.4895 | 20.4562 | 2.5249 | 1.5008 | 0.82694 | 25.3089 | 0.67602 | [9 empty] | assumes blast cleaned steel and protected spray (ie in shop)
|  | 150x90x16 UA | 27.9 | 0.471 | 16.8817 | 59.2357 | 0.35759 | 0.27902 | 0.14172 | 217.3949 | 2.5249 | 1.5008 | 0.82694 | 222.2476 | 3.7033 | 142.758 | 2.5249 | 1.5008 | 0.82694 | 147.6106 | 2.4596 | 33.0535 | 2.5249 | 1.5008 | 0.82694 | 37.9062 | 0.63162
|  | 150x90x12 UA | 21.6 | 0.471 | 21.8056 | 45.8599 | 0.35759 | 0.27902 | 0.14172 | 168.3057 | 2.5249 | 1.5008 | 0.82694 | 173.1584 | 3.7128 | 110.5223 | 2.5249 | 1.5008 | 0.82694 | 115.375 | 2.4738 | 25.5898 | 2.5249 | 1.5008 | 0.82694 | 30.4425 | 0.65274 | [11 empty] | Hardtop AX
|  | 150x90x10 UA | 17.3 | 0.471 | 27.2254 | 36.7304 | 0.35759 | 0.27902 | 0.14172 | 134.8004 | 2.5249 | 1.5008 | 0.82694 | 139.6531 | 3.7232 | 88.5202 | 2.5249 | 1.5008 | 0.82694 | 93.3728 | 2.4894 | 20.4955 | 2.5249 | 1.5008 | 0.82694 | 25.3482 | 0.6758 | [11 empty] | Density: 1.4 g/cm³
|  | 150x90x8 UA | 14.3 | 0.471 | 32.9371 | 30.3609 | 0.35759 | 0.27902 | 0.14172 | 111.4246 | 2.5249 | 1.5008 | 0.82694 | 116.2773 | 3.7341 | 73.1699 | 2.5249 | 1.5008 | 0.82694 | 78.0225 | 2.5056 | 16.9414 | 2.5249 | 1.5008 | 0.82694 | 21.7941 | 0.69989 | [11 empty] | Solids by volume: 63 ± 2 volume%
|  | 125x75x12 UA | 17.7 | 0.392 | 22.1469 | 45.1531 | 0.35759 | 0.27902 | 0.14172 | 165.7117 | 2.5249 | 1.5008 | 0.82694 | 170.5644 | 3.7135 | 108.8189 | 2.5249 | 1.5008 | 0.82694 | 113.6716 | 2.4748 | 25.1954 | 2.5249 | 1.5008 | 0.82694 | 30.0481 | 0.6542 | [11 empty] | Film thickness per coat:
|  | 125x75x10 UA | 14.2 | 0.392 | 27.6056 | 36.2245 | 0.35759 | 0.27902 | 0.14172 | 132.9439 | 2.5249 | 1.5008 | 0.82694 | 137.7966 | 3.7239 | 87.301 | 2.5249 | 1.5008 | 0.82694 | 92.1537 | 2.4905 | 20.2133 | 2.5249 | 1.5008 | 0.82694 | 25.0659 | 0.67741 | [11 empty] | Dry film thickness: 50 - 100 μm
|  | 125x75x8 UA | 11.8 | 0.392 | 33.2203 | 30.102 | 0.35759 | 0.27902 | 0.14172 | 110.4745 | 2.5249 | 1.5008 | 0.82694 | 115.3272 | 3.7346 | 72.5459 | 2.5249 | 1.5008 | 0.82694 | 77.3986 | 2.5064 | 16.7969 | 2.5249 | 1.5008 | 0.82694 | 21.6496 | 0.70108 | [11 empty] | Wet film thickness: 80 - 160 μm
|  | 125x75x6 UA | 9.16 | 0.392 | 42.7948 | 23.3673 | 0.35759 | 0.27902 | 0.14172 | 85.7582 | 2.5249 | 1.5008 | 0.82694 | 90.6108 | 3.7527 | 56.3153 | 2.5249 | 1.5008 | 0.82694 | 61.168 | 2.5333 | 13.039 | 2.5249 | 1.5008 | 0.82694 | 17.8917 | 0.74099 | [11 empty] | Theoretical spreading rate: 13 - 6.3 m²/l
|  | 100x75x10 UA | 12.4 | 0.342 | 27.5806 | 36.2573 | 0.35759 | 0.27902 | 0.14172 | 133.0643 | 2.5249 | 1.5008 | 0.82694 | 137.917 | 3.7239 | 87.3801 | 2.5249 | 1.5008 | 0.82694 | 92.2328 | 2.4904 | 20.2316 | 2.5249 | 1.5008 | 0.82694 | 25.0843 | 0.6773
|  | 100x75x8 UA | 10.3 | 0.342 | 33.2039 | 30.117 | 0.35759 | 0.27902 | 0.14172 | 110.5292 | 2.5249 | 1.5008 | 0.82694 | 115.3819 | 3.7346 | 72.5819 | 2.5249 | 1.5008 | 0.82694 | 77.4346 | 2.5064 | 16.8053 | 2.5249 | 1.5008 | 0.82694 | 21.6579 | 0.70101 | [10 empty] | Theoretical Coverage (AS 2312.1): | 12.6 | m²/l
|  | 100x75x6 UA | 7.98 | 0.342 | 42.8571 | 23.3333 | 0.35759 | 0.27902 | 0.14172 | 85.6333 | 2.5249 | 1.5008 | 0.82694 | 90.486 | 3.7528 | 56.2333 | 2.5249 | 1.5008 | 0.82694 | 61.086 | 2.5335 | 13.02 | 2.5249 | 1.5008 | 0.82694 | 17.8727 | 0.74125 | [10 empty] | Practical Coverage (AS 2312.1): | 9.8784 | m²/l
|  | 75x50x8 UA | 7.23 | 0.244 | 33.7483 | 29.6311 | 0.35759 | 0.27902 | 0.14172 | 108.7463 | 2.5249 | 1.5008 | 0.82694 | 113.599 | 3.7356 | 71.4111 | 2.5249 | 1.5008 | 0.82694 | 76.2637 | 2.5079 | 16.5342 | 2.5249 | 1.5008 | 0.82694 | 21.3869 | 0.7033 | [9 empty] | assumes blast cleaned steel and protected spray (ie in shop)
|  | 75x50x6 UA | 5.66 | 0.244 | 43.1095 | 23.1967 | 0.35759 | 0.27902 | 0.14172 | 85.132 | 2.5249 | 1.5008 | 0.82694 | 89.9846 | 3.7533 | 55.9041 | 2.5249 | 1.5008 | 0.82694 | 60.7568 | 2.5342 | 12.9438 | 2.5249 | 1.5008 | 0.82694 | 17.7964 | 0.74229
|  | 75x50x5 UA | 4.4 | 0.244 | 55.4545 | 18.0328 | 0.35759 | 0.27902 | 0.14172 | 66.1803 | 2.5249 | 1.5008 | 0.82694 | 71.033 | 3.7761 | 43.459 | 2.5249 | 1.5008 | 0.82694 | 48.3117 | 2.5683 | 10.0623 | 2.5249 | 1.5008 | 0.82694 | 14.915 | 0.79288
|  | 65x50x8 UA | 6.59 | 0.225 | 34.1426 | 29.2889 | 0.35759 | 0.27902 | 0.14172 | 107.4902 | 2.5249 | 1.5008 | 0.82694 | 112.3429 | 3.7364 | 70.5862 | 2.5249 | 1.5008 | 0.82694 | 75.4389 | 2.509 | 16.3432 | 2.5249 | 1.5008 | 0.82694 | 21.1959 | 0.70495
|  | 65x50x6 UA | 5.16 | 0.225 | 43.6047 | 22.9333 | 0.35759 | 0.27902 | 0.14172 | 84.1653 | 2.5249 | 1.5008 | 0.82694 | 89.018 | 3.7542 | 55.2693 | 2.5249 | 1.5008 | 0.82694 | 60.122 | 2.5355 | 12.7968 | 2.5249 | 1.5008 | 0.82694 | 17.6495 | 0.74434
|  | 65x50x5 UA | 4.02 | 0.225 | 55.9701 | 17.8667 | 0.35759 | 0.27902 | 0.14172 | 65.5707 | 2.5249 | 1.5008 | 0.82694 | 70.4233 | 3.7771 | 43.0587 | 2.5249 | 1.5008 | 0.82694 | 47.9113 | 2.5697 | 9.9696 | 2.5249 | 1.5008 | 0.82694 | 14.8223 | 0.79497
|  | 380PFC | 55.2 | 1.13 | 20.471 | 48.8496 | 0.35759 | 0.27902 | 0.14172 | 179.2779 | 2.5249 | 1.5008 | 0.82694 | 184.1306 | 3.7102 | 117.7274 | 2.5249 | 1.5008 | 0.82694 | 122.5801 | 2.47 | 27.2581 | 2.5249 | 1.5008 | 0.82694 | 32.1107 | 0.64703
|  | 300PFC | 40.1 | 0.932 | 23.2419 | 43.0258 | 0.35759 | 0.27902 | 0.14172 | 157.9045 | 2.5249 | 1.5008 | 0.82694 | 162.7572 | 3.7156 | 103.6921 | 2.5249 | 1.5008 | 0.82694 | 108.5447 | 2.478 | 24.0084 | 2.5249 | 1.5008 | 0.82694 | 28.861 | 0.65887
|  | 250PFC | 35.5 | 0.834 | 23.493 | 42.5659 | 0.35759 | 0.27902 | 0.14172 | 156.217 | 2.5249 | 1.5008 | 0.82694 | 161.0697 | 3.7161 | 102.5839 | 2.5249 | 1.5008 | 0.82694 | 107.4366 | 2.4787 | 23.7518 | 2.5249 | 1.5008 | 0.82694 | 28.6045 | 0.65994
|  | 230PFC | 25.1 | 0.737 | 29.3625 | 34.057 | 0.35759 | 0.27902 | 0.14172 | 124.9891 | 2.5249 | 1.5008 | 0.82694 | 129.8418 | 3.7273 | 82.0773 | 2.5249 | 1.5008 | 0.82694 | 86.93 | 2.4955 | 19.0038 | 2.5249 | 1.5008 | 0.82694 | 23.8565 | 0.68484
|  | 200PFC | 22.9 | 0.678 | 29.607 | 33.7758 | 0.35759 | 0.27902 | 0.14172 | 123.9572 | 2.5249 | 1.5008 | 0.82694 | 128.8099 | 3.7278 | 81.3997 | 2.5249 | 1.5008 | 0.82694 | 86.2524 | 2.4962 | 18.8469 | 2.5249 | 1.5008 | 0.82694 | 23.6996 | 0.68587
|  | 180PFC | 20.9 | 0.638 | 30.5263 | 32.7586 | 0.35759 | 0.27902 | 0.14172 | 120.2241 | 2.5249 | 1.5008 | 0.82694 | 125.0768 | 3.7295 | 78.9483 | 2.5249 | 1.5008 | 0.82694 | 83.801 | 2.4988 | 18.2793 | 2.5249 | 1.5008 | 0.82694 | 23.132 | 0.68975
|  | 150PFC | 17.7 | 0.579 | 32.7119 | 30.5699 | 0.35759 | 0.27902 | 0.14172 | 112.1917 | 2.5249 | 1.5008 | 0.82694 | 117.0444 | 3.7337 | 73.6736 | 2.5249 | 1.5008 | 0.82694 | 78.5263 | 2.505 | 17.058 | 2.5249 | 1.5008 | 0.82694 | 21.9107 | 0.69894
|  | 125PFC | 11.9 | 0.494 | 41.5126 | 24.0891 | 0.35759 | 0.27902 | 0.14172 | 88.4069 | 2.5249 | 1.5008 | 0.82694 | 93.2596 | 3.7503 | 58.0547 | 2.5249 | 1.5008 | 0.82694 | 62.9073 | 2.5297 | 13.4417 | 2.5249 | 1.5008 | 0.82694 | 18.2944 | 0.73568
|  | 100PFC | 8.33 | 0.385 | 46.2185 | 21.6364 | 0.35759 | 0.27902 | 0.14172 | 79.4055 | 2.5249 | 1.5008 | 0.82694 | 84.2581 | 3.7591 | 52.1436 | 2.5249 | 1.5008 | 0.82694 | 56.9963 | 2.5428 | 12.0731 | 2.5249 | 1.5008 | 0.82694 | 16.9258 | 0.75512
|  | 75PFC | 5.92 | 0.296 | 50 | 20 | 0.35759 | 0.27902 | 0.14172 | 73.4 | 2.5249 | 1.5008 | 0.82694 | 78.2527 | 3.7661 | 48.2 | 2.5249 | 1.5008 | 0.82694 | 53.0527 | 2.5533 | 11.16 | 2.5249 | 1.5008 | 0.82694 | 16.0127 | 0.77064
|  | 610UB125 | 125 | 2.09 | 16.72 | 59.8086 | 0.35759 | 0.27902 | 0.14172 | 219.4976 | 2.5249 | 1.5008 | 0.82694 | 224.3503 | 3.7029 | 144.1388 | 2.5249 | 1.5008 | 0.82694 | 148.9914 | 2.4591 | 33.3732 | 2.5249 | 1.5008 | 0.82694 | 38.2259 | 0.63093
|  | 610UB113 | 113 | 2.08 | 18.4071 | 54.3269 | 0.35759 | 0.27902 | 0.14172 | 199.3798 | 2.5249 | 1.5008 | 0.82694 | 204.2325 | 3.7062 | 130.9279 | 2.5249 | 1.5008 | 0.82694 | 135.7806 | 2.464 | 30.3144 | 2.5249 | 1.5008 | 0.82694 | 35.1671 | 0.63818
|  | 610UB101 | 101 | 2.07 | 20.495 | 48.7923 | 0.35759 | 0.27902 | 0.14172 | 179.0676 | 2.5249 | 1.5008 | 0.82694 | 183.9203 | 3.7103 | 117.5894 | 2.5249 | 1.5008 | 0.82694 | 122.4421 | 2.4701 | 27.2261 | 2.5249 | 1.5008 | 0.82694 | 32.0788 | 0.64713
|  | 530UB92.4 | 92.4 | 1.86 | 20.1299 | 49.6774 | 0.35759 | 0.27902 | 0.14172 | 182.3161 | 2.5249 | 1.5008 | 0.82694 | 187.1688 | 3.7096 | 119.7226 | 2.5249 | 1.5008 | 0.82694 | 124.5753 | 2.469 | 27.72 | 2.5249 | 1.5008 | 0.82694 | 32.5727 | 0.64557
|  | 530UB82.0 | 82 | 1.85 | 22.561 | 44.3243 | 0.35759 | 0.27902 | 0.14172 | 162.6703 | 2.5249 | 1.5008 | 0.82694 | 167.5229 | 3.7143 | 106.8216 | 2.5249 | 1.5008 | 0.82694 | 111.6743 | 2.476 | 24.733 | 2.5249 | 1.5008 | 0.82694 | 29.5857 | 0.65596
|  | 460UB82.1 | 82.1 | 1.65 | 20.0974 | 49.7576 | 0.35759 | 0.27902 | 0.14172 | 182.6103 | 2.5249 | 1.5008 | 0.82694 | 187.463 | 3.7095 | 119.9158 | 2.5249 | 1.5008 | 0.82694 | 124.7684 | 2.4689 | 27.7647 | 2.5249 | 1.5008 | 0.82694 | 32.6174 | 0.64543
|  | 460UB74.6 | 74.6 | 1.64 | 21.9839 | 45.4878 | 0.35759 | 0.27902 | 0.14172 | 166.9402 | 2.5249 | 1.5008 | 0.82694 | 171.7929 | 3.7131 | 109.6256 | 2.5249 | 1.5008 | 0.82694 | 114.4783 | 2.4743 | 25.3822 | 2.5249 | 1.5008 | 0.82694 | 30.2349 | 0.6535
|  | 460UB67.1 | 67.1 | 1.63 | 24.2921 | 41.1656 | 0.35759 | 0.27902 | 0.14172 | 151.0779 | 2.5249 | 1.5008 | 0.82694 | 155.9306 | 3.7176 | 99.2092 | 2.5249 | 1.5008 | 0.82694 | 104.0619 | 2.481 | 22.9704 | 2.5249 | 1.5008 | 0.82694 | 27.8231 | 0.66334
|  | 410UB59.7 | 59.7 | 1.49 | 24.9581 | 40.0671 | 0.35759 | 0.27902 | 0.14172 | 147.0463 | 2.5249 | 1.5008 | 0.82694 | 151.899 | 3.7189 | 96.5617 | 2.5249 | 1.5008 | 0.82694 | 101.4144 | 2.4829 | 22.3574 | 2.5249 | 1.5008 | 0.82694 | 27.2101 | 0.66617
|  | 410UB53.7 | 53.7 | 1.48 | 27.5605 | 36.2838 | 0.35759 | 0.27902 | 0.14172 | 133.1615 | 2.5249 | 1.5008 | 0.82694 | 138.0142 | 3.7239 | 87.4439 | 2.5249 | 1.5008 | 0.82694 | 92.2966 | 2.4903 | 20.2464 | 2.5249 | 1.5008 | 0.82694 | 25.099 | 0.67722
|  | 360UB56.7 | 56.7 | 1.37 | 24.1623 | 41.3869 | 0.35759 | 0.27902 | 0.14172 | 151.8898 | 2.5249 | 1.5008 | 0.82694 | 156.7425 | 3.7173 | 99.7423 | 2.5249 | 1.5008 | 0.82694 | 104.595 | 2.4806 | 23.0939 | 2.5249 | 1.5008 | 0.82694 | 27.9465 | 0.66279
|  | 360UB50.7 | 50.7 | 1.36 | 26.8245 | 37.2794 | 0.35759 | 0.27902 | 0.14172 | 136.8154 | 2.5249 | 1.5008 | 0.82694 | 141.6681 | 3.7225 | 89.8434 | 2.5249 | 1.5008 | 0.82694 | 94.6961 | 2.4882 | 20.8019 | 2.5249 | 1.5008 | 0.82694 | 25.6546 | 0.6741
|  | 360UB44.7 | 44.7 | 1.35 | 30.2013 | 33.1111 | 0.35759 | 0.27902 | 0.14172 | 121.5178 | 2.5249 | 1.5008 | 0.82694 | 126.3705 | 3.7289 | 79.7978 | 2.5249 | 1.5008 | 0.82694 | 84.6505 | 2.4978 | 18.476 | 2.5249 | 1.5008 | 0.82694 | 23.3287 | 0.68838
|  | 310UB46.2 | 46.2 | 1.25 | 27.0563 | 36.96 | 0.35759 | 0.27902 | 0.14172 | 135.6432 | 2.5249 | 1.5008 | 0.82694 | 140.4959 | 3.7229 | 89.0736 | 2.5249 | 1.5008 | 0.82694 | 93.9263 | 2.4889 | 20.6237 | 2.5249 | 1.5008 | 0.82694 | 25.4764 | 0.67508
|  | 310UB40.4 | 40.4 | 1.24 | 30.6931 | 32.5806 | 0.35759 | 0.27902 | 0.14172 | 119.571 | 2.5249 | 1.5008 | 0.82694 | 124.4236 | 3.7298 | 78.5194 | 2.5249 | 1.5008 | 0.82694 | 83.372 | 2.4992 | 18.18 | 2.5249 | 1.5008 | 0.82694 | 23.0327 | 0.69045
|  | 310UB32.0 | 32 | 1.16 | 36.25 | 27.5862 | 0.35759 | 0.27902 | 0.14172 | 101.2414 | 2.5249 | 1.5008 | 0.82694 | 106.0941 | 3.7404 | 66.4828 | 2.5249 | 1.5008 | 0.82694 | 71.3354 | 2.515 | 15.3931 | 2.5249 | 1.5008 | 0.82694 | 20.2458 | 0.71377
|  | 250UB37.3 | 37.3 | 1.07 | 28.6863 | 34.8598 | 0.35759 | 0.27902 | 0.14172 | 127.9355 | 2.5249 | 1.5008 | 0.82694 | 132.7882 | 3.726 | 84.0121 | 2.5249 | 1.5008 | 0.82694 | 88.8648 | 2.4935 | 19.4518 | 2.5249 | 1.5008 | 0.82694 | 24.3045 | 0.68198
|  | 250UB31.4 | 31.4 | 1.06 | 33.758 | 29.6226 | 0.35759 | 0.27902 | 0.14172 | 108.7151 | 2.5249 | 1.5008 | 0.82694 | 113.5678 | 3.7357 | 71.3906 | 2.5249 | 1.5008 | 0.82694 | 76.2432 | 2.5079 | 16.5294 | 2.5249 | 1.5008 | 0.82694 | 21.3821 | 0.70334
|  | 250UB25.7 | 25.7 | 0.961 | 37.393 | 26.743 | 0.35759 | 0.27902 | 0.14172 | 98.1467 | 2.5249 | 1.5008 | 0.82694 | 102.9994 | 3.7425 | 64.4506 | 2.5249 | 1.5008 | 0.82694 | 69.3033 | 2.5182 | 14.9226 | 2.5249 | 1.5008 | 0.82694 | 19.7753 | 0.71854
|  | 200UB29.8 | 29.8 | 0.922 | 30.9396 | 32.321 | 0.35759 | 0.27902 | 0.14172 | 118.6182 | 2.5249 | 1.5008 | 0.82694 | 123.4709 | 3.7303 | 77.8937 | 2.5249 | 1.5008 | 0.82694 | 82.7464 | 2.4999 | 18.0351 | 2.5249 | 1.5008 | 0.82694 | 22.8878 | 0.69149
|  | 200UB25.4 | 25.4 | 0.912 | 35.9055 | 27.8509 | 0.35759 | 0.27902 | 0.14172 | 102.2127 | 2.5249 | 1.5008 | 0.82694 | 107.0654 | 3.7397 | 67.1206 | 2.5249 | 1.5008 | 0.82694 | 71.9733 | 2.514 | 15.5408 | 2.5249 | 1.5008 | 0.82694 | 20.3935 | 0.71233
|  | 200UB22.3 | 22.3 | 0.91 | 40.8072 | 24.5055 | 0.35759 | 0.27902 | 0.14172 | 89.9352 | 2.5249 | 1.5008 | 0.82694 | 94.7878 | 3.749 | 59.0582 | 2.5249 | 1.5008 | 0.82694 | 63.9109 | 2.5277 | 13.6741 | 2.5249 | 1.5008 | 0.82694 | 18.5267 | 0.73275
|  | 200UB18.2 | 18.2 | 0.764 | 41.978 | 23.822 | 0.35759 | 0.27902 | 0.14172 | 87.4267 | 2.5249 | 1.5008 | 0.82694 | 92.2794 | 3.7511 | 57.411 | 2.5249 | 1.5008 | 0.82694 | 62.2637 | 2.531 | 13.2927 | 2.5249 | 1.5008 | 0.82694 | 18.1453 | 0.73761
|  | 180UB22.2 | 22.2 | 0.691 | 31.1261 | 32.1274 | 0.35759 | 0.27902 | 0.14172 | 117.9074 | 2.5249 | 1.5008 | 0.82694 | 122.7601 | 3.7307 | 77.4269 | 2.5249 | 1.5008 | 0.82694 | 82.2796 | 2.5005 | 17.9271 | 2.5249 | 1.5008 | 0.82694 | 22.7797 | 0.69227
|  | 180UB18.1 | 18.1 | 0.685 | 37.8453 | 26.4234 | 0.35759 | 0.27902 | 0.14172 | 96.9737 | 2.5249 | 1.5008 | 0.82694 | 101.8264 | 3.7434 | 63.6803 | 2.5249 | 1.5008 | 0.82694 | 68.533 | 2.5194 | 14.7442 | 2.5249 | 1.5008 | 0.82694 | 19.5969 | 0.72043
|  | 180UB16.1 | 16.1 | 0.682 | 42.3602 | 23.607 | 0.35759 | 0.27902 | 0.14172 | 86.6378 | 2.5249 | 1.5008 | 0.82694 | 91.4905 | 3.7519 | 56.893 | 2.5249 | 1.5008 | 0.82694 | 61.7456 | 2.5321 | 13.1727 | 2.5249 | 1.5008 | 0.82694 | 18.0254 | 0.73919
|  | 150UB18.0 | 18 | 0.584 | 32.4444 | 30.8219 | 0.35759 | 0.27902 | 0.14172 | 113.1164 | 2.5249 | 1.5008 | 0.82694 | 117.9691 | 3.7332 | 74.2808 | 2.5249 | 1.5008 | 0.82694 | 79.1335 | 2.5042 | 17.1986 | 2.5249 | 1.5008 | 0.82694 | 22.0513 | 0.69782
|  | 150UB14.0 | 14 | 0.576 | 41.1429 | 24.3056 | 0.35759 | 0.27902 | 0.14172 | 89.2014 | 2.5249 | 1.5008 | 0.82694 | 94.0541 | 3.7496 | 58.5764 | 2.5249 | 1.5008 | 0.82694 | 63.4291 | 2.5287 | 13.5625 | 2.5249 | 1.5008 | 0.82694 | 18.4152 | 0.73414
|  | 310UC158 | 158 | 1.84 | 11.6456 | 85.8696 | 0.35759 | 0.27902 | 0.14172 | 315.1413 | 2.5249 | 1.5008 | 0.82694 | 319.994 | 3.693 | 206.9457 | 2.5249 | 1.5008 | 0.82694 | 211.7983 | 2.4444 | 47.9152 | 2.5249 | 1.5008 | 0.82694 | 52.7679 | 0.60899
|  | 310UC137 | 137 | 1.82 | 13.2847 | 75.2747 | 0.35759 | 0.27902 | 0.14172 | 276.2582 | 2.5249 | 1.5008 | 0.82694 | 281.1109 | 3.6962 | 181.4121 | 2.5249 | 1.5008 | 0.82694 | 186.2648 | 2.4491 | 42.0033 | 2.5249 | 1.5008 | 0.82694 | 46.856 | 0.6161
|  | 310UC118 | 118 | 1.81 | 15.339 | 65.1934 | 0.35759 | 0.27902 | 0.14172 | 239.2597 | 2.5249 | 1.5008 | 0.82694 | 244.1123 | 3.7003 | 157.116 | 2.5249 | 1.5008 | 0.82694 | 161.9687 | 2.4551 | 36.3779 | 2.5249 | 1.5008 | 0.82694 | 41.2306 | 0.62497
|  | 310UC96.8 | 96.8 | 1.79 | 18.4917 | 54.0782 | 0.35759 | 0.27902 | 0.14172 | 198.467 | 2.5249 | 1.5008 | 0.82694 | 203.3197 | 3.7064 | 130.3285 | 2.5249 | 1.5008 | 0.82694 | 135.1812 | 2.4643 | 30.1756 | 2.5249 | 1.5008 | 0.82694 | 35.0283 | 0.63854
|  | 250UC89.5 | 89.5 | 1.5 | 16.7598 | 59.6667 | 0.35759 | 0.27902 | 0.14172 | 218.9767 | 2.5249 | 1.5008 | 0.82694 | 223.8293 | 3.703 | 143.7967 | 2.5249 | 1.5008 | 0.82694 | 148.6493 | 2.4592 | 33.294 | 2.5249 | 1.5008 | 0.82694 | 38.1467 | 0.6311
|  | 250UC72.9 | 72.9 | 1.48 | 20.3018 | 49.2568 | 0.35759 | 0.27902 | 0.14172 | 180.7723 | 2.5249 | 1.5008 | 0.82694 | 185.625 | 3.7099 | 118.7088 | 2.5249 | 1.5008 | 0.82694 | 123.5615 | 2.4695 | 27.4853 | 2.5249 | 1.5008 | 0.82694 | 32.3379 | 0.64631
|  | 200UC59.5 | 59.5 | 1.22 | 20.5042 | 48.7705 | 0.35759 | 0.27902 | 0.14172 | 178.9877 | 2.5249 | 1.5008 | 0.82694 | 183.8404 | 3.7103 | 117.5369 | 2.5249 | 1.5008 | 0.82694 | 122.3896 | 2.4701 | 27.2139 | 2.5249 | 1.5008 | 0.82694 | 32.0666 | 0.64717
|  | 200UC52.2 | 52.2 | 1.19 | 22.7969 | 43.8655 | 0.35759 | 0.27902 | 0.14172 | 160.9866 | 2.5249 | 1.5008 | 0.82694 | 165.8392 | 3.7147 | 105.716 | 2.5249 | 1.5008 | 0.82694 | 110.5686 | 2.4767 | 24.477 | 2.5249 | 1.5008 | 0.82694 | 29.3297 | 0.65697
|  | 200UC46.2 | 46.2 | 1.18 | 25.5411 | 39.1525 | 0.35759 | 0.27902 | 0.14172 | 143.6898 | 2.5249 | 1.5008 | 0.82694 | 148.5425 | 3.72 | 94.3576 | 2.5249 | 1.5008 | 0.82694 | 99.2103 | 2.4846 | 21.8471 | 2.5249 | 1.5008 | 0.82694 | 26.6998 | 0.66865
|  | 150UC37.2 | 37.2 | 0.908 | 24.4086 | 40.9692 | 0.35759 | 0.27902 | 0.14172 | 150.3568 | 2.5249 | 1.5008 | 0.82694 | 155.2095 | 3.7178 | 98.7357 | 2.5249 | 1.5008 | 0.82694 | 103.5884 | 2.4813 | 22.8608 | 2.5249 | 1.5008 | 0.82694 | 27.7135 | 0.66384
|  | 150UC30.0 | 30 | 0.899 | 29.9667 | 33.3704 | 0.35759 | 0.27902 | 0.14172 | 122.4694 | 2.5249 | 1.5008 | 0.82694 | 127.3221 | 3.7285 | 80.4227 | 2.5249 | 1.5008 | 0.82694 | 85.2754 | 2.4972 | 18.6207 | 2.5249 | 1.5008 | 0.82694 | 23.4734 | 0.68739
|  | 150UC23.4 | 23.4 | 0.885 | 37.8205 | 26.4407 | 0.35759 | 0.27902 | 0.14172 | 97.0373 | 2.5249 | 1.5008 | 0.82694 | 101.89 | 3.7433 | 63.722 | 2.5249 | 1.5008 | 0.82694 | 68.5747 | 2.5194 | 14.7539 | 2.5249 | 1.5008 | 0.82694 | 19.6066 | 0.72033
|  | 100UC14.8 | 14.8 | 0.563 | 38.0405 | 26.2877 | 0.35759 | 0.27902 | 0.14172 | 96.476 | 2.5249 | 1.5008 | 0.82694 | 101.3287 | 3.7438 | 63.3535 | 2.5249 | 1.5008 | 0.82694 | 68.2061 | 2.52 | 14.6686 | 2.5249 | 1.5008 | 0.82694 | 19.5212 | 0.72124
|  | 1200WB455 | 455 | 4.37 | 9.6044 | 104.119 | 0.35759 | 0.27902 | 0.14172 | 382.1167 | 2.5249 | 1.5008 | 0.82694 | 386.9694 | 3.689 | 250.9268 | 2.5249 | 1.5008 | 0.82694 | 255.7795 | 2.4384 | 58.0984 | 2.5249 | 1.5008 | 0.82694 | 62.9511 | 0.60012
|  | 1200WB423 | 423 | 4.35 | 10.2837 | 97.2414 | 0.35759 | 0.27902 | 0.14172 | 356.8759 | 2.5249 | 1.5008 | 0.82694 | 361.7285 | 3.6904 | 234.3517 | 2.5249 | 1.5008 | 0.82694 | 239.2044 | 2.4404 | 54.2607 | 2.5249 | 1.5008 | 0.82694 | 59.1134 | 0.60308
|  | 1200WB392 | 392 | 4.34 | 11.0714 | 90.3226 | 0.35759 | 0.27902 | 0.14172 | 331.4839 | 2.5249 | 1.5008 | 0.82694 | 336.3365 | 3.6919 | 217.6774 | 2.5249 | 1.5008 | 0.82694 | 222.5301 | 2.4427 | 50.4 | 2.5249 | 1.5008 | 0.82694 | 55.2527 | 0.6065
|  | 1200WB342 | 342 | 3.94 | 11.5205 | 86.802 | 0.35759 | 0.27902 | 0.14172 | 318.5635 | 2.5249 | 1.5008 | 0.82694 | 323.4161 | 3.6928 | 209.1929 | 2.5249 | 1.5008 | 0.82694 | 214.0456 | 2.444 | 48.4355 | 2.5249 | 1.5008 | 0.82694 | 53.2882 | 0.60845
|  | 1200WB317 | 317 | 3.92 | 12.3659 | 80.8673 | 0.35759 | 0.27902 | 0.14172 | 296.7832 | 2.5249 | 1.5008 | 0.82694 | 301.6358 | 3.6944 | 194.8903 | 2.5249 | 1.5008 | 0.82694 | 199.743 | 2.4465 | 45.124 | 2.5249 | 1.5008 | 0.82694 | 49.9767 | 0.61212
|  | 1200WB278 | 278 | 3.71 | 13.3453 | 74.9326 | 0.35759 | 0.27902 | 0.14172 | 275.0027 | 2.5249 | 1.5008 | 0.82694 | 279.8554 | 3.6964 | 180.5876 | 2.5249 | 1.5008 | 0.82694 | 185.4403 | 2.4493 | 41.8124 | 2.5249 | 1.5008 | 0.82694 | 46.6651 | 0.61636
|  | 1200WB249 | 249 | 3.41 | 13.6948 | 73.0205 | 0.35759 | 0.27902 | 0.14172 | 267.9853 | 2.5249 | 1.5008 | 0.82694 | 272.838 | 3.697 | 175.9795 | 2.5249 | 1.5008 | 0.82694 | 180.8322 | 2.4503 | 40.7455 | 2.5249 | 1.5008 | 0.82694 | 45.5981 | 0.61787
|  | 1000WB322 | 322 | 3.62 | 11.2422 | 88.9503 | 0.35759 | 0.27902 | 0.14172 | 326.4475 | 2.5249 | 1.5008 | 0.82694 | 331.3002 | 3.6922 | 214.3702 | 2.5249 | 1.5008 | 0.82694 | 219.2228 | 2.4432 | 49.6343 | 2.5249 | 1.5008 | 0.82694 | 54.4869 | 0.60724
|  | 1000WB296 | 296 | 3.6 | 12.1622 | 82.2222 | 0.35759 | 0.27902 | 0.14172 | 301.7556 | 2.5249 | 1.5008 | 0.82694 | 306.6082 | 3.6941 | 198.1556 | 2.5249 | 1.5008 | 0.82694 | 203.0082 | 2.4459 | 45.88 | 2.5249 | 1.5008 | 0.82694 | 50.7327 | 0.61123
|  | 1000WB258 | 258 | 3.39 | 13.1395 | 76.1062 | 0.35759 | 0.27902 | 0.14172 | 279.3097 | 2.5249 | 1.5008 | 0.82694 | 284.1624 | 3.696 | 183.4159 | 2.5249 | 1.5008 | 0.82694 | 188.2686 | 2.4487 | 42.4673 | 2.5249 | 1.5008 | 0.82694 | 47.3199 | 0.61547
|  | 1000WB215 | 215 | 3.17 | 14.7442 | 67.8233 | 0.35759 | 0.27902 | 0.14172 | 248.9117 | 2.5249 | 1.5008 | 0.82694 | 253.7644 | 3.6991 | 163.4543 | 2.5249 | 1.5008 | 0.82694 | 168.3069 | 2.4534 | 37.8454 | 2.5249 | 1.5008 | 0.82694 | 42.6981 | 0.62241
|  | 900WB282 | 282 | 3.42 | 12.1277 | 82.4561 | 0.35759 | 0.27902 | 0.14172 | 302.614 | 2.5249 | 1.5008 | 0.82694 | 307.4667 | 3.694 | 198.7193 | 2.5249 | 1.5008 | 0.82694 | 203.572 | 2.4458 | 46.0105 | 2.5249 | 1.5008 | 0.82694 | 50.8632 | 0.61108
|  | 900WB257 | 257 | 3.41 | 13.2685 | 75.3666 | 0.35759 | 0.27902 | 0.14172 | 276.5953 | 2.5249 | 1.5008 | 0.82694 | 281.448 | 3.6962 | 181.6334 | 2.5249 | 1.5008 | 0.82694 | 186.4861 | 2.4491 | 42.0545 | 2.5249 | 1.5008 | 0.82694 | 46.9072 | 0.61603
|  | 900WB218 | 218 | 3.2 | 14.6789 | 68.125 | 0.35759 | 0.27902 | 0.14172 | 250.0187 | 2.5249 | 1.5008 | 0.82694 | 254.8714 | 3.699 | 164.1813 | 2.5249 | 1.5008 | 0.82694 | 169.0339 | 2.4532 | 38.0138 | 2.5249 | 1.5008 | 0.82694 | 42.8664 | 0.62212
|  | 900WB175 | 175 | 2.98 | 17.0286 | 58.7248 | 0.35759 | 0.27902 | 0.14172 | 215.5201 | 2.5249 | 1.5008 | 0.82694 | 220.3728 | 3.7035 | 141.5268 | 2.5249 | 1.5008 | 0.82694 | 146.3795 | 2.46 | 32.7685 | 2.5249 | 1.5008 | 0.82694 | 37.6211 | 0.63225
|  | 800WB192 | 192 | 2.81 | 14.6354 | 68.3274 | 0.35759 | 0.27902 | 0.14172 | 250.7616 | 2.5249 | 1.5008 | 0.82694 | 255.6142 | 3.6989 | 164.669 | 2.5249 | 1.5008 | 0.82694 | 169.5217 | 2.4531 | 38.1267 | 2.5249 | 1.5008 | 0.82694 | 42.9794 | 0.62194
|  | 800WB168 | 168 | 2.7 | 16.0714 | 62.2222 | 0.35759 | 0.27902 | 0.14172 | 228.3556 | 2.5249 | 1.5008 | 0.82694 | 233.2082 | 3.7017 | 149.9556 | 2.5249 | 1.5008 | 0.82694 | 154.8082 | 2.4573 | 34.72 | 2.5249 | 1.5008 | 0.82694 | 39.5727 | 0.62813
|  | 800WB146 | 146 | 2.68 | 18.3562 | 54.4776 | 0.35759 | 0.27902 | 0.14172 | 199.9328 | 2.5249 | 1.5008 | 0.82694 | 204.7855 | 3.7061 | 131.291 | 2.5249 | 1.5008 | 0.82694 | 136.1437 | 2.4639 | 30.3985 | 2.5249 | 1.5008 | 0.82694 | 35.2512 | 0.63796
|  | 800WB122 | 122 | 2.56 | 20.9836 | 47.6562 | 0.35759 | 0.27902 | 0.14172 | 174.8984 | 2.5249 | 1.5008 | 0.82694 | 179.7511 | 3.7112 | 114.8516 | 2.5249 | 1.5008 | 0.82694 | 119.7042 | 2.4715 | 26.5922 | 2.5249 | 1.5008 | 0.82694 | 31.4449 | 0.64922
|  | 700WB173 | 173 | 2.51 | 14.5087 | 68.9243 | 0.35759 | 0.27902 | 0.14172 | 252.9522 | 2.5249 | 1.5008 | 0.82694 | 257.8049 | 3.6986 | 166.1076 | 2.5249 | 1.5008 | 0.82694 | 170.9602 | 2.4527 | 38.4598 | 2.5249 | 1.5008 | 0.82694 | 43.3124 | 0.62139
|  | 700WB150 | 150 | 2.4 | 16 | 62.5 | 0.35759 | 0.27902 | 0.14172 | 229.375 | 2.5249 | 1.5008 | 0.82694 | 234.2277 | 3.7015 | 150.625 | 2.5249 | 1.5008 | 0.82694 | 155.4777 | 2.457 | 34.875 | 2.5249 | 1.5008 | 0.82694 | 39.7277 | 0.62782
|  | 700WB130 | 130 | 2.38 | 18.3077 | 54.6218 | 0.35759 | 0.27902 | 0.14172 | 200.4622 | 2.5249 | 1.5008 | 0.82694 | 205.3149 | 3.706 | 131.6387 | 2.5249 | 1.5008 | 0.82694 | 136.4913 | 2.4637 | 30.479 | 2.5249 | 1.5008 | 0.82694 | 35.3317 | 0.63775
|  | 700WB115 | 115 | 2.36 | 20.5217 | 48.7288 | 0.35759 | 0.27902 | 0.14172 | 178.8347 | 2.5249 | 1.5008 | 0.82694 | 183.6874 | 3.7103 | 117.4364 | 2.5249 | 1.5008 | 0.82694 | 122.2891 | 2.4701 | 27.1907 | 2.5249 | 1.5008 | 0.82694 | 32.0434 | 0.64725
|  | 500WC440 | 440 | 2.88 | 6.5455 | 152.7778 | 0.35759 | 0.27902 | 0.14172 | 560.6944 | 2.5249 | 1.5008 | 0.82694 | 565.5471 | 3.683 | 368.1944 | 2.5249 | 1.5008 | 0.82694 | 373.0471 | 2.4294 | 85.25 | 2.5249 | 1.5008 | 0.82694 | 90.1027 | 0.58677
|  | 500WC414 | 414 | 2.9 | 7.0048 | 142.7586 | 0.35759 | 0.27902 | 0.14172 | 523.9241 | 2.5249 | 1.5008 | 0.82694 | 528.7768 | 3.6839 | 344.0483 | 2.5249 | 1.5008 | 0.82694 | 348.901 | 2.4307 | 79.6593 | 2.5249 | 1.5008 | 0.82694 | 84.512 | 0.58878
|  | 500WC383 | 383 | 2.88 | 7.5196 | 132.9861 | 0.35759 | 0.27902 | 0.14172 | 488.059 | 2.5249 | 1.5008 | 0.82694 | 492.9117 | 3.6849 | 320.4965 | 2.5249 | 1.5008 | 0.82694 | 325.3492 | 2.4323 | 74.2063 | 2.5249 | 1.5008 | 0.82694 | 79.0589 | 0.59103
|  | 500WC340 | 340 | 2.98 | 8.7647 | 114.094 | 0.35759 | 0.27902 | 0.14172 | 418.7248 | 2.5249 | 1.5008 | 0.82694 | 423.5775 | 3.6874 | 274.9664 | 2.5249 | 1.5008 | 0.82694 | 279.8191 | 2.4359 | 63.6644 | 2.5249 | 1.5008 | 0.82694 | 68.5171 | 0.59646
|  | 500WC290 | 290 | 2.97 | 10.2414 | 97.6431 | 0.35759 | 0.27902 | 0.14172 | 358.3502 | 2.5249 | 1.5008 | 0.82694 | 363.2028 | 3.6903 | 235.3199 | 2.5249 | 1.5008 | 0.82694 | 240.1725 | 2.4402 | 54.4848 | 2.5249 | 1.5008 | 0.82694 | 59.3375 | 0.60289
|  | 500WC267 | 267 | 2.96 | 11.0861 | 90.2027 | 0.35759 | 0.27902 | 0.14172 | 331.0439 | 2.5249 | 1.5008 | 0.82694 | 335.8966 | 3.6919 | 217.3885 | 2.5249 | 1.5008 | 0.82694 | 222.2412 | 2.4427 | 50.3331 | 2.5249 | 1.5008 | 0.82694 | 55.1858 | 0.60656
|  | 500WC228 | 228 | 2.94 | 12.8947 | 77.551 | 0.35759 | 0.27902 | 0.14172 | 284.6122 | 2.5249 | 1.5008 | 0.82694 | 289.4649 | 3.6955 | 186.898 | 2.5249 | 1.5008 | 0.82694 | 191.7506 | 2.448 | 43.2735 | 2.5249 | 1.5008 | 0.82694 | 48.1261 | 0.61441
|  | 400WC361 | 361 | 2.38 | 6.5928 | 151.6807 | 0.35759 | 0.27902 | 0.14172 | 556.6681 | 2.5249 | 1.5008 | 0.82694 | 561.5207 | 3.6831 | 365.5504 | 2.5249 | 1.5008 | 0.82694 | 370.4031 | 2.4295 | 84.6378 | 2.5249 | 1.5008 | 0.82694 | 89.4905 | 0.58698
|  | 400WC328 | 328 | 2.4 | 7.3171 | 136.6667 | 0.35759 | 0.27902 | 0.14172 | 501.5667 | 2.5249 | 1.5008 | 0.82694 | 506.4193 | 3.6845 | 329.3667 | 2.5249 | 1.5008 | 0.82694 | 334.2193 | 2.4317 | 76.26 | 2.5249 | 1.5008 | 0.82694 | 81.1127 | 0.59015
|  | 400WC303 | 303 | 2.39 | 7.8878 | 126.7782 | 0.35759 | 0.27902 | 0.14172 | 465.2762 | 2.5249 | 1.5008 | 0.82694 | 470.1288 | 3.6856 | 305.5356 | 2.5249 | 1.5008 | 0.82694 | 310.3882 | 2.4333 | 70.7423 | 2.5249 | 1.5008 | 0.82694 | 75.5949 | 0.59264
|  | 400WC270 | 270 | 2.38 | 8.8148 | 113.4454 | 0.35759 | 0.27902 | 0.14172 | 416.3445 | 2.5249 | 1.5008 | 0.82694 | 421.1972 | 3.6875 | 273.4034 | 2.5249 | 1.5008 | 0.82694 | 278.256 | 2.4361 | 63.3025 | 2.5249 | 1.5008 | 0.82694 | 68.1552 | 0.59668
|  | 400WC212 | 212 | 2.36 | 11.1321 | 89.8305 | 0.35759 | 0.27902 | 0.14172 | 329.678 | 2.5249 | 1.5008 | 0.82694 | 334.5306 | 3.692 | 216.4915 | 2.5249 | 1.5008 | 0.82694 | 221.3442 | 2.4429 | 50.1254 | 2.5249 | 1.5008 | 0.82694 | 54.9781 | 0.60676
|  | 400WC181 | 181 | 2.34 | 12.9282 | 77.3504 | 0.35759 | 0.27902 | 0.14172 | 283.8761 | 2.5249 | 1.5008 | 0.82694 | 288.7287 | 3.6956 | 186.4145 | 2.5249 | 1.5008 | 0.82694 | 191.2672 | 2.4481 | 43.1615 | 2.5249 | 1.5008 | 0.82694 | 48.0142 | 0.61455
|  | 400WC144 | 144 | 2.33 | 16.1806 | 61.8026 | 0.35759 | 0.27902 | 0.14172 | 226.8155 | 2.5249 | 1.5008 | 0.82694 | 231.6681 | 3.7019 | 148.9442 | 2.5249 | 1.5008 | 0.82694 | 153.7969 | 2.4576 | 34.4858 | 2.5249 | 1.5008 | 0.82694 | 39.3385 | 0.6286
|  | 350WC280 | 280 | 2.05 | 7.3214 | 136.5854 | 0.35759 | 0.27902 | 0.14172 | 501.2683 | 2.5249 | 1.5008 | 0.82694 | 506.121 | 3.6845 | 329.1707 | 2.5249 | 1.5008 | 0.82694 | 334.0234 | 2.4317 | 76.2146 | 2.5249 | 1.5008 | 0.82694 | 81.0673 | 0.59017
|  | 350WC258 | 258 | 2.04 | 7.907 | 126.4706 | 0.35759 | 0.27902 | 0.14172 | 464.1471 | 2.5249 | 1.5008 | 0.82694 | 468.9997 | 3.6857 | 304.7941 | 2.5249 | 1.5008 | 0.82694 | 309.6468 | 2.4334 | 70.5706 | 2.5249 | 1.5008 | 0.82694 | 75.4233 | 0.59272
|  | 350WC230 | 230 | 2.03 | 8.8261 | 113.3005 | 0.35759 | 0.27902 | 0.14172 | 415.8128 | 2.5249 | 1.5008 | 0.82694 | 420.6655 | 3.6875 | 273.0542 | 2.5249 | 1.5008 | 0.82694 | 277.9069 | 2.4361 | 63.2217 | 2.5249 | 1.5008 | 0.82694 | 68.0744 | 0.59673
|  | 350WC197 | 197 | 2.02 | 10.2538 | 97.5248 | 0.35759 | 0.27902 | 0.14172 | 357.9158 | 2.5249 | 1.5008 | 0.82694 | 362.7685 | 3.6903 | 235.0347 | 2.5249 | 1.5008 | 0.82694 | 239.8873 | 2.4403 | 54.4188 | 2.5249 | 1.5008 | 0.82694 | 59.2715 | 0.60295
|  | 300x12 | 28.3 | 0.624 | 22.0495 | 45.3526 | 0.35759 | 0.27902 | 0.14172 | 166.4439 | 2.5249 | 1.5008 | 0.82694 | 171.2966 | 3.7133 | 109.2997 | 2.5249 | 1.5008 | 0.82694 | 114.1524 | 2.4745 | 25.3067 | 2.5249 | 1.5008 | 0.82694 | 30.1594 | 0.65378
|  | 300x10 | 23.6 | 0.62 | 26.2712 | 38.0645 | 0.35759 | 0.27902 | 0.14172 | 139.6968 | 2.5249 | 1.5008 | 0.82694 | 144.5495 | 3.7214 | 91.7355 | 2.5249 | 1.5008 | 0.82694 | 96.5882 | 2.4866 | 21.24 | 2.5249 | 1.5008 | 0.82694 | 26.0927 | 0.67175
|  | 300x8 | 18.8 | 0.616 | 32.766 | 30.5195 | 0.35759 | 0.27902 | 0.14172 | 112.0065 | 2.5249 | 1.5008 | 0.82694 | 116.8592 | 3.7338 | 73.5519 | 2.5249 | 1.5008 | 0.82694 | 78.4046 | 2.5051 | 17.0299 | 2.5249 | 1.5008 | 0.82694 | 21.8825 | 0.69917
|  | 300x6 | 14.1 | 0.612 | 43.4043 | 23.0392 | 0.35759 | 0.27902 | 0.14172 | 84.5539 | 2.5249 | 1.5008 | 0.82694 | 89.4066 | 3.7538 | 55.5245 | 2.5249 | 1.5008 | 0.82694 | 60.3772 | 2.535 | 12.8559 | 2.5249 | 1.5008 | 0.82694 | 17.7086 | 0.74351
|  | 250x12 | 23.6 | 0.524 | 22.2034 | 45.0382 | 0.35759 | 0.27902 | 0.14172 | 165.2901 | 2.5249 | 1.5008 | 0.82694 | 170.1428 | 3.7136 | 108.542 | 2.5249 | 1.5008 | 0.82694 | 113.3947 | 2.475 | 25.1313 | 2.5249 | 1.5008 | 0.82694 | 29.984 | 0.65444
|  | 250x10 | 19.6 | 0.52 | 26.5306 | 37.6923 | 0.35759 | 0.27902 | 0.14172 | 138.3308 | 2.5249 | 1.5008 | 0.82694 | 143.1834 | 3.7219 | 90.8385 | 2.5249 | 1.5008 | 0.82694 | 95.6911 | 2.4874 | 21.0323 | 2.5249 | 1.5008 | 0.82694 | 25.885 | 0.67285
|  | 250x8 | 15.7 | 0.516 | 32.8662 | 30.4264 | 0.35759 | 0.27902 | 0.14172 | 111.6647 | 2.5249 | 1.5008 | 0.82694 | 116.5174 | 3.734 | 73.3275 | 2.5249 | 1.5008 | 0.82694 | 78.1802 | 2.5054 | 16.9779 | 2.5249 | 1.5008 | 0.82694 | 21.8306 | 0.69959
|  | 250x6 | 11.8 | 0.512 | 43.3898 | 23.0469 | 0.35759 | 0.27902 | 0.14172 | 84.582 | 2.5249 | 1.5008 | 0.82694 | 89.4347 | 3.7538 | 55.543 | 2.5249 | 1.5008 | 0.82694 | 60.3956 | 2.5349 | 12.8602 | 2.5249 | 1.5008 | 0.82694 | 17.7128 | 0.74345
|  | 200x25 | 39.3 | 0.45 | 11.4504 | 87.3333 | 0.35759 | 0.27902 | 0.14172 | 320.5133 | 2.5249 | 1.5008 | 0.82694 | 325.366 | 3.6927 | 210.4733 | 2.5249 | 1.5008 | 0.82694 | 215.326 | 2.4438 | 48.732 | 2.5249 | 1.5008 | 0.82694 | 53.5847 | 0.60815
|  | 200x20 | 31.4 | 0.44 | 14.0127 | 71.3636 | 0.35759 | 0.27902 | 0.14172 | 261.9045 | 2.5249 | 1.5008 | 0.82694 | 266.7572 | 3.6977 | 171.9864 | 2.5249 | 1.5008 | 0.82694 | 176.839 | 2.4513 | 39.8209 | 2.5249 | 1.5008 | 0.82694 | 44.6736 | 0.61925
|  | 200x16 | 25.1 | 0.432 | 17.2112 | 58.1019 | 0.35759 | 0.27902 | 0.14172 | 213.2338 | 2.5249 | 1.5008 | 0.82694 | 218.0865 | 3.7039 | 140.0255 | 2.5249 | 1.5008 | 0.82694 | 144.8781 | 2.4606 | 32.4208 | 2.5249 | 1.5008 | 0.82694 | 37.2735 | 0.63304
|  | 200x12 | 18.8 | 0.424 | 22.5532 | 44.3396 | 0.35759 | 0.27902 | 0.14172 | 162.7264 | 2.5249 | 1.5008 | 0.82694 | 167.5791 | 3.7142 | 106.8585 | 2.5249 | 1.5008 | 0.82694 | 111.7112 | 2.476 | 24.7415 | 2.5249 | 1.5008 | 0.82694 | 29.5942 | 0.65593
|  | 200x10 | 15.7 | 0.42 | 26.7516 | 37.381 | 0.35759 | 0.27902 | 0.14172 | 137.1881 | 2.5249 | 1.5008 | 0.82694 | 142.0408 | 3.7223 | 90.0881 | 2.5249 | 1.5008 | 0.82694 | 94.9408 | 2.488 | 20.8586 | 2.5249 | 1.5008 | 0.82694 | 25.7113 | 0.67379
|  | 200x8 | 12.6 | 0.416 | 33.0159 | 30.2885 | 0.35759 | 0.27902 | 0.14172 | 111.1587 | 2.5249 | 1.5008 | 0.82694 | 116.0113 | 3.7343 | 72.9952 | 2.5249 | 1.5008 | 0.82694 | 77.8479 | 2.5058 | 16.901 | 2.5249 | 1.5008 | 0.82694 | 21.7536 | 0.70022
|  | 200x6 | 9.42 | 0.412 | 43.7367 | 22.8641 | 0.35759 | 0.27902 | 0.14172 | 83.9112 | 2.5249 | 1.5008 | 0.82694 | 88.7638 | 3.7544 | 55.1024 | 2.5249 | 1.5008 | 0.82694 | 59.9551 | 2.5359 | 12.7582 | 2.5249 | 1.5008 | 0.82694 | 17.6108 | 0.74488
|  | 180x20 | 28.3 | 0.4 | 14.1343 | 70.75 | 0.35759 | 0.27902 | 0.14172 | 259.6525 | 2.5249 | 1.5008 | 0.82694 | 264.5052 | 3.6979 | 170.5075 | 2.5249 | 1.5008 | 0.82694 | 175.3602 | 2.4516 | 39.4785 | 2.5249 | 1.5008 | 0.82694 | 44.3312 | 0.61977
|  | 180x12 | 17 | 0.384 | 22.5882 | 44.2708 | 0.35759 | 0.27902 | 0.14172 | 162.474 | 2.5249 | 1.5008 | 0.82694 | 167.3266 | 3.7143 | 106.6927 | 2.5249 | 1.5008 | 0.82694 | 111.5454 | 2.4761 | 24.7031 | 2.5249 | 1.5008 | 0.82694 | 29.5558 | 0.65608
|  | 180x10 | 14.1 | 0.38 | 26.9504 | 37.1053 | 0.35759 | 0.27902 | 0.14172 | 136.1763 | 2.5249 | 1.5008 | 0.82694 | 141.029 | 3.7227 | 89.4237 | 2.5249 | 1.5008 | 0.82694 | 94.2764 | 2.4886 | 20.7047 | 2.5249 | 1.5008 | 0.82694 | 25.5574 | 0.67463
|  | 180x6 | 8.48 | 0.372 | 43.8679 | 22.7957 | 0.35759 | 0.27902 | 0.14172 | 83.6602 | 2.5249 | 1.5008 | 0.82694 | 88.5129 | 3.7547 | 54.9376 | 2.5249 | 1.5008 | 0.82694 | 59.7903 | 2.5363 | 12.72 | 2.5249 | 1.5008 | 0.82694 | 17.5727 | 0.74543
|  | 150x50 | 58.9 | 0.4 | 6.7912 | 147.25 | 0.35759 | 0.27902 | 0.14172 | 540.4075 | 2.5249 | 1.5008 | 0.82694 | 545.2602 | 3.6835 | 354.8725 | 2.5249 | 1.5008 | 0.82694 | 359.7252 | 2.4301 | 82.1655 | 2.5249 | 1.5008 | 0.82694 | 87.0182 | 0.58785
|  | 150x25 | 29.4 | 0.35 | 11.9048 | 84 | 0.35759 | 0.27902 | 0.14172 | 308.28 | 2.5249 | 1.5008 | 0.82694 | 313.1327 | 3.6935 | 202.44 | 2.5249 | 1.5008 | 0.82694 | 207.2927 | 2.4451 | 46.872 | 2.5249 | 1.5008 | 0.82694 | 51.7247 | 0.61012
|  | 150x20 | 23.6 | 0.34 | 14.4068 | 69.4118 | 0.35759 | 0.27902 | 0.14172 | 254.7412 | 2.5249 | 1.5008 | 0.82694 | 259.5939 | 3.6984 | 167.2824 | 2.5249 | 1.5008 | 0.82694 | 172.135 | 2.4524 | 38.7318 | 2.5249 | 1.5008 | 0.82694 | 43.5844 | 0.62095
|  | 150x16 | 18.8 | 0.332 | 17.6596 | 56.6265 | 0.35759 | 0.27902 | 0.14172 | 207.8193 | 2.5249 | 1.5008 | 0.82694 | 212.672 | 3.7048 | 136.4699 | 2.5249 | 1.5008 | 0.82694 | 141.3226 | 2.4619 | 31.5976 | 2.5249 | 1.5008 | 0.82694 | 36.4503 | 0.63497
|  | 150x12 | 14.1 | 0.324 | 22.9787 | 43.5185 | 0.35759 | 0.27902 | 0.14172 | 159.713 | 2.5249 | 1.5008 | 0.82694 | 164.5656 | 3.7151 | 104.8796 | 2.5249 | 1.5008 | 0.82694 | 109.7323 | 2.4772 | 24.2833 | 2.5249 | 1.5008 | 0.82694 | 29.136 | 0.65774
|  | 150x10 | 11.8 | 0.32 | 27.1186 | 36.875 | 0.35759 | 0.27902 | 0.14172 | 135.3313 | 2.5249 | 1.5008 | 0.82694 | 140.1839 | 3.723 | 88.8688 | 2.5249 | 1.5008 | 0.82694 | 93.7214 | 2.4891 | 20.5763 | 2.5249 | 1.5008 | 0.82694 | 25.4289 | 0.67534
|  | 150x8 | 9.42 | 0.316 | 33.5456 | 29.8101 | 0.35759 | 0.27902 | 0.14172 | 109.4032 | 2.5249 | 1.5008 | 0.82694 | 114.2558 | 3.7353 | 71.8424 | 2.5249 | 1.5008 | 0.82694 | 76.6951 | 2.5073 | 16.6341 | 2.5249 | 1.5008 | 0.82694 | 21.4867 | 0.70245
|  | 150x6 | 7.07 | 0.312 | 44.1301 | 22.6603 | 0.35759 | 0.27902 | 0.14172 | 83.1631 | 2.5249 | 1.5008 | 0.82694 | 88.0158 | 3.7552 | 54.6112 | 2.5249 | 1.5008 | 0.82694 | 59.4639 | 2.537 | 12.6444 | 2.5249 | 1.5008 | 0.82694 | 17.4971 | 0.74651
|  | 150x5 | 5.89 | 0.31 | 52.6316 | 19 | 0.35759 | 0.27902 | 0.14172 | 69.73 | 2.5249 | 1.5008 | 0.82694 | 74.5827 | 3.7709 | 45.79 | 2.5249 | 1.5008 | 0.82694 | 50.6427 | 2.5605 | 10.602 | 2.5249 | 1.5008 | 0.82694 | 15.4547 | 0.78139
|  | 130x25 | 25.5 | 0.31 | 12.1569 | 82.2581 | 0.35759 | 0.27902 | 0.14172 | 301.8871 | 2.5249 | 1.5008 | 0.82694 | 306.7398 | 3.694 | 198.2419 | 2.5249 | 1.5008 | 0.82694 | 203.0946 | 2.4459 | 45.9 | 2.5249 | 1.5008 | 0.82694 | 50.7527 | 0.61121
|  | 130x20 | 20.4 | 0.3 | 14.7059 | 68 | 0.35759 | 0.27902 | 0.14172 | 249.56 | 2.5249 | 1.5008 | 0.82694 | 254.4127 | 3.699 | 163.88 | 2.5249 | 1.5008 | 0.82694 | 168.7327 | 2.4533 | 37.944 | 2.5249 | 1.5008 | 0.82694 | 42.7967 | 0.62224
|  | 130x16 | 16.3 | 0.292 | 17.9141 | 55.8219 | 0.35759 | 0.27902 | 0.14172 | 204.8664 | 2.5249 | 1.5008 | 0.82694 | 209.7191 | 3.7053 | 134.5308 | 2.5249 | 1.5008 | 0.82694 | 139.3835 | 2.4626 | 31.1486 | 2.5249 | 1.5008 | 0.82694 | 36.0013 | 0.63606
|  | 130x12 | 12.2 | 0.284 | 23.2787 | 42.9577 | 0.35759 | 0.27902 | 0.14172 | 157.6549 | 2.5249 | 1.5008 | 0.82694 | 162.5076 | 3.7156 | 103.5282 | 2.5249 | 1.5008 | 0.82694 | 108.3808 | 2.4781 | 23.9704 | 2.5249 | 1.5008 | 0.82694 | 28.8231 | 0.65902
|  | 130x10 | 10.2 | 0.28 | 27.451 | 36.4286 | 0.35759 | 0.27902 | 0.14172 | 133.6929 | 2.5249 | 1.5008 | 0.82694 | 138.5455 | 3.7237 | 87.7929 | 2.5249 | 1.5008 | 0.82694 | 92.6455 | 2.49 | 20.3271 | 2.5249 | 1.5008 | 0.82694 | 25.1798 | 0.67675
|  | 130x8 | 8.16 | 0.276 | 33.8235 | 29.5652 | 0.35759 | 0.27902 | 0.14172 | 108.5043 | 2.5249 | 1.5008 | 0.82694 | 113.357 | 3.7358 | 71.2522 | 2.5249 | 1.5008 | 0.82694 | 76.1049 | 2.5081 | 16.4974 | 2.5249 | 1.5008 | 0.82694 | 21.3501 | 0.70361
|  | 130x6 | 6.12 | 0.272 | 44.4444 | 22.5 | 0.35759 | 0.27902 | 0.14172 | 82.575 | 2.5249 | 1.5008 | 0.82694 | 87.4277 | 3.7558 | 54.225 | 2.5249 | 1.5008 | 0.82694 | 59.0777 | 2.5379 | 12.555 | 2.5249 | 1.5008 | 0.82694 | 17.4077 | 0.74781
|  | 130x5 | 5.1 | 0.27 | 52.9412 | 18.8889 | 0.35759 | 0.27902 | 0.14172 | 69.3222 | 2.5249 | 1.5008 | 0.82694 | 74.1749 | 3.7715 | 45.5222 | 2.5249 | 1.5008 | 0.82694 | 50.3749 | 2.5614 | 10.54 | 2.5249 | 1.5008 | 0.82694 | 15.3927 | 0.78266
|  | 110x12 | 10.4 | 0.244 | 23.4615 | 42.623 | 0.35759 | 0.27902 | 0.14172 | 156.4262 | 2.5249 | 1.5008 | 0.82694 | 161.2789 | 3.716 | 102.7213 | 2.5249 | 1.5008 | 0.82694 | 107.574 | 2.4786 | 23.7836 | 2.5249 | 1.5008 | 0.82694 | 28.6363 | 0.6598
|  | 110x10 | 8.64 | 0.24 | 27.7778 | 36 | 0.35759 | 0.27902 | 0.14172 | 132.12 | 2.5249 | 1.5008 | 0.82694 | 136.9727 | 3.7243 | 86.76 | 2.5249 | 1.5008 | 0.82694 | 91.6127 | 2.4909 | 20.088 | 2.5249 | 1.5008 | 0.82694 | 24.9407 | 0.67814
|  | 110x8 | 6.91 | 0.236 | 34.1534 | 29.2797 | 0.35759 | 0.27902 | 0.14172 | 107.4564 | 2.5249 | 1.5008 | 0.82694 | 112.309 | 3.7364 | 70.564 | 2.5249 | 1.5008 | 0.82694 | 75.4167 | 2.509 | 16.3381 | 2.5249 | 1.5008 | 0.82694 | 21.1907 | 0.70499
|  | 110x6 | 5.18 | 0.232 | 44.7876 | 22.3276 | 0.35759 | 0.27902 | 0.14172 | 81.9422 | 2.5249 | 1.5008 | 0.82694 | 86.7949 | 3.7564 | 53.8095 | 2.5249 | 1.5008 | 0.82694 | 58.6622 | 2.5388 | 12.4588 | 2.5249 | 1.5008 | 0.82694 | 17.3115 | 0.74922
|  | 100x50 | 39.3 | 0.3 | 7.6336 | 131 | 0.35759 | 0.27902 | 0.14172 | 480.77 | 2.5249 | 1.5008 | 0.82694 | 485.6227 | 3.6851 | 315.71 | 2.5249 | 1.5008 | 0.82694 | 320.5627 | 2.4326 | 73.098 | 2.5249 | 1.5008 | 0.82694 | 77.9507 | 0.59153
|  | 100x25 | 19.6 | 0.25 | 12.7551 | 78.4 | 0.35759 | 0.27902 | 0.14172 | 287.728 | 2.5249 | 1.5008 | 0.82694 | 292.5807 | 3.6952 | 188.944 | 2.5249 | 1.5008 | 0.82694 | 193.7967 | 2.4476 | 43.7472 | 2.5249 | 1.5008 | 0.82694 | 48.5999 | 0.6138
|  | 100x20 | 15.7 | 0.24 | 15.2866 | 65.4167 | 0.35759 | 0.27902 | 0.14172 | 240.0792 | 2.5249 | 1.5008 | 0.82694 | 244.9318 | 3.7002 | 157.6542 | 2.5249 | 1.5008 | 0.82694 | 162.5068 | 2.455 | 36.5025 | 2.5249 | 1.5008 | 0.82694 | 41.3552 | 0.62475
|  | 100x16 | 12.6 | 0.232 | 18.4127 | 54.3103 | 0.35759 | 0.27902 | 0.14172 | 199.319 | 2.5249 | 1.5008 | 0.82694 | 204.1716 | 3.7062 | 130.8879 | 2.5249 | 1.5008 | 0.82694 | 135.7406 | 2.464 | 30.3052 | 2.5249 | 1.5008 | 0.82694 | 35.1579 | 0.6382
|  | 100x12 | 9.42 | 0.224 | 23.7792 | 42.0536 | 0.35759 | 0.27902 | 0.14172 | 154.3366 | 2.5249 | 1.5008 | 0.82694 | 159.1893 | 3.7166 | 101.3491 | 2.5249 | 1.5008 | 0.82694 | 106.2018 | 2.4795 | 23.4659 | 2.5249 | 1.5008 | 0.82694 | 28.3186 | 0.66116
|  | 100x10 | 7.85 | 0.22 | 28.0255 | 35.6818 | 0.35759 | 0.27902 | 0.14172 | 130.9523 | 2.5249 | 1.5008 | 0.82694 | 135.805 | 3.7248 | 85.9932 | 2.5249 | 1.5008 | 0.82694 | 90.8459 | 2.4916 | 19.9105 | 2.5249 | 1.5008 | 0.82694 | 24.7631 | 0.67918
|  | 100x8 | 6.28 | 0.216 | 34.3949 | 29.0741 | 0.35759 | 0.27902 | 0.14172 | 106.7019 | 2.5249 | 1.5008 | 0.82694 | 111.5545 | 3.7369 | 70.0685 | 2.5249 | 1.5008 | 0.82694 | 74.9212 | 2.5097 | 16.2233 | 2.5249 | 1.5008 | 0.82694 | 21.076 | 0.70601
|  | 100x6 | 4.71 | 0.212 | 45.0106 | 22.217 | 0.35759 | 0.27902 | 0.14172 | 81.5363 | 2.5249 | 1.5008 | 0.82694 | 86.389 | 3.7568 | 53.5429 | 2.5249 | 1.5008 | 0.82694 | 58.3956 | 2.5395 | 12.3971 | 2.5249 | 1.5008 | 0.82694 | 17.2498 | 0.75014
|  | 100x5 | 3.93 | 0.21 | 53.4351 | 18.7143 | 0.35759 | 0.27902 | 0.14172 | 68.6814 | 2.5249 | 1.5008 | 0.82694 | 73.5341 | 3.7724 | 45.1014 | 2.5249 | 1.5008 | 0.82694 | 49.9541 | 2.5627 | 10.4426 | 2.5249 | 1.5008 | 0.82694 | 15.2953 | 0.78467
|  | 90x12 | 8.48 | 0.204 | 24.0566 | 41.5686 | 0.35759 | 0.27902 | 0.14172 | 152.5569 | 2.5249 | 1.5008 | 0.82694 | 157.4095 | 3.7171 | 100.1804 | 2.5249 | 1.5008 | 0.82694 | 105.0331 | 2.4803 | 23.1953 | 2.5249 | 1.5008 | 0.82694 | 28.048 | 0.66234
|  | 90x10 | 7.07 | 0.2 | 28.2885 | 35.35 | 0.35759 | 0.27902 | 0.14172 | 129.7345 | 2.5249 | 1.5008 | 0.82694 | 134.5872 | 3.7253 | 85.1935 | 2.5249 | 1.5008 | 0.82694 | 90.0462 | 2.4924 | 19.7253 | 2.5249 | 1.5008 | 0.82694 | 24.578 | 0.6803
|  | 90x8 | 5.65 | 0.196 | 34.6903 | 28.8265 | 0.35759 | 0.27902 | 0.14172 | 105.7934 | 2.5249 | 1.5008 | 0.82694 | 110.646 | 3.7374 | 69.4719 | 2.5249 | 1.5008 | 0.82694 | 74.3246 | 2.5106 | 16.0852 | 2.5249 | 1.5008 | 0.82694 | 20.9379 | 0.70724
|  | 90x6 | 4.24 | 0.192 | 45.283 | 22.0833 | 0.35759 | 0.27902 | 0.14172 | 81.0458 | 2.5249 | 1.5008 | 0.82694 | 85.8985 | 3.7573 | 53.2208 | 2.5249 | 1.5008 | 0.82694 | 58.0735 | 2.5402 | 12.3225 | 2.5249 | 1.5008 | 0.82694 | 17.1752 | 0.75127
|  | 75x40 | 23.6 | 0.23 | 9.7458 | 102.6087 | 0.35759 | 0.27902 | 0.14172 | 376.5739 | 2.5249 | 1.5008 | 0.82694 | 381.4266 | 3.6893 | 247.287 | 2.5249 | 1.5008 | 0.82694 | 252.1396 | 2.4388 | 57.2557 | 2.5249 | 1.5008 | 0.82694 | 62.1083 | 0.60074
|  | 75x25 | 14.7 | 0.2 | 13.6054 | 73.5 | 0.35759 | 0.27902 | 0.14172 | 269.745 | 2.5249 | 1.5008 | 0.82694 | 274.5977 | 3.6969 | 177.135 | 2.5249 | 1.5008 | 0.82694 | 181.9877 | 2.4501 | 41.013 | 2.5249 | 1.5008 | 0.82694 | 45.8657 | 0.61748
|  | 75x20 | 11.8 | 0.19 | 16.1017 | 62.1053 | 0.35759 | 0.27902 | 0.14172 | 227.9263 | 2.5249 | 1.5008 | 0.82694 | 232.779 | 3.7017 | 149.6737 | 2.5249 | 1.5008 | 0.82694 | 154.5264 | 2.4573 | 34.6547 | 2.5249 | 1.5008 | 0.82694 | 39.5074 | 0.62826
|  | 75x16 | 9.42 | 0.182 | 19.3206 | 51.7582 | 0.35759 | 0.27902 | 0.14172 | 189.9527 | 2.5249 | 1.5008 | 0.82694 | 194.8054 | 3.708 | 124.7374 | 2.5249 | 1.5008 | 0.82694 | 129.59 | 2.4667 | 28.8811 | 2.5249 | 1.5008 | 0.82694 | 33.7338 | 0.6421
|  | 75x12 | 7.07 | 0.174 | 24.611 | 40.6322 | 0.35759 | 0.27902 | 0.14172 | 149.1201 | 2.5249 | 1.5008 | 0.82694 | 153.9728 | 3.7182 | 97.9236 | 2.5249 | 1.5008 | 0.82694 | 102.7762 | 2.4819 | 22.6728 | 2.5249 | 1.5008 | 0.82694 | 27.5254 | 0.6647
|  | 75x10 | 5.89 | 0.17 | 28.8625 | 34.6471 | 0.35759 | 0.27902 | 0.14172 | 127.1547 | 2.5249 | 1.5008 | 0.82694 | 132.0074 | 3.7263 | 83.4994 | 2.5249 | 1.5008 | 0.82694 | 88.3521 | 2.494 | 19.3331 | 2.5249 | 1.5008 | 0.82694 | 24.1857 | 0.68272
|  | 75x8 | 4.71 | 0.166 | 35.2442 | 28.3735 | 0.35759 | 0.27902 | 0.14172 | 104.1307 | 2.5249 | 1.5008 | 0.82694 | 108.9834 | 3.7385 | 68.3801 | 2.5249 | 1.5008 | 0.82694 | 73.2328 | 2.5121 | 15.8324 | 2.5249 | 1.5008 | 0.82694 | 20.6851 | 0.70956
|  | 75x6 | 3.53 | 0.162 | 45.8924 | 21.7901 | 0.35759 | 0.27902 | 0.14172 | 79.9698 | 2.5249 | 1.5008 | 0.82694 | 84.8224 | 3.7585 | 52.5142 | 2.5249 | 1.5008 | 0.82694 | 57.3669 | 2.5419 | 12.1589 | 2.5249 | 1.5008 | 0.82694 | 17.0116 | 0.75378
|  | 75x5 | 2.94 | 0.16 | 54.4218 | 18.375 | 0.35759 | 0.27902 | 0.14172 | 67.4363 | 2.5249 | 1.5008 | 0.82694 | 72.2889 | 3.7742 | 44.2838 | 2.5249 | 1.5008 | 0.82694 | 49.1364 | 2.5654 | 10.2533 | 2.5249 | 1.5008 | 0.82694 | 15.1059 | 0.78868
|  | 65x20 | 10.2 | 0.17 | 16.6667 | 60 | 0.35759 | 0.27902 | 0.14172 | 220.2 | 2.5249 | 1.5008 | 0.82694 | 225.0527 | 3.7028 | 144.6 | 2.5249 | 1.5008 | 0.82694 | 149.4527 | 2.459 | 33.48 | 2.5249 | 1.5008 | 0.82694 | 38.3327 | 0.6307
|  | 65x16 | 8.16 | 0.162 | 19.8529 | 50.3704 | 0.35759 | 0.27902 | 0.14172 | 184.8593 | 2.5249 | 1.5008 | 0.82694 | 189.7119 | 3.709 | 121.3926 | 2.5249 | 1.5008 | 0.82694 | 126.2453 | 2.4682 | 28.1067 | 2.5249 | 1.5008 | 0.82694 | 32.9593 | 0.64438
|  | 65x12 | 6.12 | 0.154 | 25.1634 | 39.7403 | 0.35759 | 0.27902 | 0.14172 | 145.8468 | 2.5249 | 1.5008 | 0.82694 | 150.6994 | 3.7193 | 95.774 | 2.5249 | 1.5008 | 0.82694 | 100.6267 | 2.4835 | 22.1751 | 2.5249 | 1.5008 | 0.82694 | 27.0277 | 0.66705
|  | 65x10 | 5.1 | 0.15 | 29.4118 | 34 | 0.35759 | 0.27902 | 0.14172 | 124.78 | 2.5249 | 1.5008 | 0.82694 | 129.6327 | 3.7274 | 81.94 | 2.5249 | 1.5008 | 0.82694 | 86.7927 | 2.4956 | 18.972 | 2.5249 | 1.5008 | 0.82694 | 23.8247 | 0.68504
|  | 65x8 | 4.08 | 0.146 | 35.7843 | 27.9452 | 0.35759 | 0.27902 | 0.14172 | 102.5589 | 2.5249 | 1.5008 | 0.82694 | 107.4116 | 3.7395 | 67.3479 | 2.5249 | 1.5008 | 0.82694 | 72.2006 | 2.5136 | 15.5934 | 2.5249 | 1.5008 | 0.82694 | 20.4461 | 0.71182
|  | 65x6 | 3.06 | 0.142 | 46.4052 | 21.5493 | 0.35759 | 0.27902 | 0.14172 | 79.0859 | 2.5249 | 1.5008 | 0.82694 | 83.9386 | 3.7594 | 51.9338 | 2.5249 | 1.5008 | 0.82694 | 56.7865 | 2.5433 | 12.0245 | 2.5249 | 1.5008 | 0.82694 | 16.8772 | 0.75589
|  | 65x5 | 2.55 | 0.14 | 54.902 | 18.2143 | 0.35759 | 0.27902 | 0.14172 | 66.8464 | 2.5249 | 1.5008 | 0.82694 | 71.6991 | 3.7751 | 43.8964 | 2.5249 | 1.5008 | 0.82694 | 48.7491 | 2.5667 | 10.1636 | 2.5249 | 1.5008 | 0.82694 | 15.0163 | 0.79064
|  | 50x25 | 9.81 | 0.15 | 15.2905 | 65.4 | 0.35759 | 0.27902 | 0.14172 | 240.018 | 2.5249 | 1.5008 | 0.82694 | 244.8707 | 3.7002 | 157.614 | 2.5249 | 1.5008 | 0.82694 | 162.4667 | 2.455 | 36.4932 | 2.5249 | 1.5008 | 0.82694 | 41.3459 | 0.62476
|  | 50x20 | 7.85 | 0.14 | 17.8344 | 56.0714 | 0.35759 | 0.27902 | 0.14172 | 205.7821 | 2.5249 | 1.5008 | 0.82694 | 210.6348 | 3.7051 | 135.1321 | 2.5249 | 1.5008 | 0.82694 | 139.9848 | 2.4624 | 31.2879 | 2.5249 | 1.5008 | 0.82694 | 36.1405 | 0.63572
|  | 50x16 | 6.28 | 0.132 | 21.0191 | 47.5758 | 0.35759 | 0.27902 | 0.14172 | 174.603 | 2.5249 | 1.5008 | 0.82694 | 179.4557 | 3.7113 | 114.6576 | 2.5249 | 1.5008 | 0.82694 | 119.5103 | 2.4716 | 26.5473 | 2.5249 | 1.5008 | 0.82694 | 31.4 | 0.64938
|  | 50x12 | 4.71 | 0.124 | 26.327 | 37.9839 | 0.35759 | 0.27902 | 0.14172 | 139.4008 | 2.5249 | 1.5008 | 0.82694 | 144.2535 | 3.7215 | 91.5411 | 2.5249 | 1.5008 | 0.82694 | 96.3938 | 2.4868 | 21.195 | 2.5249 | 1.5008 | 0.82694 | 26.0477 | 0.67199
|  | 50x10 | 3.93 | 0.12 | 30.5344 | 32.75 | 0.35759 | 0.27902 | 0.14172 | 120.1925 | 2.5249 | 1.5008 | 0.82694 | 125.0452 | 3.7295 | 78.9275 | 2.5249 | 1.5008 | 0.82694 | 83.7802 | 2.4988 | 18.2745 | 2.5249 | 1.5008 | 0.82694 | 23.1272 | 0.68978
|  | 50x8 | 3.14 | 0.116 | 36.9427 | 27.069 | 0.35759 | 0.27902 | 0.14172 | 99.3431 | 2.5249 | 1.5008 | 0.82694 | 104.1958 | 3.7417 | 65.2362 | 2.5249 | 1.5008 | 0.82694 | 70.0889 | 2.5169 | 15.1045 | 2.5249 | 1.5008 | 0.82694 | 19.9572 | 0.71666
|  | 50x6 | 2.36 | 0.112 | 47.4576 | 21.0714 | 0.35759 | 0.27902 | 0.14172 | 77.3321 | 2.5249 | 1.5008 | 0.82694 | 82.1848 | 3.7614 | 50.7821 | 2.5249 | 1.5008 | 0.82694 | 55.6348 | 2.5462 | 11.7579 | 2.5249 | 1.5008 | 0.82694 | 16.6105 | 0.76022
|  | 50x5 | 1.96 | 0.11 | 56.1224 | 17.8182 | 0.35759 | 0.27902 | 0.14172 | 65.3927 | 2.5249 | 1.5008 | 0.82694 | 70.2454 | 3.7773 | 42.9418 | 2.5249 | 1.5008 | 0.82694 | 47.7945 | 2.5701 | 9.9425 | 2.5249 | 1.5008 | 0.82694 | 14.7952 | 0.79559
|  | 40x20 | 6.28 | 0.12 | 19.1083 | 52.3333 | 0.35759 | 0.27902 | 0.14172 | 192.0633 | 2.5249 | 1.5008 | 0.82694 | 196.916 | 3.7076 | 126.1233 | 2.5249 | 1.5008 | 0.82694 | 130.976 | 2.466 | 29.202 | 2.5249 | 1.5008 | 0.82694 | 34.0547 | 0.64119
|  | 40x16 | 5.02 | 0.112 | 22.3108 | 44.8214 | 0.35759 | 0.27902 | 0.14172 | 164.4946 | 2.5249 | 1.5008 | 0.82694 | 169.3473 | 3.7138 | 108.0196 | 2.5249 | 1.5008 | 0.82694 | 112.8723 | 2.4753 | 25.0104 | 2.5249 | 1.5008 | 0.82694 | 29.863 | 0.65489
|  | 40x12 | 3.77 | 0.104 | 27.5862 | 36.25 | 0.35759 | 0.27902 | 0.14172 | 133.0375 | 2.5249 | 1.5008 | 0.82694 | 137.8902 | 3.7239 | 87.3625 | 2.5249 | 1.5008 | 0.82694 | 92.2152 | 2.4904 | 20.2275 | 2.5249 | 1.5008 | 0.82694 | 25.0802 | 0.67732
|  | 40x10 | 3.14 | 0.1 | 31.8471 | 31.4 | 0.35759 | 0.27902 | 0.14172 | 115.238 | 2.5249 | 1.5008 | 0.82694 | 120.0907 | 3.732 | 75.674 | 2.5249 | 1.5008 | 0.82694 | 80.5267 | 2.5025 | 17.5212 | 2.5249 | 1.5008 | 0.82694 | 22.3739 | 0.69531
|  | 40x8 | 2.51 | 0.096 | 38.247 | 26.1458 | 0.35759 | 0.27902 | 0.14172 | 95.9552 | 2.5249 | 1.5008 | 0.82694 | 100.8079 | 3.7441 | 63.0115 | 2.5249 | 1.5008 | 0.82694 | 67.8641 | 2.5206 | 14.5894 | 2.5249 | 1.5008 | 0.82694 | 19.4421 | 0.7221
|  | 40x6 | 1.88 | 0.092 | 48.9362 | 20.4348 | 0.35759 | 0.27902 | 0.14172 | 74.9957 | 2.5249 | 1.5008 | 0.82694 | 79.8483 | 3.7641 | 49.2478 | 2.5249 | 1.5008 | 0.82694 | 54.1005 | 2.5503 | 11.4026 | 2.5249 | 1.5008 | 0.82694 | 16.2553 | 0.76628
|  | 40x5 | 1.57 | 0.09 | 57.3248 | 17.4444 | 0.35759 | 0.27902 | 0.14172 | 64.0211 | 2.5249 | 1.5008 | 0.82694 | 68.8738 | 3.7795 | 42.0411 | 2.5249 | 1.5008 | 0.82694 | 46.8938 | 2.5734 | 9.734 | 2.5249 | 1.5008 | 0.82694 | 14.5867 | 0.80046
|  | 32x12 | 3.01 | 0.088 | 29.2359 | 34.2045 | 0.35759 | 0.27902 | 0.14172 | 125.5307 | 2.5249 | 1.5008 | 0.82694 | 130.3834 | 3.7271 | 82.433 | 2.5249 | 1.5008 | 0.82694 | 87.2856 | 2.4951 | 19.0861 | 2.5249 | 1.5008 | 0.82694 | 23.9388 | 0.6843
|  | 32x10 | 2.51 | 0.084 | 33.4661 | 29.881 | 0.35759 | 0.27902 | 0.14172 | 109.6631 | 2.5249 | 1.5008 | 0.82694 | 114.5158 | 3.7351 | 72.0131 | 2.5249 | 1.5008 | 0.82694 | 76.8658 | 2.5071 | 16.6736 | 2.5249 | 1.5008 | 0.82694 | 21.5263 | 0.70211
|  | 32x8 | 2.01 | 0.08 | 39.801 | 25.125 | 0.35759 | 0.27902 | 0.14172 | 92.2087 | 2.5249 | 1.5008 | 0.82694 | 97.0614 | 3.7471 | 60.5512 | 2.5249 | 1.5008 | 0.82694 | 65.4039 | 2.5249 | 14.0198 | 2.5249 | 1.5008 | 0.82694 | 18.8724 | 0.72857
|  | 32x6 | 1.51 | 0.076 | 50.3311 | 19.8684 | 0.35759 | 0.27902 | 0.14172 | 72.9171 | 2.5249 | 1.5008 | 0.82694 | 77.7698 | 3.7667 | 47.8829 | 2.5249 | 1.5008 | 0.82694 | 52.7356 | 2.5542 | 11.0866 | 2.5249 | 1.5008 | 0.82694 | 15.9393 | 0.772
|  | 32x5 | 1.26 | 0.074 | 58.7302 | 17.027 | 0.35759 | 0.27902 | 0.14172 | 62.4892 | 2.5249 | 1.5008 | 0.82694 | 67.3419 | 3.7821 | 41.0351 | 2.5249 | 1.5008 | 0.82694 | 45.8878 | 2.5772 | 9.5011 | 2.5249 | 1.5008 | 0.82694 | 14.3538 | 0.80615
|  | 25x12 | 2.36 | 0.074 | 31.3559 | 31.8919 | 0.35759 | 0.27902 | 0.14172 | 117.0432 | 2.5249 | 1.5008 | 0.82694 | 121.8959 | 3.7311 | 76.8595 | 2.5249 | 1.5008 | 0.82694 | 81.7121 | 2.5011 | 17.7957 | 2.5249 | 1.5008 | 0.82694 | 22.6484 | 0.69324
|  | 25x10 | 1.96 | 0.07 | 35.7143 | 28 | 0.35759 | 0.27902 | 0.14172 | 102.76 | 2.5249 | 1.5008 | 0.82694 | 107.6127 | 3.7394 | 67.48 | 2.5249 | 1.5008 | 0.82694 | 72.3327 | 2.5134 | 15.624 | 2.5249 | 1.5008 | 0.82694 | 20.4767 | 0.71153
|  | 25x8 | 1.57 | 0.066 | 42.0382 | 23.7879 | 0.35759 | 0.27902 | 0.14172 | 87.3015 | 2.5249 | 1.5008 | 0.82694 | 92.1542 | 3.7513 | 57.3288 | 2.5249 | 1.5008 | 0.82694 | 62.1815 | 2.5312 | 13.2736 | 2.5249 | 1.5008 | 0.82694 | 18.1263 | 0.73786
|  | 25x6 | 1.18 | 0.062 | 52.5424 | 19.0323 | 0.35759 | 0.27902 | 0.14172 | 69.8484 | 2.5249 | 1.5008 | 0.82694 | 74.7011 | 3.7708 | 45.8677 | 2.5249 | 1.5008 | 0.82694 | 50.7204 | 2.5603 | 10.62 | 2.5249 | 1.5008 | 0.82694 | 15.4727 | 0.78103
|  | 25x5 | 0.981 | 0.06 | 61.1621 | 16.35 | 0.35759 | 0.27902 | 0.14172 | 60.0045 | 2.5249 | 1.5008 | 0.82694 | 64.8572 | 3.7865 | 39.4035 | 2.5249 | 1.5008 | 0.82694 | 44.2562 | 2.5838 | 9.1233 | 2.5249 | 1.5008 | 0.82694 | 13.976 | 0.81596
|  | 20x10 | 1.57 | 0.06 | 38.2166 | 26.1667 | 0.35759 | 0.27902 | 0.14172 | 96.0317 | 2.5249 | 1.5008 | 0.82694 | 100.8843 | 3.7441 | 63.0617 | 2.5249 | 1.5008 | 0.82694 | 67.9143 | 2.5205 | 14.601 | 2.5249 | 1.5008 | 0.82694 | 19.4537 | 0.72198
|  | 18 Rod | 2 | 0.057 | 28.5 | 35.0877 | 0.35759 | 0.27902 | 0.14172 | 128.7719 | 2.5249 | 1.5008 | 0.82694 | 133.6246 | 3.7257 | 84.5614 | 2.5249 | 1.5008 | 0.82694 | 89.4141 | 2.493 | 19.5789 | 2.5249 | 1.5008 | 0.82694 | 24.4316 | 0.68119
|  | 17 Rod | 1.78 | 0.053 | 29.7753 | 33.5849 | 0.35759 | 0.27902 | 0.14172 | 123.2566 | 2.5249 | 1.5008 | 0.82694 | 128.1093 | 3.7281 | 80.9396 | 2.5249 | 1.5008 | 0.82694 | 85.7923 | 2.4966 | 18.7404 | 2.5249 | 1.5008 | 0.82694 | 23.5931 | 0.68658
|  | 16 Rod | 1.58 | 0.05 | 31.6456 | 31.6 | 0.35759 | 0.27902 | 0.14172 | 115.972 | 2.5249 | 1.5008 | 0.82694 | 120.8247 | 3.7317 | 76.156 | 2.5249 | 1.5008 | 0.82694 | 81.0087 | 2.5019 | 17.6328 | 2.5249 | 1.5008 | 0.82694 | 22.4855 | 0.69446
|  | 15 Rod | 1.39 | 0.047 | 33.8129 | 29.5745 | 0.35759 | 0.27902 | 0.14172 | 108.5383 | 2.5249 | 1.5008 | 0.82694 | 113.391 | 3.7358 | 71.2745 | 2.5249 | 1.5008 | 0.82694 | 76.1271 | 2.5081 | 16.5026 | 2.5249 | 1.5008 | 0.82694 | 21.3552 | 0.70357
|  | 14 Rod | 1.21 | 0.044 | 36.3636 | 27.5 | 0.35759 | 0.27902 | 0.14172 | 100.925 | 2.5249 | 1.5008 | 0.82694 | 105.7777 | 3.7406 | 66.275 | 2.5249 | 1.5008 | 0.82694 | 71.1277 | 2.5153 | 15.345 | 2.5249 | 1.5008 | 0.82694 | 20.1977 | 0.71425
|  | 13 Rod | 1.04 | 0.041 | 39.4231 | 25.3659 | 0.35759 | 0.27902 | 0.14172 | 93.0927 | 2.5249 | 1.5008 | 0.82694 | 97.9454 | 3.7464 | 61.1317 | 2.5249 | 1.5008 | 0.82694 | 65.9844 | 2.5239 | 14.1541 | 2.5249 | 1.5008 | 0.82694 | 19.0068 | 0.727
|  | 12.5 Rod | 0.963 | 0.039 | 40.4984 | 24.6923 | 0.35759 | 0.27902 | 0.14172 | 90.6208 | 2.5249 | 1.5008 | 0.82694 | 95.4734 | 3.7484 | 59.5085 | 2.5249 | 1.5008 | 0.82694 | 64.3611 | 2.5269 | 13.7783 | 2.5249 | 1.5008 | 0.82694 | 18.631 | 0.73147
|  | 11.2 Rod | 0.773 | 0.035 | 45.2781 | 22.0857 | 0.35759 | 0.27902 | 0.14172 | 81.0546 | 2.5249 | 1.5008 | 0.82694 | 85.9073 | 3.7573 | 53.2266 | 2.5249 | 1.5008 | 0.82694 | 58.0793 | 2.5402 | 12.3238 | 2.5249 | 1.5008 | 0.82694 | 17.1765 | 0.75125
|  | 10 Rod | 0.617 | 0.031 | 50.2431 | 19.9032 | 0.35759 | 0.27902 | 0.14172 | 73.0448 | 2.5249 | 1.5008 | 0.82694 | 77.8975 | 3.7665 | 47.9668 | 2.5249 | 1.5008 | 0.82694 | 52.8195 | 2.5539 | 11.106 | 2.5249 | 1.5008 | 0.82694 | 15.9587 | 0.77164
|  | 9 Rod | 0.499 | 0.028 | 56.1122 | 17.8214 | 0.35759 | 0.27902 | 0.14172 | 65.4046 | 2.5249 | 1.5008 | 0.82694 | 70.2573 | 3.7773 | 42.9496 | 2.5249 | 1.5008 | 0.82694 | 47.8023 | 2.5701 | 9.9444 | 2.5249 | 1.5008 | 0.82694 | 14.797 | 0.79555
|  | 8 Rod | 0.395 | 0.025 | 63.2911 | 15.8 | 0.35759 | 0.27902 | 0.14172 | 57.986 | 2.5249 | 1.5008 | 0.82694 | 62.8387 | 3.7904 | 38.078 | 2.5249 | 1.5008 | 0.82694 | 42.9307 | 2.5896 | 8.8164 | 2.5249 | 1.5008 | 0.82694 | 13.6691 | 0.82451
|  | 7 Rod | 0.302 | 0.022 | 72.8477 | 13.7273 | 0.35759 | 0.27902 | 0.14172 | 50.3791 | 2.5249 | 1.5008 | 0.82694 | 55.2318 | 3.8076 | 33.0827 | 2.5249 | 1.5008 | 0.82694 | 37.9354 | 2.6152 | 7.6598 | 2.5249 | 1.5008 | 0.82694 | 12.5125 | 0.8626
|  | 6.5 Rod | 0.26 | 0.02 | 76.9231 | 13 | 0.35759 | 0.27902 | 0.14172 | 47.71 | 2.5249 | 1.5008 | 0.82694 | 52.5627 | 3.8149 | 31.33 | 2.5249 | 1.5008 | 0.82694 | 36.1827 | 2.6261 | 7.254 | 2.5249 | 1.5008 | 0.82694 | 12.1067 | 0.87868
|  | 5.5 Rod | 0.187 | 0.017 | 90.9091 | 11 | 0.35759 | 0.27902 | 0.14172 | 40.37 | 2.5249 | 1.5008 | 0.82694 | 45.2227 | 3.8395 | 26.51 | 2.5249 | 1.5008 | 0.82694 | 31.3627 | 2.6627 | 6.138 | 2.5249 | 1.5008 | 0.82694 | 10.9907 | 0.93313
|  | 100 Round | 61.7 | 0.314 | 5.0891 | 196.4968 | 0.35759 | 0.27902 | 0.14172 | 721.1433 | 2.5249 | 1.5008 | 0.82694 | 725.996 | 3.6801 | 473.5573 | 2.5249 | 1.5008 | 0.82694 | 478.41 | 2.4251 | 109.6452 | 2.5249 | 1.5008 | 0.82694 | 114.4979 | 0.5804
|  | 90 Round | 49.9 | 0.283 | 5.6713 | 176.3251 | 0.35759 | 0.27902 | 0.14172 | 647.1131 | 2.5249 | 1.5008 | 0.82694 | 651.9658 | 3.6813 | 424.9435 | 2.5249 | 1.5008 | 0.82694 | 429.7961 | 2.4268 | 98.3894 | 2.5249 | 1.5008 | 0.82694 | 103.2421 | 0.58295
|  | 80 Round | 39.5 | 0.251 | 6.3544 | 157.3705 | 0.35759 | 0.27902 | 0.14172 | 577.5498 | 2.5249 | 1.5008 | 0.82694 | 582.4025 | 3.6826 | 379.2629 | 2.5249 | 1.5008 | 0.82694 | 384.1156 | 2.4288 | 87.8127 | 2.5249 | 1.5008 | 0.82694 | 92.6654 | 0.58594
|  | 75 Round | 34.7 | 0.236 | 6.8012 | 147.0339 | 0.35759 | 0.27902 | 0.14172 | 539.6144 | 2.5249 | 1.5008 | 0.82694 | 544.4671 | 3.6835 | 354.3517 | 2.5249 | 1.5008 | 0.82694 | 359.2044 | 2.4301 | 82.0449 | 2.5249 | 1.5008 | 0.82694 | 86.8976 | 0.58789
|  | 65 Round | 26 | 0.204 | 7.8462 | 127.451 | 0.35759 | 0.27902 | 0.14172 | 467.7451 | 2.5249 | 1.5008 | 0.82694 | 472.5978 | 3.6856 | 307.1569 | 2.5249 | 1.5008 | 0.82694 | 312.0095 | 2.4332 | 71.1176 | 2.5249 | 1.5008 | 0.82694 | 75.9703 | 0.59246
|  | 60 Round | 22.2 | 0.188 | 8.4685 | 118.0851 | 0.35759 | 0.27902 | 0.14172 | 433.3723 | 2.5249 | 1.5008 | 0.82694 | 438.225 | 3.6868 | 284.5851 | 2.5249 | 1.5008 | 0.82694 | 289.4378 | 2.435 | 65.8915 | 2.5249 | 1.5008 | 0.82694 | 70.7442 | 0.59517
|  | 56 Round | 19.3 | 0.176 | 9.1192 | 109.6591 | 0.35759 | 0.27902 | 0.14172 | 402.4489 | 2.5249 | 1.5008 | 0.82694 | 407.3015 | 3.6881 | 264.2784 | 2.5249 | 1.5008 | 0.82694 | 269.1311 | 2.437 | 61.1898 | 2.5249 | 1.5008 | 0.82694 | 66.0425 | 0.59801
|  | 50 Round | 15.4 | 0.157 | 10.1948 | 98.0892 | 0.35759 | 0.27902 | 0.14172 | 359.9873 | 2.5249 | 1.5008 | 0.82694 | 364.8399 | 3.6902 | 236.3949 | 2.5249 | 1.5008 | 0.82694 | 241.2476 | 2.4401 | 54.7338 | 2.5249 | 1.5008 | 0.82694 | 59.5864 | 0.60269
|  | 48 Round | 14.2 | 0.151 | 10.6338 | 94.0397 | 0.35759 | 0.27902 | 0.14172 | 345.1258 | 2.5249 | 1.5008 | 0.82694 | 349.9785 | 3.6911 | 226.6358 | 2.5249 | 1.5008 | 0.82694 | 231.4884 | 2.4414 | 52.4742 | 2.5249 | 1.5008 | 0.82694 | 57.3269 | 0.6046
|  | 45 Round | 12.5 | 0.141 | 11.28 | 88.6525 | 0.35759 | 0.27902 | 0.14172 | 325.3546 | 2.5249 | 1.5008 | 0.82694 | 330.2073 | 3.6923 | 213.6525 | 2.5249 | 1.5008 | 0.82694 | 218.5052 | 2.4433 | 49.4681 | 2.5249 | 1.5008 | 0.82694 | 54.3208 | 0.60741
|  | 42 Round | 10.9 | 0.132 | 12.1101 | 82.5758 | 0.35759 | 0.27902 | 0.14172 | 303.053 | 2.5249 | 1.5008 | 0.82694 | 307.9057 | 3.6939 | 199.0076 | 2.5249 | 1.5008 | 0.82694 | 203.8603 | 2.4457 | 46.0773 | 2.5249 | 1.5008 | 0.82694 | 50.93 | 0.61101
|  | 39 Round | 9.38 | 0.123 | 13.113 | 76.2602 | 0.35759 | 0.27902 | 0.14172 | 279.8748 | 2.5249 | 1.5008 | 0.82694 | 284.7275 | 3.6959 | 183.787 | 2.5249 | 1.5008 | 0.82694 | 188.6397 | 2.4486 | 42.5532 | 2.5249 | 1.5008 | 0.82694 | 47.4058 | 0.61535
|  | 36 Round | 7.99 | 0.113 | 14.1427 | 70.708 | 0.35759 | 0.27902 | 0.14172 | 259.4982 | 2.5249 | 1.5008 | 0.82694 | 264.3509 | 3.6979 | 170.4062 | 2.5249 | 1.5008 | 0.82694 | 175.2589 | 2.4516 | 39.455 | 2.5249 | 1.5008 | 0.82694 | 44.3077 | 0.61981
|  | 33 Round | 6.71 | 0.104 | 15.4993 | 64.5192 | 0.35759 | 0.27902 | 0.14172 | 236.7856 | 2.5249 | 1.5008 | 0.82694 | 241.6383 | 3.7006 | 155.4913 | 2.5249 | 1.5008 | 0.82694 | 160.344 | 2.4556 | 36.0017 | 2.5249 | 1.5008 | 0.82694 | 40.8544 | 0.62567
|  | 32 Round | 6.31 | 0.101 | 16.0063 | 62.4752 | 0.35759 | 0.27902 | 0.14172 | 229.2842 | 2.5249 | 1.5008 | 0.82694 | 234.1368 | 3.7016 | 150.5653 | 2.5249 | 1.5008 | 0.82694 | 155.418 | 2.4571 | 34.8612 | 2.5249 | 1.5008 | 0.82694 | 39.7139 | 0.62785
|  | 30 Round | 5.55 | 0.094 | 16.9369 | 59.0426 | 0.35759 | 0.27902 | 0.14172 | 216.6862 | 2.5249 | 1.5008 | 0.82694 | 221.5388 | 3.7034 | 142.2926 | 2.5249 | 1.5008 | 0.82694 | 147.1452 | 2.4598 | 32.9457 | 2.5249 | 1.5008 | 0.82694 | 37.7984 | 0.63186
|  | 27 Round | 4.5 | 0.085 | 18.8889 | 52.9412 | 0.35759 | 0.27902 | 0.14172 | 194.2941 | 2.5249 | 1.5008 | 0.82694 | 199.1468 | 3.7072 | 127.5882 | 2.5249 | 1.5008 | 0.82694 | 132.4409 | 2.4654 | 29.5412 | 2.5249 | 1.5008 | 0.82694 | 34.3939 | 0.64025
|  | 26 Round | 4.17 | 0.082 | 19.6643 | 50.8537 | 0.35759 | 0.27902 | 0.14172 | 186.6329 | 2.5249 | 1.5008 | 0.82694 | 191.4856 | 3.7087 | 122.5573 | 2.5249 | 1.5008 | 0.82694 | 127.41 | 2.4677 | 28.3763 | 2.5249 | 1.5008 | 0.82694 | 33.229 | 0.64357
|  | 24 Round | 3.55 | 0.075 | 21.1268 | 47.3333 | 0.35759 | 0.27902 | 0.14172 | 173.7133 | 2.5249 | 1.5008 | 0.82694 | 178.566 | 3.7115 | 114.0733 | 2.5249 | 1.5008 | 0.82694 | 118.926 | 2.4719 | 26.412 | 2.5249 | 1.5008 | 0.82694 | 31.2647 | 0.64984
|  | 22 Round | 2.98 | 0.069 | 23.1544 | 43.1884 | 0.35759 | 0.27902 | 0.14172 | 158.5014 | 2.5249 | 1.5008 | 0.82694 | 163.3541 | 3.7154 | 104.0841 | 2.5249 | 1.5008 | 0.82694 | 108.9367 | 2.4777 | 24.0991 | 2.5249 | 1.5008 | 0.82694 | 28.9518 | 0.65849
|  | 21 Round | 2.72 | 0.066 | 24.2647 | 41.2121 | 0.35759 | 0.27902 | 0.14172 | 151.2485 | 2.5249 | 1.5008 | 0.82694 | 156.1012 | 3.7175 | 99.3212 | 2.5249 | 1.5008 | 0.82694 | 104.1739 | 2.4809 | 22.9964 | 2.5249 | 1.5008 | 0.82694 | 27.849 | 0.66322
|  | 20 Round | 2.47 | 0.063 | 25.5061 | 39.2063 | 0.35759 | 0.27902 | 0.14172 | 143.8873 | 2.5249 | 1.5008 | 0.82694 | 148.74 | 3.7199 | 94.4873 | 2.5249 | 1.5008 | 0.82694 | 99.34 | 2.4845 | 21.8771 | 2.5249 | 1.5008 | 0.82694 | 26.7298 | 0.6685
|  | 19 Round | 2.23 | 0.06 | 26.9058 | 37.1667 | 0.35759 | 0.27902 | 0.14172 | 136.4017 | 2.5249 | 1.5008 | 0.82694 | 141.2543 | 3.7226 | 89.5717 | 2.5249 | 1.5008 | 0.82694 | 94.4243 | 2.4885 | 20.739 | 2.5249 | 1.5008 | 0.82694 | 25.5917 | 0.67444
|  | 18 Round | 2 | 0.057 | 28.5 | 35.0877 | 0.35759 | 0.27902 | 0.14172 | 128.7719 | 2.5249 | 1.5008 | 0.82694 | 133.6246 | 3.7257 | 84.5614 | 2.5249 | 1.5008 | 0.82694 | 89.4141 | 2.493 | 19.5789 | 2.5249 | 1.5008 | 0.82694 | 24.4316 | 0.68119
|  | 17 Round | 1.78 | 0.053 | 29.7753 | 33.5849 | 0.35759 | 0.27902 | 0.14172 | 123.2566 | 2.5249 | 1.5008 | 0.82694 | 128.1093 | 3.7281 | 80.9396 | 2.5249 | 1.5008 | 0.82694 | 85.7923 | 2.4966 | 18.7404 | 2.5249 | 1.5008 | 0.82694 | 23.5931 | 0.68658
|  | 16 Round | 1.58 | 0.05 | 31.6456 | 31.6 | 0.35759 | 0.27902 | 0.14172 | 115.972 | 2.5249 | 1.5008 | 0.82694 | 120.8247 | 3.7317 | 76.156 | 2.5249 | 1.5008 | 0.82694 | 81.0087 | 2.5019 | 17.6328 | 2.5249 | 1.5008 | 0.82694 | 22.4855 | 0.69446
|  | 15 Round | 1.39 | 0.047 | 33.8129 | 29.5745 | 0.35759 | 0.27902 | 0.14172 | 108.5383 | 2.5249 | 1.5008 | 0.82694 | 113.391 | 3.7358 | 71.2745 | 2.5249 | 1.5008 | 0.82694 | 76.1271 | 2.5081 | 16.5026 | 2.5249 | 1.5008 | 0.82694 | 21.3552 | 0.70357
|  | 14 Round | 1.21 | 0.044 | 36.3636 | 27.5 | 0.35759 | 0.27902 | 0.14172 | 100.925 | 2.5249 | 1.5008 | 0.82694 | 105.7777 | 3.7406 | 66.275 | 2.5249 | 1.5008 | 0.82694 | 71.1277 | 2.5153 | 15.345 | 2.5249 | 1.5008 | 0.82694 | 20.1977 | 0.71425
|  | 13 Round | 1.04 | 0.041 | 39.4231 | 25.3659 | 0.35759 | 0.27902 | 0.14172 | 93.0927 | 2.5249 | 1.5008 | 0.82694 | 97.9454 | 3.7464 | 61.1317 | 2.5249 | 1.5008 | 0.82694 | 65.9844 | 2.5239 | 14.1541 | 2.5249 | 1.5008 | 0.82694 | 19.0068 | 0.727
|  | 40 Square | 12.6 | 0.16 | 12.6984 | 78.75 | 0.35759 | 0.27902 | 0.14172 | 289.0125 | 2.5249 | 1.5008 | 0.82694 | 293.8652 | 3.6951 | 189.7875 | 2.5249 | 1.5008 | 0.82694 | 194.6402 | 2.4474 | 43.9425 | 2.5249 | 1.5008 | 0.82694 | 48.7952 | 0.61356
|  | 25 Square | 4.91 | 0.1 | 20.3666 | 49.1 | 0.35759 | 0.27902 | 0.14172 | 180.197 | 2.5249 | 1.5008 | 0.82694 | 185.0497 | 3.71 | 118.331 | 2.5249 | 1.5008 | 0.82694 | 123.1837 | 2.4697 | 27.3978 | 2.5249 | 1.5008 | 0.82694 | 32.2505 | 0.64658
|  | 20 Square | 3.14 | 0.08 | 25.4777 | 39.25 | 0.35759 | 0.27902 | 0.14172 | 144.0475 | 2.5249 | 1.5008 | 0.82694 | 148.9002 | 3.7199 | 94.5925 | 2.5249 | 1.5008 | 0.82694 | 99.4452 | 2.4844 | 21.9015 | 2.5249 | 1.5008 | 0.82694 | 26.7542 | 0.66838
|  | 16 Square | 2.01 | 0.064 | 31.8408 | 31.4062 | 0.35759 | 0.27902 | 0.14172 | 115.2609 | 2.5249 | 1.5008 | 0.82694 | 120.1136 | 3.732 | 75.6891 | 2.5249 | 1.5008 | 0.82694 | 80.5417 | 2.5025 | 17.5247 | 2.5249 | 1.5008 | 0.82694 | 22.3774 | 0.69528
|  | 12 Square | 1.13 | 0.048 | 42.4779 | 23.5417 | 0.35759 | 0.27902 | 0.14172 | 86.3979 | 2.5249 | 1.5008 | 0.82694 | 91.2506 | 3.7521 | 56.7354 | 2.5249 | 1.5008 | 0.82694 | 61.5881 | 2.5324 | 13.1363 | 2.5249 | 1.5008 | 0.82694 | 17.9889 | 0.73968
|  | 457.0x12.7 CHS | 138.945 | 2.7916 | 20.0915 | 49.7722 | 0.35759 | 0.27902 | 0.14172 | 182.6639 | 2.5249 | 1.5008 | 0.82694 | 187.5166 | 3.7095 | 119.951 | 2.5249 | 1.5008 | 0.82694 | 124.8037 | 2.4689 | 27.7729 | 2.5249 | 1.5008 | 0.82694 | 32.6256 | 0.64541
|  | 457.0x9.5 CHS | 104.405 | 2.8117 | 26.9309 | 37.132 | 0.35759 | 0.27902 | 0.14172 | 136.2745 | 2.5249 | 1.5008 | 0.82694 | 141.1271 | 3.7227 | 89.4881 | 2.5249 | 1.5008 | 0.82694 | 94.3408 | 2.4885 | 20.7197 | 2.5249 | 1.5008 | 0.82694 | 25.5723 | 0.67455
|  | 457.0x6.4 CHS | 70.65 | 2.8312 | 40.0736 | 24.9541 | 0.35759 | 0.27902 | 0.14172 | 91.5814 | 2.5249 | 1.5008 | 0.82694 | 96.4341 | 3.7476 | 60.1393 | 2.5249 | 1.5008 | 0.82694 | 64.9919 | 2.5257 | 13.9244 | 2.5249 | 1.5008 | 0.82694 | 18.777 | 0.7297
|  | 406.4x12.7 CHS | 123.245 | 2.4737 | 20.0713 | 49.8223 | 0.35759 | 0.27902 | 0.14172 | 182.8479 | 2.5249 | 1.5008 | 0.82694 | 187.7006 | 3.7095 | 120.0718 | 2.5249 | 1.5008 | 0.82694 | 124.9245 | 2.4688 | 27.8009 | 2.5249 | 1.5008 | 0.82694 | 32.6535 | 0.64532
|  | 406.4x9.5 CHS | 92.63 | 2.4938 | 26.9221 | 37.1442 | 0.35759 | 0.27902 | 0.14172 | 136.3191 | 2.5249 | 1.5008 | 0.82694 | 141.1718 | 3.7226 | 89.5175 | 2.5249 | 1.5008 | 0.82694 | 94.3701 | 2.4885 | 20.7264 | 2.5249 | 1.5008 | 0.82694 | 25.5791 | 0.67451
|  | 406.4x 6.4 CHS | 62.8 | 2.5133 | 40.0203 | 24.9873 | 0.35759 | 0.27902 | 0.14172 | 91.7035 | 2.5249 | 1.5008 | 0.82694 | 96.5562 | 3.7475 | 60.2195 | 2.5249 | 1.5008 | 0.82694 | 65.0721 | 2.5255 | 13.9429 | 2.5249 | 1.5008 | 0.82694 | 18.7956 | 0.72948
|  | 355.6x12.7 CHS | 106.76 | 2.1545 | 20.1808 | 49.552 | 0.35759 | 0.27902 | 0.14172 | 181.8558 | 2.5249 | 1.5008 | 0.82694 | 186.7085 | 3.7097 | 119.4203 | 2.5249 | 1.5008 | 0.82694 | 124.273 | 2.4691 | 27.65 | 2.5249 | 1.5008 | 0.82694 | 32.5027 | 0.64579
|  | 355.6x 9.5 CHS | 80.855 | 2.1746 | 26.8952 | 37.1814 | 0.35759 | 0.27902 | 0.14172 | 136.4556 | 2.5249 | 1.5008 | 0.82694 | 141.3083 | 3.7226 | 89.6071 | 2.5249 | 1.5008 | 0.82694 | 94.4598 | 2.4884 | 20.7472 | 2.5249 | 1.5008 | 0.82694 | 25.5999 | 0.6744
|  | 355.6x6.4 CHS | 54.95 | 2.1941 | 39.9288 | 25.0446 | 0.35759 | 0.27902 | 0.14172 | 91.9136 | 2.5249 | 1.5008 | 0.82694 | 96.7663 | 3.7473 | 60.3574 | 2.5249 | 1.5008 | 0.82694 | 65.2101 | 2.5253 | 13.9749 | 2.5249 | 1.5008 | 0.82694 | 18.8275 | 0.7291
|  | 323.9x12.7 CHS | 97.34 | 1.9553 | 20.0876 | 49.7819 | 0.35759 | 0.27902 | 0.14172 | 182.6997 | 2.5249 | 1.5008 | 0.82694 | 187.5524 | 3.7095 | 119.9745 | 2.5249 | 1.5008 | 0.82694 | 124.8272 | 2.4689 | 27.7783 | 2.5249 | 1.5008 | 0.82694 | 32.631 | 0.64539
|  | 323.9x9.5 CHS | 73.005 | 1.9754 | 27.0589 | 36.9564 | 0.35759 | 0.27902 | 0.14172 | 135.6302 | 2.5249 | 1.5008 | 0.82694 | 140.4828 | 3.7229 | 89.065 | 2.5249 | 1.5008 | 0.82694 | 93.9177 | 2.4889 | 20.6217 | 2.5249 | 1.5008 | 0.82694 | 25.4744 | 0.67509
|  | 323.9x6.4 CHS | 49.455 | 1.9949 | 40.3379 | 24.7906 | 0.35759 | 0.27902 | 0.14172 | 90.9814 | 2.5249 | 1.5008 | 0.82694 | 95.8341 | 3.7481 | 59.7453 | 2.5249 | 1.5008 | 0.82694 | 64.598 | 2.5264 | 13.8331 | 2.5249 | 1.5008 | 0.82694 | 18.6858 | 0.7308
|  | 273.1x12.7 CHS | 80.855 | 1.6361 | 20.2355 | 49.4181 | 0.35759 | 0.27902 | 0.14172 | 181.3644 | 2.5249 | 1.5008 | 0.82694 | 186.2171 | 3.7098 | 119.0976 | 2.5249 | 1.5008 | 0.82694 | 123.9503 | 2.4693 | 27.5753 | 2.5249 | 1.5008 | 0.82694 | 32.428 | 0.64602
|  | 273.1x9.3 CHS | 60.445 | 1.6575 | 27.4217 | 36.4675 | 0.35759 | 0.27902 | 0.14172 | 133.8356 | 2.5249 | 1.5008 | 0.82694 | 138.6883 | 3.7236 | 87.8866 | 2.5249 | 1.5008 | 0.82694 | 92.7393 | 2.4899 | 20.3489 | 2.5249 | 1.5008 | 0.82694 | 25.2015 | 0.67663
|  | 273.1x6.4 CHS | 41.605 | 1.6757 | 40.277 | 24.8281 | 0.35759 | 0.27902 | 0.14172 | 91.1189 | 2.5249 | 1.5008 | 0.82694 | 95.9716 | 3.748 | 59.8356 | 2.5249 | 1.5008 | 0.82694 | 64.6883 | 2.5263 | 13.8541 | 2.5249 | 1.5008 | 0.82694 | 18.7067 | 0.73055
|  | 273.1x4.8 CHS | 31.4 | 1.6858 | 53.6872 | 18.6264 | 0.35759 | 0.27902 | 0.14172 | 68.3589 | 2.5249 | 1.5008 | 0.82694 | 73.2116 | 3.7729 | 44.8896 | 2.5249 | 1.5008 | 0.82694 | 49.7423 | 2.5634 | 10.3935 | 2.5249 | 1.5008 | 0.82694 | 15.2462 | 0.7857
|  | 219.1x8.2 CHS | 42.39 | 1.3251 | 31.2603 | 31.9895 | 0.35759 | 0.27902 | 0.14172 | 117.4013 | 2.5249 | 1.5008 | 0.82694 | 122.254 | 3.7309 | 77.0946 | 2.5249 | 1.5008 | 0.82694 | 81.9473 | 2.5008 | 17.8501 | 2.5249 | 1.5008 | 0.82694 | 22.7028 | 0.69284
|  | 219.1x6.4 CHS | 32.97 | 1.3364 | 40.5348 | 24.6701 | 0.35759 | 0.27902 | 0.14172 | 90.5394 | 2.5249 | 1.5008 | 0.82694 | 95.3921 | 3.7484 | 59.455 | 2.5249 | 1.5008 | 0.82694 | 64.3077 | 2.527 | 13.7659 | 2.5249 | 1.5008 | 0.82694 | 18.6186 | 0.73162
|  | 219.1x4.8 CHS | 25.12 | 1.3465 | 53.6022 | 18.656 | 0.35759 | 0.27902 | 0.14172 | 68.4674 | 2.5249 | 1.5008 | 0.82694 | 73.3201 | 3.7727 | 44.9609 | 2.5249 | 1.5008 | 0.82694 | 49.8135 | 2.5632 | 10.41 | 2.5249 | 1.5008 | 0.82694 | 15.2627 | 0.78535
|  | 168.3x7.1 CHS | 27.475 | 1.0128 | 36.8644 | 27.1264 | 0.35759 | 0.27902 | 0.14172 | 99.554 | 2.5249 | 1.5008 | 0.82694 | 104.4067 | 3.7415 | 65.3747 | 2.5249 | 1.5008 | 0.82694 | 70.2274 | 2.5167 | 15.1366 | 2.5249 | 1.5008 | 0.82694 | 19.9892 | 0.71634
|  | 168.3x6.4 CHS | 25.12 | 1.0172 | 40.4955 | 24.6941 | 0.35759 | 0.27902 | 0.14172 | 90.6273 | 2.5249 | 1.5008 | 0.82694 | 95.48 | 3.7484 | 59.5127 | 2.5249 | 1.5008 | 0.82694 | 64.3654 | 2.5269 | 13.7793 | 2.5249 | 1.5008 | 0.82694 | 18.632 | 0.73146
|  | 168.3x4.8 CHS | 18.84 | 1.0273 | 54.5276 | 18.3393 | 0.35759 | 0.27902 | 0.14172 | 67.3053 | 2.5249 | 1.5008 | 0.82694 | 72.158 | 3.7744 | 44.1978 | 2.5249 | 1.5008 | 0.82694 | 49.0504 | 2.5657 | 10.2333 | 2.5249 | 1.5008 | 0.82694 | 15.086 | 0.78911
|  | 165.1x5.4 CHS | 21.195 | 1.0034 | 47.3425 | 21.1227 | 0.35759 | 0.27902 | 0.14172 | 77.5202 | 2.5249 | 1.5008 | 0.82694 | 82.3728 | 3.7611 | 50.9056 | 2.5249 | 1.5008 | 0.82694 | 55.7583 | 2.5459 | 11.7864 | 2.5249 | 1.5008 | 0.82694 | 16.6391 | 0.75974
|  | 165.1x5.0 CHS | 19.625 | 1.0059 | 51.258 | 19.5092 | 0.35759 | 0.27902 | 0.14172 | 71.5986 | 2.5249 | 1.5008 | 0.82694 | 76.4513 | 3.7684 | 47.0171 | 2.5249 | 1.5008 | 0.82694 | 51.8697 | 2.5567 | 10.8861 | 2.5249 | 1.5008 | 0.82694 | 15.7388 | 0.77579
|  | 165.1x3.5 CHS | 13.345 | 1.0154 | 76.0856 | 13.1431 | 0.35759 | 0.27902 | 0.14172 | 48.2351 | 2.5249 | 1.5008 | 0.82694 | 53.0878 | 3.8134 | 31.6748 | 2.5249 | 1.5008 | 0.82694 | 36.5275 | 2.6238 | 7.3338 | 2.5249 | 1.5008 | 0.82694 | 12.1865 | 0.87538
|  | 139.7x5.4 CHS | 17.27 | 0.84383 | 48.8611 | 20.4662 | 0.35759 | 0.27902 | 0.14172 | 75.1108 | 2.5249 | 1.5008 | 0.82694 | 79.9635 | 3.764 | 49.3235 | 2.5249 | 1.5008 | 0.82694 | 54.1761 | 2.5501 | 11.4201 | 2.5249 | 1.5008 | 0.82694 | 16.2728 | 0.76598
|  | 139.7x5.0 CHS | 16.485 | 0.84635 | 51.3403 | 19.4779 | 0.35759 | 0.27902 | 0.14172 | 71.4838 | 2.5249 | 1.5008 | 0.82694 | 76.3365 | 3.7685 | 46.9417 | 2.5249 | 1.5008 | 0.82694 | 51.7943 | 2.557 | 10.8687 | 2.5249 | 1.5008 | 0.82694 | 15.7213 | 0.77612
|  | 139.7x3.5 CHS | 10.99 | 0.85577 | 77.868 | 12.8422 | 0.35759 | 0.27902 | 0.14172 | 47.131 | 2.5249 | 1.5008 | 0.82694 | 51.9837 | 3.8166 | 30.9498 | 2.5249 | 1.5008 | 0.82694 | 35.8025 | 2.6286 | 7.166 | 2.5249 | 1.5008 | 0.82694 | 12.0186 | 0.88239
|  | 139.7x3.0 CHS | 9.42 | 0.85891 | 91.1796 | 10.9674 | 0.35759 | 0.27902 | 0.14172 | 40.2503 | 2.5249 | 1.5008 | 0.82694 | 45.1029 | 3.84 | 26.4314 | 2.5249 | 1.5008 | 0.82694 | 31.284 | 2.6634 | 6.1198 | 2.5249 | 1.5008 | 0.82694 | 10.9725 | 0.93417
|  | 114.3x5.4 CHS | 14.13 | 0.68424 | 48.4245 | 20.6507 | 0.35759 | 0.27902 | 0.14172 | 75.788 | 2.5249 | 1.5008 | 0.82694 | 80.6407 | 3.7632 | 49.7681 | 2.5249 | 1.5008 | 0.82694 | 54.6208 | 2.5489 | 11.5231 | 2.5249 | 1.5008 | 0.82694 | 16.3758 | 0.76419
|  | 114.3x4.5 CHS | 11.775 | 0.68989 | 58.5897 | 17.0678 | 0.35759 | 0.27902 | 0.14172 | 62.639 | 2.5249 | 1.5008 | 0.82694 | 67.4917 | 3.7819 | 41.1335 | 2.5249 | 1.5008 | 0.82694 | 45.9862 | 2.5768 | 9.5239 | 2.5249 | 1.5008 | 0.82694 | 14.3765 | 0.80558
|  | 114.3x3.6 CHS | 9.42 | 0.69555 | 73.8374 | 13.5433 | 0.35759 | 0.27902 | 0.14172 | 49.7038 | 2.5249 | 1.5008 | 0.82694 | 54.5565 | 3.8094 | 32.6393 | 2.5249 | 1.5008 | 0.82694 | 37.492 | 2.6179 | 7.5571 | 2.5249 | 1.5008 | 0.82694 | 12.4098 | 0.86651
|  | 114.3x3.2 CHS | 8.635 | 0.69806 | 80.841 | 12.37 | 0.35759 | 0.27902 | 0.14172 | 45.3978 | 2.5249 | 1.5008 | 0.82694 | 50.2504 | 3.8218 | 29.8116 | 2.5249 | 1.5008 | 0.82694 | 34.6643 | 2.6364 | 6.9024 | 2.5249 | 1.5008 | 0.82694 | 11.7551 | 0.89404
|  | 101.6x5.0 CHS | 11.775 | 0.60696 | 51.5461 | 19.4001 | 0.35759 | 0.27902 | 0.14172 | 71.1984 | 2.5249 | 1.5008 | 0.82694 | 76.051 | 3.7689 | 46.7542 | 2.5249 | 1.5008 | 0.82694 | 51.6069 | 2.5575 | 10.8253 | 2.5249 | 1.5008 | 0.82694 | 15.6779 | 0.77697
|  | 101.6x4.0 CHS | 9.42 | 0.61324 | 65.0997 | 15.3611 | 0.35759 | 0.27902 | 0.14172 | 56.3751 | 2.5249 | 1.5008 | 0.82694 | 61.2278 | 3.7937 | 37.0202 | 2.5249 | 1.5008 | 0.82694 | 41.8728 | 2.5944 | 8.5715 | 2.5249 | 1.5008 | 0.82694 | 13.4242 | 0.83176
|  | 101.6x3.2 CHS | 7.065 | 0.61827 | 87.511 | 11.4271 | 0.35759 | 0.27902 | 0.14172 | 41.9376 | 2.5249 | 1.5008 | 0.82694 | 46.7902 | 3.8336 | 27.5394 | 2.5249 | 1.5008 | 0.82694 | 32.3921 | 2.6539 | 6.3763 | 2.5249 | 1.5008 | 0.82694 | 11.229 | 0.92
|  | 101.6x2.6 CHS | 6.28 | 0.62204 | 99.0502 | 10.0959 | 0.35759 | 0.27902 | 0.14172 | 37.0519 | 2.5249 | 1.5008 | 0.82694 | 41.9046 | 3.8536 | 24.3311 | 2.5249 | 1.5008 | 0.82694 | 29.1838 | 2.6838 | 5.6335 | 2.5249 | 1.5008 | 0.82694 | 10.4862 | 0.96432
|  | 88.9x5.9 CHS | 11.775 | 0.5215 | 44.2891 | 22.5789 | 0.35759 | 0.27902 | 0.14172 | 82.8646 | 2.5249 | 1.5008 | 0.82694 | 87.7173 | 3.7555 | 54.4152 | 2.5249 | 1.5008 | 0.82694 | 59.2678 | 2.5375 | 12.599 | 2.5249 | 1.5008 | 0.82694 | 17.4517 | 0.74716
|  | 88.9x5.0 CHS | 10.205 | 0.52716 | 51.657 | 19.3585 | 0.35759 | 0.27902 | 0.14172 | 71.0456 | 2.5249 | 1.5008 | 0.82694 | 75.8983 | 3.7691 | 46.6539 | 2.5249 | 1.5008 | 0.82694 | 51.5066 | 2.5578 | 10.802 | 2.5249 | 1.5008 | 0.82694 | 15.6547 | 0.77742
|  | 88.9x4.0 CHS | 7.85 | 0.53344 | 67.9545 | 14.7157 | 0.35759 | 0.27902 | 0.14172 | 54.0068 | 2.5249 | 1.5008 | 0.82694 | 58.8594 | 3.7988 | 35.4649 | 2.5249 | 1.5008 | 0.82694 | 40.3176 | 2.6021 | 8.2114 | 2.5249 | 1.5008 | 0.82694 | 13.0641 | 0.84317
|  | 88.9x3.2 CHS | 6.28 | 0.53847 | 85.7435 | 11.6627 | 0.35759 | 0.27902 | 0.14172 | 42.8021 | 2.5249 | 1.5008 | 0.82694 | 47.6548 | 3.8305 | 28.1071 | 2.5249 | 1.5008 | 0.82694 | 32.9598 | 2.6493 | 6.5078 | 2.5249 | 1.5008 | 0.82694 | 11.3605 | 0.91315
|  | 88.9x2.6 CHS | 5.495 | 0.54224 | 98.6786 | 10.1339 | 0.35759 | 0.27902 | 0.14172 | 37.1914 | 2.5249 | 1.5008 | 0.82694 | 42.0441 | 3.8529 | 24.4227 | 2.5249 | 1.5008 | 0.82694 | 29.2754 | 2.6828 | 5.6547 | 2.5249 | 1.5008 | 0.82694 | 10.5074 | 0.9629
|  | 76.1x5.9 CHS | 10.205 | 0.44108 | 43.2219 | 23.1364 | 0.35759 | 0.27902 | 0.14172 | 84.9106 | 2.5249 | 1.5008 | 0.82694 | 89.7633 | 3.7535 | 55.7588 | 2.5249 | 1.5008 | 0.82694 | 60.6114 | 2.5345 | 12.9101 | 2.5249 | 1.5008 | 0.82694 | 17.7628 | 0.74276
|  | 76.1x4.5 CHS | 7.85 | 0.44988 | 57.3091 | 17.4493 | 0.35759 | 0.27902 | 0.14172 | 64.0387 | 2.5249 | 1.5008 | 0.82694 | 68.8914 | 3.7795 | 42.0527 | 2.5249 | 1.5008 | 0.82694 | 46.9054 | 2.5733 | 9.7367 | 2.5249 | 1.5008 | 0.82694 | 14.5894 | 0.8004
|  | 76.1x3.6 CHS | 6.28 | 0.45553 | 72.5368 | 13.7861 | 0.35759 | 0.27902 | 0.14172 | 50.595 | 2.5249 | 1.5008 | 0.82694 | 55.4477 | 3.8071 | 33.2245 | 2.5249 | 1.5008 | 0.82694 | 38.0772 | 2.6144 | 7.6926 | 2.5249 | 1.5008 | 0.82694 | 12.5453 | 0.86137
|  | 76.1x3.2 CHS | 5.495 | 0.45804 | 83.3565 | 11.9967 | 0.35759 | 0.27902 | 0.14172 | 44.0277 | 2.5249 | 1.5008 | 0.82694 | 48.8804 | 3.8263 | 28.9119 | 2.5249 | 1.5008 | 0.82694 | 33.7646 | 2.643 | 6.6941 | 2.5249 | 1.5008 | 0.82694 | 11.5468 | 0.90386
|  | 76.1x2.3 CHS | 3.925 | 0.4637 | 118.1399 | 8.4645 | 0.35759 | 0.27902 | 0.14172 | 31.0649 | 2.5249 | 1.5008 | 0.82694 | 35.9175 | 3.886 | 20.3995 | 2.5249 | 1.5008 | 0.82694 | 25.2522 | 2.7321 | 4.7232 | 2.5249 | 1.5008 | 0.82694 | 9.5759 | 1.036
|  | 60.3x5.4 CHS | 7.065 | 0.34495 | 48.8248 | 20.4814 | 0.35759 | 0.27902 | 0.14172 | 75.1668 | 2.5249 | 1.5008 | 0.82694 | 80.0195 | 3.7639 | 49.3602 | 2.5249 | 1.5008 | 0.82694 | 54.2129 | 2.55 | 11.4286 | 2.5249 | 1.5008 | 0.82694 | 16.2813 | 0.76583
|  | 60.3x4.5 CHS | 5.495 | 0.3506 | 63.8038 | 15.6731 | 0.35759 | 0.27902 | 0.14172 | 57.5201 | 2.5249 | 1.5008 | 0.82694 | 62.3728 | 3.7913 | 37.7721 | 2.5249 | 1.5008 | 0.82694 | 42.6247 | 2.591 | 8.7456 | 2.5249 | 1.5008 | 0.82694 | 13.5982 | 0.82657
|  | 60.3x3.6 CHS | 4.71 | 0.35626 | 75.6383 | 13.2208 | 0.35759 | 0.27902 | 0.14172 | 48.5204 | 2.5249 | 1.5008 | 0.82694 | 53.373 | 3.8126 | 31.8621 | 2.5249 | 1.5008 | 0.82694 | 36.7148 | 2.6226 | 7.3772 | 2.5249 | 1.5008 | 0.82694 | 12.2299 | 0.87362
|  | 60.3x2.9 CHS | 3.925 | 0.36065 | 91.8866 | 10.883 | 0.35759 | 0.27902 | 0.14172 | 39.9405 | 2.5249 | 1.5008 | 0.82694 | 44.7932 | 3.8412 | 26.228 | 2.5249 | 1.5008 | 0.82694 | 31.0807 | 2.6653 | 6.0727 | 2.5249 | 1.5008 | 0.82694 | 10.9254 | 0.93689
|  | 60.3x2.3 CHS | 3.14 | 0.36442 | 116.0588 | 8.6163 | 0.35759 | 0.27902 | 0.14172 | 31.6219 | 2.5249 | 1.5008 | 0.82694 | 36.4746 | 3.8825 | 20.7653 | 2.5249 | 1.5008 | 0.82694 | 25.618 | 2.7269 | 4.8079 | 2.5249 | 1.5008 | 0.82694 | 9.6606 | 1.0283
|  | 48.3x5.4 CHS | 5.495 | 0.26955 | 49.0534 | 20.3859 | 0.35759 | 0.27902 | 0.14172 | 74.8164 | 2.5249 | 1.5008 | 0.82694 | 79.669 | 3.7643 | 49.1301 | 2.5249 | 1.5008 | 0.82694 | 53.9828 | 2.5507 | 11.3753 | 2.5249 | 1.5008 | 0.82694 | 16.228 | 0.76677
|  | 48.3x4.0 CHS | 3.925 | 0.27835 | 70.916 | 14.1012 | 0.35759 | 0.27902 | 0.14172 | 51.7514 | 2.5249 | 1.5008 | 0.82694 | 56.6041 | 3.8042 | 33.9839 | 2.5249 | 1.5008 | 0.82694 | 38.8366 | 2.6101 | 7.8685 | 2.5249 | 1.5008 | 0.82694 | 12.7211 | 0.85494
|  | 48.3x3.2 CHS | 3.14 | 0.28337 | 90.2458 | 11.0809 | 0.35759 | 0.27902 | 0.14172 | 40.6667 | 2.5249 | 1.5008 | 0.82694 | 45.5194 | 3.8383 | 26.7049 | 2.5249 | 1.5008 | 0.82694 | 31.5575 | 2.661 | 6.1831 | 2.5249 | 1.5008 | 0.82694 | 11.0358 | 0.93057
|  | 48.3x2.9 CHS | 3.14 | 0.28526 | 90.8461 | 11.0076 | 0.35759 | 0.27902 | 0.14172 | 40.398 | 2.5249 | 1.5008 | 0.82694 | 45.2507 | 3.8394 | 26.5284 | 2.5249 | 1.5008 | 0.82694 | 31.3811 | 2.6626 | 6.1423 | 2.5249 | 1.5008 | 0.82694 | 10.9949 | 0.93288
|  | 48.3x2.3 CHS | 2.355 | 0.28903 | 122.7289 | 8.148 | 0.35759 | 0.27902 | 0.14172 | 29.9033 | 2.5249 | 1.5008 | 0.82694 | 34.756 | 3.8936 | 19.6368 | 2.5249 | 1.5008 | 0.82694 | 24.4895 | 2.7435 | 4.5466 | 2.5249 | 1.5008 | 0.82694 | 9.3993 | 1.053
|  | 42.4x4.0 CHS | 3.14 | 0.24127 | 76.839 | 13.0142 | 0.35759 | 0.27902 | 0.14172 | 47.7622 | 2.5249 | 1.5008 | 0.82694 | 52.6149 | 3.8147 | 31.3643 | 2.5249 | 1.5008 | 0.82694 | 36.217 | 2.6258 | 7.2619 | 2.5249 | 1.5008 | 0.82694 | 12.1146 | 0.87834
|  | 42.4x3.2 CHS | 2.355 | 0.2463 | 104.5864 | 9.5615 | 0.35759 | 0.27902 | 0.14172 | 35.0906 | 2.5249 | 1.5008 | 0.82694 | 39.9433 | 3.8631 | 23.0432 | 2.5249 | 1.5008 | 0.82694 | 27.8958 | 2.6979 | 5.3353 | 2.5249 | 1.5008 | 0.82694 | 10.188 | 0.98532
|  | 42.4x2.6 CHS | 2.355 | 0.25007 | 106.1872 | 9.4173 | 0.35759 | 0.27902 | 0.14172 | 34.5616 | 2.5249 | 1.5008 | 0.82694 | 39.4143 | 3.8658 | 22.6958 | 2.5249 | 1.5008 | 0.82694 | 27.5485 | 2.702 | 5.2549 | 2.5249 | 1.5008 | 0.82694 | 10.1076 | 0.99136
|  | 42.4x2.0 CHS | 1.57 | 0.25384 | 161.682 | 6.185 | 0.35759 | 0.27902 | 0.14172 | 22.6989 | 2.5249 | 1.5008 | 0.82694 | 27.5516 | 3.9567 | 14.9058 | 2.5249 | 1.5008 | 0.82694 | 19.7585 | 2.8375 | 3.4512 | 2.5249 | 1.5008 | 0.82694 | 8.3039 | 1.1925
|  | 33.7x4.0 CHS | 2.355 | 0.18661 | 79.2402 | 12.6199 | 0.35759 | 0.27902 | 0.14172 | 46.3149 | 2.5249 | 1.5008 | 0.82694 | 51.1676 | 3.819 | 30.4139 | 2.5249 | 1.5008 | 0.82694 | 35.2665 | 2.6322 | 7.0419 | 2.5249 | 1.5008 | 0.82694 | 11.8946 | 0.88777
|  | 33.7x3.2 CHS | 2.355 | 0.19164 | 81.3746 | 12.2888 | 0.35759 | 0.27902 | 0.14172 | 45.1001 | 2.5249 | 1.5008 | 0.82694 | 49.9528 | 3.8228 | 29.6161 | 2.5249 | 1.5008 | 0.82694 | 34.4688 | 2.6378 | 6.8572 | 2.5249 | 1.5008 | 0.82694 | 11.7099 | 0.89613
|  | 33.7x2.6 CHS | 1.57 | 0.19541 | 124.4631 | 8.0345 | 0.35759 | 0.27902 | 0.14172 | 29.4867 | 2.5249 | 1.5008 | 0.82694 | 34.3393 | 3.8965 | 19.3632 | 2.5249 | 1.5008 | 0.82694 | 24.2158 | 2.7478 | 4.4833 | 2.5249 | 1.5008 | 0.82694 | 9.3359 | 1.0594
|  | 33.7x2.0 CHS | 0.785 | 0.19918 | 253.7286 | 3.9412 | 0.35759 | 0.27902 | 0.14172 | 14.4643 | 2.5249 | 1.5008 | 0.82694 | 19.317 | 4.093 | 9.4983 | 2.5249 | 1.5008 | 0.82694 | 14.351 | 3.0408 | 2.1992 | 2.5249 | 1.5008 | 0.82694 | 7.0519 | 1.4942
|  | 26.9x3.2 CHS | 1.57 | 0.14891 | 94.8481 | 10.5432 | 0.35759 | 0.27902 | 0.14172 | 38.6935 | 2.5249 | 1.5008 | 0.82694 | 43.5461 | 3.8463 | 25.4091 | 2.5249 | 1.5008 | 0.82694 | 30.2617 | 2.6729 | 5.8831 | 2.5249 | 1.5008 | 0.82694 | 10.7358 | 0.94826
|  | 26.9x2.6 CHS | 0.785 | 0.15268 | 194.4986 | 5.1414 | 0.35759 | 0.27902 | 0.14172 | 18.869 | 2.5249 | 1.5008 | 0.82694 | 23.7217 | 4.0072 | 12.3908 | 2.5249 | 1.5008 | 0.82694 | 17.2435 | 2.9129 | 2.8689 | 2.5249 | 1.5008 | 0.82694 | 7.7216 | 1.3044
|  | 26.9x2.3 CHS | 0.785 | 0.15457 | 196.8998 | 5.0787 | 0.35759 | 0.27902 | 0.14172 | 18.6389 | 2.5249 | 1.5008 | 0.82694 | 23.4916 | 4.0108 | 12.2397 | 2.5249 | 1.5008 | 0.82694 | 17.0924 | 2.9183 | 2.8339 | 2.5249 | 1.5008 | 0.82694 | 7.6866 | 1.3124
|  | 26.9x2.0 CHS | 0.785 | 0.15645 | 199.301 | 5.0175 | 0.35759 | 0.27902 | 0.14172 | 18.4144 | 2.5249 | 1.5008 | 0.82694 | 23.267 | 4.0144 | 12.0923 | 2.5249 | 1.5008 | 0.82694 | 16.9449 | 2.9236 | 2.7998 | 2.5249 | 1.5008 | 0.82694 | 7.6525 | 1.3203
|  | 21.3x3.2 CHS | 0.785 | 0.11373 | 144.8734 | 6.9026 | 0.35759 | 0.27902 | 0.14172 | 25.3325 | 2.5249 | 1.5008 | 0.82694 | 30.1851 | 3.9299 | 16.6352 | 2.5249 | 1.5008 | 0.82694 | 21.4879 | 2.7976 | 3.8516 | 2.5249 | 1.5008 | 0.82694 | 8.7043 | 1.1332
|  | 21.3x2.6 CHS | 0.785 | 0.1175 | 149.6759 | 6.6811 | 0.35759 | 0.27902 | 0.14172 | 24.5196 | 2.5249 | 1.5008 | 0.82694 | 29.3723 | 3.9376 | 16.1015 | 2.5249 | 1.5008 | 0.82694 | 20.9541 | 2.8091 | 3.7281 | 2.5249 | 1.5008 | 0.82694 | 8.5807 | 1.1503
|  | 21.3x2.0 CHS | 0.785 | 0.12127 | 154.4783 | 6.4734 | 0.35759 | 0.27902 | 0.14172 | 23.7574 | 2.5249 | 1.5008 | 0.82694 | 28.6101 | 3.9453 | 15.6009 | 2.5249 | 1.5008 | 0.82694 | 20.4536 | 2.8205 | 3.6122 | 2.5249 | 1.5008 | 0.82694 | 8.4648 | 1.1673
|  | 250x150x9.0 RHS | 51.81 | 1.4662 | 28.2995 | 35.3364 | 0.35759 | 0.27902 | 0.14172 | 129.6845 | 2.5249 | 1.5008 | 0.82694 | 134.5372 | 3.7253 | 85.1607 | 2.5249 | 1.5008 | 0.82694 | 90.0133 | 2.4924 | 19.7177 | 2.5249 | 1.5008 | 0.82694 | 24.5704 | 0.68034
|  | 250x150x6.0 RHS | 35.639 | 1.5108 | 42.3917 | 23.5895 | 0.35759 | 0.27902 | 0.14172 | 86.5736 | 2.5249 | 1.5008 | 0.82694 | 91.4263 | 3.7519 | 56.8508 | 2.5249 | 1.5008 | 0.82694 | 61.7035 | 2.5322 | 13.163 | 2.5249 | 1.5008 | 0.82694 | 18.0156 | 0.73932
|  | 250x150x5.0 RHS | 29.987 | 1.5257 | 50.8775 | 19.6551 | 0.35759 | 0.27902 | 0.14172 | 72.134 | 2.5249 | 1.5008 | 0.82694 | 76.9867 | 3.7677 | 47.3687 | 2.5249 | 1.5008 | 0.82694 | 52.2214 | 2.5557 | 10.9675 | 2.5249 | 1.5008 | 0.82694 | 15.8202 | 0.77423
|  | 200x100x9.0 RHS | 37.68 | 1.0662 | 28.296 | 35.3406 | 0.35759 | 0.27902 | 0.14172 | 129.7001 | 2.5249 | 1.5008 | 0.82694 | 134.5528 | 3.7253 | 85.1709 | 2.5249 | 1.5008 | 0.82694 | 90.0236 | 2.4924 | 19.7201 | 2.5249 | 1.5008 | 0.82694 | 24.5728 | 0.68033
|  | 200x100x6.0 RHS | 26.219 | 1.1108 | 42.3661 | 23.6038 | 0.35759 | 0.27902 | 0.14172 | 86.6259 | 2.5249 | 1.5008 | 0.82694 | 91.4786 | 3.7519 | 56.8851 | 2.5249 | 1.5008 | 0.82694 | 61.7378 | 2.5321 | 13.1709 | 2.5249 | 1.5008 | 0.82694 | 18.0236 | 0.73921
|  | 200x100x5.0 RHS | 22.137 | 1.1257 | 50.8499 | 19.6657 | 0.35759 | 0.27902 | 0.14172 | 72.1732 | 2.5249 | 1.5008 | 0.82694 | 77.0259 | 3.7676 | 47.3944 | 2.5249 | 1.5008 | 0.82694 | 52.2471 | 2.5556 | 10.9735 | 2.5249 | 1.5008 | 0.82694 | 15.8262 | 0.77412
|  | 200x100x4.0 RHS | 17.9765 | 1.1405 | 63.4457 | 15.7615 | 0.35759 | 0.27902 | 0.14172 | 57.8448 | 2.5249 | 1.5008 | 0.82694 | 62.6975 | 3.7907 | 37.9853 | 2.5249 | 1.5008 | 0.82694 | 42.8379 | 2.59 | 8.7949 | 2.5249 | 1.5008 | 0.82694 | 13.6476 | 0.82513
|  | 150x100x9.0 RHS | 30.615 | 0.86619 | 28.2931 | 35.3442 | 0.35759 | 0.27902 | 0.14172 | 129.7134 | 2.5249 | 1.5008 | 0.82694 | 134.5661 | 3.7253 | 85.1796 | 2.5249 | 1.5008 | 0.82694 | 90.0323 | 2.4924 | 19.7221 | 2.5249 | 1.5008 | 0.82694 | 24.5748 | 0.68032
|  | 150x100x6.0 RHS | 21.509 | 0.9108 | 42.3449 | 23.6156 | 0.35759 | 0.27902 | 0.14172 | 86.6692 | 2.5249 | 1.5008 | 0.82694 | 91.5219 | 3.7518 | 56.9136 | 2.5249 | 1.5008 | 0.82694 | 61.7663 | 2.532 | 13.1775 | 2.5249 | 1.5008 | 0.82694 | 18.0302 | 0.73913
|  | 150x100x5.0 RHS | 18.212 | 0.92566 | 50.8271 | 19.6745 | 0.35759 | 0.27902 | 0.14172 | 72.2055 | 2.5249 | 1.5008 | 0.82694 | 77.0582 | 3.7676 | 47.4156 | 2.5249 | 1.5008 | 0.82694 | 52.2683 | 2.5555 | 10.9784 | 2.5249 | 1.5008 | 0.82694 | 15.8311 | 0.77403
|  | 150x100x4.0 RHS | 14.8365 | 0.94053 | 63.393 | 15.7746 | 0.35759 | 0.27902 | 0.14172 | 57.8928 | 2.5249 | 1.5008 | 0.82694 | 62.7455 | 3.7906 | 38.0168 | 2.5249 | 1.5008 | 0.82694 | 42.8695 | 2.5898 | 8.8022 | 2.5249 | 1.5008 | 0.82694 | 13.6549 | 0.82492
|  | 150x50x6.0 RHS | 16.799 | 0.7108 | 42.3118 | 23.6341 | 0.35759 | 0.27902 | 0.14172 | 86.737 | 2.5249 | 1.5008 | 0.82694 | 91.5896 | 3.7518 | 56.9581 | 2.5249 | 1.5008 | 0.82694 | 61.8107 | 2.5319 | 13.1878 | 2.5249 | 1.5008 | 0.82694 | 18.0405 | 0.73899
|  | 150x50x5.0 RHS | 14.287 | 0.72566 | 50.7919 | 19.6882 | 0.35759 | 0.27902 | 0.14172 | 72.2556 | 2.5249 | 1.5008 | 0.82694 | 77.1083 | 3.7675 | 47.4485 | 2.5249 | 1.5008 | 0.82694 | 52.3012 | 2.5555 | 10.986 | 2.5249 | 1.5008 | 0.82694 | 15.8387 | 0.77388
|  | 150x50x4.0 RHS | 11.6965 | 0.74053 | 63.3122 | 15.7947 | 0.35759 | 0.27902 | 0.14172 | 57.9667 | 2.5249 | 1.5008 | 0.82694 | 62.8194 | 3.7904 | 38.0653 | 2.5249 | 1.5008 | 0.82694 | 42.918 | 2.5896 | 8.8135 | 2.5249 | 1.5008 | 0.82694 | 13.6661 | 0.8246
|  | 150x50x3.0 RHS | 9.0275 | 0.76055 | 84.248 | 11.8697 | 0.35759 | 0.27902 | 0.14172 | 43.5619 | 2.5249 | 1.5008 | 0.82694 | 48.4146 | 3.8278 | 28.606 | 2.5249 | 1.5008 | 0.82694 | 33.4587 | 2.6454 | 6.6233 | 2.5249 | 1.5008 | 0.82694 | 11.476 | 0.90733
|  | 150x50x2.5 RHS | 7.536 | 0.76712 | 101.7946 | 9.8237 | 0.35759 | 0.27902 | 0.14172 | 36.053 | 2.5249 | 1.5008 | 0.82694 | 40.9057 | 3.8583 | 23.6751 | 2.5249 | 1.5008 | 0.82694 | 28.5278 | 2.6908 | 5.4816 | 2.5249 | 1.5008 | 0.82694 | 10.3343 | 0.97475
|  | 150x50x2.0 RHS | 6.123 | 0.7737 | 126.3595 | 7.9139 | 0.35759 | 0.27902 | 0.14172 | 29.0441 | 2.5249 | 1.5008 | 0.82694 | 33.8968 | 3.8997 | 19.0726 | 2.5249 | 1.5008 | 0.82694 | 23.9252 | 2.7525 | 4.416 | 2.5249 | 1.5008 | 0.82694 | 9.2687 | 1.0663
|  | 125x75x6.0 RHS | 16.799 | 0.7108 | 42.3118 | 23.6341 | 0.35759 | 0.27902 | 0.14172 | 86.737 | 2.5249 | 1.5008 | 0.82694 | 91.5896 | 3.7518 | 56.9581 | 2.5249 | 1.5008 | 0.82694 | 61.8107 | 2.5319 | 13.1878 | 2.5249 | 1.5008 | 0.82694 | 18.0405 | 0.73899
|  | 125x75x5.0 RHS | 14.287 | 0.72566 | 50.7919 | 19.6882 | 0.35759 | 0.27902 | 0.14172 | 72.2556 | 2.5249 | 1.5008 | 0.82694 | 77.1083 | 3.7675 | 47.4485 | 2.5249 | 1.5008 | 0.82694 | 52.3012 | 2.5555 | 10.986 | 2.5249 | 1.5008 | 0.82694 | 15.8387 | 0.77388
|  | 125x75x4.0 RHS | 11.6965 | 0.74053 | 63.3122 | 15.7947 | 0.35759 | 0.27902 | 0.14172 | 57.9667 | 2.5249 | 1.5008 | 0.82694 | 62.8194 | 3.7904 | 38.0653 | 2.5249 | 1.5008 | 0.82694 | 42.918 | 2.5896 | 8.8135 | 2.5249 | 1.5008 | 0.82694 | 13.6661 | 0.8246
|  | 125x75x3.0 RHS | 9.0275 | 0.76055 | 84.248 | 11.8697 | 0.35759 | 0.27902 | 0.14172 | 43.5619 | 2.5249 | 1.5008 | 0.82694 | 48.4146 | 3.8278 | 28.606 | 2.5249 | 1.5008 | 0.82694 | 33.4587 | 2.6454 | 6.6233 | 2.5249 | 1.5008 | 0.82694 | 11.476 | 0.90733
|  | 125x75x2.5 RHS | 7.536 | 0.76712 | 101.7946 | 9.8237 | 0.35759 | 0.27902 | 0.14172 | 36.053 | 2.5249 | 1.5008 | 0.82694 | 40.9057 | 3.8583 | 23.6751 | 2.5249 | 1.5008 | 0.82694 | 28.5278 | 2.6908 | 5.4816 | 2.5249 | 1.5008 | 0.82694 | 10.3343 | 0.97475
|  | 125x75x2.0 RHS | 6.123 | 0.7737 | 126.3595 | 7.9139 | 0.35759 | 0.27902 | 0.14172 | 29.0441 | 2.5249 | 1.5008 | 0.82694 | 33.8968 | 3.8997 | 19.0726 | 2.5249 | 1.5008 | 0.82694 | 23.9252 | 2.7525 | 4.416 | 2.5249 | 1.5008 | 0.82694 | 9.2687 | 1.0663
|  | 100x50x6.0 RHS | 12.089 | 0.5108 | 42.253 | 23.667 | 0.35759 | 0.27902 | 0.14172 | 86.8577 | 2.5249 | 1.5008 | 0.82694 | 91.7104 | 3.7517 | 57.0374 | 2.5249 | 1.5008 | 0.82694 | 61.8901 | 2.5318 | 13.2062 | 2.5249 | 1.5008 | 0.82694 | 18.0588 | 0.73875
|  | 100x50x5.0 RHS | 10.362 | 0.52566 | 50.7299 | 19.7122 | 0.35759 | 0.27902 | 0.14172 | 72.3439 | 2.5249 | 1.5008 | 0.82694 | 77.1965 | 3.7674 | 47.5065 | 2.5249 | 1.5008 | 0.82694 | 52.3591 | 2.5553 | 10.9994 | 2.5249 | 1.5008 | 0.82694 | 15.8521 | 0.77363
|  | 100x50x4.0 RHS | 8.5565 | 0.54053 | 63.172 | 15.8298 | 0.35759 | 0.27902 | 0.14172 | 58.0954 | 2.5249 | 1.5008 | 0.82694 | 62.9481 | 3.7902 | 38.1498 | 2.5249 | 1.5008 | 0.82694 | 43.0025 | 2.5892 | 8.833 | 2.5249 | 1.5008 | 0.82694 | 13.6857 | 0.82404
|  | 100x50x3.5 RHS | 7.536 | 0.54796 | 72.7129 | 13.7527 | 0.35759 | 0.27902 | 0.14172 | 50.4725 | 2.5249 | 1.5008 | 0.82694 | 55.3251 | 3.8074 | 33.144 | 2.5249 | 1.5008 | 0.82694 | 37.9967 | 2.6149 | 7.674 | 2.5249 | 1.5008 | 0.82694 | 12.5267 | 0.86206
|  | 100x50x3.0 RHS | 6.6725 | 0.56055 | 84.0088 | 11.9035 | 0.35759 | 0.27902 | 0.14172 | 43.6859 | 2.5249 | 1.5008 | 0.82694 | 48.5386 | 3.8274 | 28.6875 | 2.5249 | 1.5008 | 0.82694 | 33.5402 | 2.6447 | 6.6422 | 2.5249 | 1.5008 | 0.82694 | 11.4948 | 0.9064
|  | 100x50x2.5 RHS | 5.5735 | 0.56712 | 101.7536 | 9.8277 | 0.35759 | 0.27902 | 0.14172 | 36.0675 | 2.5249 | 1.5008 | 0.82694 | 40.9202 | 3.8582 | 23.6847 | 2.5249 | 1.5008 | 0.82694 | 28.5373 | 2.6907 | 5.4838 | 2.5249 | 1.5008 | 0.82694 | 10.3365 | 0.97459
|  | 100x50x2.0 RHS | 4.553 | 0.5737 | 126.0046 | 7.9362 | 0.35759 | 0.27902 | 0.14172 | 29.1259 | 2.5249 | 1.5008 | 0.82694 | 33.9786 | 3.8991 | 19.1263 | 2.5249 | 1.5008 | 0.82694 | 23.979 | 2.7516 | 4.4284 | 2.5249 | 1.5008 | 0.82694 | 9.2811 | 1.065
|  | 100x50x1.6 RHS | 3.6895 | 0.57896 | 156.9208 | 6.3726 | 0.35759 | 0.27902 | 0.14172 | 23.3876 | 2.5249 | 1.5008 | 0.82694 | 28.2403 | 3.9492 | 15.3581 | 2.5249 | 1.5008 | 0.82694 | 20.2107 | 2.8263 | 3.5559 | 2.5249 | 1.5008 | 0.82694 | 8.4086 | 1.1759
|  | 75x50x6.0 RHS | 9.734 | 0.4108 | 42.2022 | 23.6954 | 0.35759 | 0.27902 | 0.14172 | 86.9622 | 2.5249 | 1.5008 | 0.82694 | 91.8149 | 3.7516 | 57.106 | 2.5249 | 1.5008 | 0.82694 | 61.9587 | 2.5316 | 13.2221 | 2.5249 | 1.5008 | 0.82694 | 18.0747 | 0.73854
|  | 75x50x5.0 RHS | 8.3995 | 0.42566 | 50.6773 | 19.7327 | 0.35759 | 0.27902 | 0.14172 | 72.4191 | 2.5249 | 1.5008 | 0.82694 | 77.2717 | 3.7673 | 47.5558 | 2.5249 | 1.5008 | 0.82694 | 52.4085 | 2.5551 | 11.0109 | 2.5249 | 1.5008 | 0.82694 | 15.8635 | 0.77341
|  | 75x50x4.0 RHS | 6.9865 | 0.44053 | 63.0546 | 15.8593 | 0.35759 | 0.27902 | 0.14172 | 58.2035 | 2.5249 | 1.5008 | 0.82694 | 63.0562 | 3.79 | 38.2208 | 2.5249 | 1.5008 | 0.82694 | 43.0735 | 2.5889 | 8.8495 | 2.5249 | 1.5008 | 0.82694 | 13.7022 | 0.82357
|  | 75x50x3.0 RHS | 5.495 | 0.46055 | 83.8123 | 11.9314 | 0.35759 | 0.27902 | 0.14172 | 43.7883 | 2.5249 | 1.5008 | 0.82694 | 48.641 | 3.8271 | 28.7547 | 2.5249 | 1.5008 | 0.82694 | 33.6074 | 2.6442 | 6.6577 | 2.5249 | 1.5008 | 0.82694 | 11.5104 | 0.90564
|  | 75x50x2.5 RHS | 4.6315 | 0.46712 | 100.858 | 9.9149 | 0.35759 | 0.27902 | 0.14172 | 36.3878 | 2.5249 | 1.5008 | 0.82694 | 41.2405 | 3.8567 | 23.895 | 2.5249 | 1.5008 | 0.82694 | 28.7477 | 2.6884 | 5.5325 | 2.5249 | 1.5008 | 0.82694 | 10.3852 | 0.97119
|  | 75x50x2.0 RHS | 3.768 | 0.4737 | 125.7163 | 7.9544 | 0.35759 | 0.27902 | 0.14172 | 29.1927 | 2.5249 | 1.5008 | 0.82694 | 34.0454 | 3.8986 | 19.1701 | 2.5249 | 1.5008 | 0.82694 | 24.0228 | 2.7509 | 4.4386 | 2.5249 | 1.5008 | 0.82694 | 9.2912 | 1.064
|  | 75x50x1.6 RHS | 3.0615 | 0.47896 | 156.446 | 6.392 | 0.35759 | 0.27902 | 0.14172 | 23.4586 | 2.5249 | 1.5008 | 0.82694 | 28.3113 | 3.9484 | 15.4047 | 2.5249 | 1.5008 | 0.82694 | 20.2574 | 2.8252 | 3.5667 | 2.5249 | 1.5008 | 0.82694 | 8.4194 | 1.1742
|  | 75x25x2.5 RHS | 3.611 | 0.36712 | 101.6682 | 9.8359 | 0.35759 | 0.27902 | 0.14172 | 36.0978 | 2.5249 | 1.5008 | 0.82694 | 40.9505 | 3.8581 | 23.7046 | 2.5249 | 1.5008 | 0.82694 | 28.5572 | 2.6905 | 5.4884 | 2.5249 | 1.5008 | 0.82694 | 10.3411 | 0.97427
|  | 75x25x2.0 RHS | 2.983 | 0.3737 | 125.2763 | 7.9824 | 0.35759 | 0.27902 | 0.14172 | 29.2953 | 2.5249 | 1.5008 | 0.82694 | 34.1479 | 3.8979 | 19.2375 | 2.5249 | 1.5008 | 0.82694 | 24.0902 | 2.7498 | 4.4542 | 2.5249 | 1.5008 | 0.82694 | 9.3068 | 1.0623
|  | 75x25x1.6 RHS | 2.4335 | 0.37896 | 155.726 | 6.4215 | 0.35759 | 0.27902 | 0.14172 | 23.567 | 2.5249 | 1.5008 | 0.82694 | 28.4197 | 3.9473 | 15.4759 | 2.5249 | 1.5008 | 0.82694 | 20.3286 | 2.8235 | 3.5832 | 2.5249 | 1.5008 | 0.82694 | 8.4359 | 1.1717
|  | 65x35x4.0 RHS | 5.4165 | 0.34053 | 62.8692 | 15.906 | 0.35759 | 0.27902 | 0.14172 | 58.3752 | 2.5249 | 1.5008 | 0.82694 | 63.2279 | 3.7896 | 38.3336 | 2.5249 | 1.5008 | 0.82694 | 43.1862 | 2.5884 | 8.8756 | 2.5249 | 1.5008 | 0.82694 | 13.7283 | 0.82282
|  | 65x35x3.0 RHS | 4.3175 | 0.36055 | 83.5087 | 11.9748 | 0.35759 | 0.27902 | 0.14172 | 43.9475 | 2.5249 | 1.5008 | 0.82694 | 48.8002 | 3.8265 | 28.8593 | 2.5249 | 1.5008 | 0.82694 | 33.712 | 2.6434 | 6.6819 | 2.5249 | 1.5008 | 0.82694 | 11.5346 | 0.90445
|  | 65x35x2.5 RHS | 3.611 | 0.36712 | 101.6682 | 9.8359 | 0.35759 | 0.27902 | 0.14172 | 36.0978 | 2.5249 | 1.5008 | 0.82694 | 40.9505 | 3.8581 | 23.7046 | 2.5249 | 1.5008 | 0.82694 | 28.5572 | 2.6905 | 5.4884 | 2.5249 | 1.5008 | 0.82694 | 10.3411 | 0.97427
|  | 65x35x2.0 RHS | 2.983 | 0.3737 | 125.2763 | 7.9824 | 0.35759 | 0.27902 | 0.14172 | 29.2953 | 2.5249 | 1.5008 | 0.82694 | 34.1479 | 3.8979 | 19.2375 | 2.5249 | 1.5008 | 0.82694 | 24.0902 | 2.7498 | 4.4542 | 2.5249 | 1.5008 | 0.82694 | 9.3068 | 1.0623
|  | 50x25x3.0 RHS | 3.14 | 0.26055 | 82.9773 | 12.0515 | 0.35759 | 0.27902 | 0.14172 | 44.229 | 2.5249 | 1.5008 | 0.82694 | 49.0817 | 3.8256 | 29.0441 | 2.5249 | 1.5008 | 0.82694 | 33.8968 | 2.642 | 6.7247 | 2.5249 | 1.5008 | 0.82694 | 11.5774 | 0.90238
|  | 50x25x2.5 RHS | 2.669 | 0.26712 | 100.0839 | 9.9916 | 0.35759 | 0.27902 | 0.14172 | 36.6692 | 2.5249 | 1.5008 | 0.82694 | 41.5219 | 3.8554 | 24.0798 | 2.5249 | 1.5008 | 0.82694 | 28.9325 | 2.6864 | 5.5753 | 2.5249 | 1.5008 | 0.82694 | 10.428 | 0.96825
|  | 50x25x2.0 RHS | 2.198 | 0.2737 | 124.5219 | 8.0307 | 0.35759 | 0.27902 | 0.14172 | 29.4727 | 2.5249 | 1.5008 | 0.82694 | 34.3254 | 3.8966 | 19.354 | 2.5249 | 1.5008 | 0.82694 | 24.2067 | 2.7479 | 4.4811 | 2.5249 | 1.5008 | 0.82694 | 9.3338 | 1.0596
|  | 50x25x1.6 RHS | 1.8055 | 0.27896 | 154.5053 | 6.4723 | 0.35759 | 0.27902 | 0.14172 | 23.7532 | 2.5249 | 1.5008 | 0.82694 | 28.6059 | 3.9453 | 15.5982 | 2.5249 | 1.5008 | 0.82694 | 20.4509 | 2.8206 | 3.6115 | 2.5249 | 1.5008 | 0.82694 | 8.4642 | 1.1674
|  | 50x20x3.0 RHS | 2.9045 | 0.24055 | 82.8193 | 12.0745 | 0.35759 | 0.27902 | 0.14172 | 44.3133 | 2.5249 | 1.5008 | 0.82694 | 49.166 | 3.8253 | 29.0995 | 2.5249 | 1.5008 | 0.82694 | 33.9522 | 2.6416 | 6.7376 | 2.5249 | 1.5008 | 0.82694 | 11.5902 | 0.90177
|  | 50x20x2.5 RHS | 2.4335 | 0.24712 | 101.5508 | 9.8473 | 0.35759 | 0.27902 | 0.14172 | 36.1395 | 2.5249 | 1.5008 | 0.82694 | 40.9922 | 3.8579 | 23.732 | 2.5249 | 1.5008 | 0.82694 | 28.5846 | 2.6902 | 5.4948 | 2.5249 | 1.5008 | 0.82694 | 10.3475 | 0.97382
|  | 50x20x2.0 RHS | 2.041 | 0.2537 | 124.3014 | 8.045 | 0.35759 | 0.27902 | 0.14172 | 29.525 | 2.5249 | 1.5008 | 0.82694 | 34.3777 | 3.8962 | 19.3884 | 2.5249 | 1.5008 | 0.82694 | 24.241 | 2.7474 | 4.4891 | 2.5249 | 1.5008 | 0.82694 | 9.3418 | 1.0588
|  | 50x20x1.6 RHS | 1.6485 | 0.25896 | 157.0878 | 6.3659 | 0.35759 | 0.27902 | 0.14172 | 23.3627 | 2.5249 | 1.5008 | 0.82694 | 28.2154 | 3.9494 | 15.3417 | 2.5249 | 1.5008 | 0.82694 | 20.1944 | 2.8267 | 3.5522 | 2.5249 | 1.5008 | 0.82694 | 8.4048 | 1.1765
|  | 250x250x9.0 SHS | 65.94 | 1.8662 | 28.3014 | 35.3339 | 0.35759 | 0.27902 | 0.14172 | 129.6755 | 2.5249 | 1.5008 | 0.82694 | 134.5282 | 3.7253 | 85.1548 | 2.5249 | 1.5008 | 0.82694 | 90.0075 | 2.4924 | 19.7163 | 2.5249 | 1.5008 | 0.82694 | 24.569 | 0.68035
|  | 250x250x6.0 SHS | 45.059 | 1.9108 | 42.4065 | 23.5813 | 0.35759 | 0.27902 | 0.14172 | 86.5432 | 2.5249 | 1.5008 | 0.82694 | 91.3959 | 3.7519 | 56.8309 | 2.5249 | 1.5008 | 0.82694 | 61.6835 | 2.5322 | 13.1583 | 2.5249 | 1.5008 | 0.82694 | 18.011 | 0.73938
|  | 200x200x9.0 SHS | 51.81 | 1.4662 | 28.2995 | 35.3364 | 0.35759 | 0.27902 | 0.14172 | 129.6845 | 2.5249 | 1.5008 | 0.82694 | 134.5372 | 3.7253 | 85.1607 | 2.5249 | 1.5008 | 0.82694 | 90.0133 | 2.4924 | 19.7177 | 2.5249 | 1.5008 | 0.82694 | 24.5704 | 0.68034
|  | 200x200x6.0 SHS | 35.639 | 1.5108 | 42.3917 | 23.5895 | 0.35759 | 0.27902 | 0.14172 | 86.5736 | 2.5249 | 1.5008 | 0.82694 | 91.4263 | 3.7519 | 56.8508 | 2.5249 | 1.5008 | 0.82694 | 61.7035 | 2.5322 | 13.163 | 2.5249 | 1.5008 | 0.82694 | 18.0156 | 0.73932
|  | 200x200x5.0 SHS | 29.987 | 1.5257 | 50.8775 | 19.6551 | 0.35759 | 0.27902 | 0.14172 | 72.134 | 2.5249 | 1.5008 | 0.82694 | 76.9867 | 3.7677 | 47.3687 | 2.5249 | 1.5008 | 0.82694 | 52.2214 | 2.5557 | 10.9675 | 2.5249 | 1.5008 | 0.82694 | 15.8202 | 0.77423
|  | 150x150x9.0 SHS | 37.68 | 1.0662 | 28.296 | 35.3406 | 0.35759 | 0.27902 | 0.14172 | 129.7001 | 2.5249 | 1.5008 | 0.82694 | 134.5528 | 3.7253 | 85.1709 | 2.5249 | 1.5008 | 0.82694 | 90.0236 | 2.4924 | 19.7201 | 2.5249 | 1.5008 | 0.82694 | 24.5728 | 0.68033
|  | 150x150x6.0 SHS | 26.219 | 1.1108 | 42.3661 | 23.6038 | 0.35759 | 0.27902 | 0.14172 | 86.6259 | 2.5249 | 1.5008 | 0.82694 | 91.4786 | 3.7519 | 56.8851 | 2.5249 | 1.5008 | 0.82694 | 61.7378 | 2.5321 | 13.1709 | 2.5249 | 1.5008 | 0.82694 | 18.0236 | 0.73921
|  | 150x150x5.0 SHS | 22.137 | 1.1257 | 50.8499 | 19.6657 | 0.35759 | 0.27902 | 0.14172 | 72.1732 | 2.5249 | 1.5008 | 0.82694 | 77.0259 | 3.7676 | 47.3944 | 2.5249 | 1.5008 | 0.82694 | 52.2471 | 2.5556 | 10.9735 | 2.5249 | 1.5008 | 0.82694 | 15.8262 | 0.77412
|  | 125x125x9.0 SHS | 30.615 | 0.86619 | 28.2931 | 35.3442 | 0.35759 | 0.27902 | 0.14172 | 129.7134 | 2.5249 | 1.5008 | 0.82694 | 134.5661 | 3.7253 | 85.1796 | 2.5249 | 1.5008 | 0.82694 | 90.0323 | 2.4924 | 19.7221 | 2.5249 | 1.5008 | 0.82694 | 24.5748 | 0.68032
|  | 125x125x6.0 SHS | 21.509 | 0.9108 | 42.3449 | 23.6156 | 0.35759 | 0.27902 | 0.14172 | 86.6692 | 2.5249 | 1.5008 | 0.82694 | 91.5219 | 3.7518 | 56.9136 | 2.5249 | 1.5008 | 0.82694 | 61.7663 | 2.532 | 13.1775 | 2.5249 | 1.5008 | 0.82694 | 18.0302 | 0.73913
|  | 125x125x5.0 SHS | 18.212 | 0.92566 | 50.8271 | 19.6745 | 0.35759 | 0.27902 | 0.14172 | 72.2055 | 2.5249 | 1.5008 | 0.82694 | 77.0582 | 3.7676 | 47.4156 | 2.5249 | 1.5008 | 0.82694 | 52.2683 | 2.5555 | 10.9784 | 2.5249 | 1.5008 | 0.82694 | 15.8311 | 0.77403
|  | 125x125x4.0 SHS | 14.8365 | 0.94053 | 63.393 | 15.7746 | 0.35759 | 0.27902 | 0.14172 | 57.8928 | 2.5249 | 1.5008 | 0.82694 | 62.7455 | 3.7906 | 38.0168 | 2.5249 | 1.5008 | 0.82694 | 42.8695 | 2.5898 | 8.8022 | 2.5249 | 1.5008 | 0.82694 | 13.6549 | 0.82492
|  | 100x100x9.0 SHS | 23.55 | 0.66619 | 28.2885 | 35.35 | 0.35759 | 0.27902 | 0.14172 | 129.7346 | 2.5249 | 1.5008 | 0.82694 | 134.5873 | 3.7253 | 85.1936 | 2.5249 | 1.5008 | 0.82694 | 90.0462 | 2.4924 | 19.7253 | 2.5249 | 1.5008 | 0.82694 | 24.578 | 0.6803
|  | 100x100x6.0 SHS | 16.799 | 0.7108 | 42.3118 | 23.6341 | 0.35759 | 0.27902 | 0.14172 | 86.737 | 2.5249 | 1.5008 | 0.82694 | 91.5896 | 3.7518 | 56.9581 | 2.5249 | 1.5008 | 0.82694 | 61.8107 | 2.5319 | 13.1878 | 2.5249 | 1.5008 | 0.82694 | 18.0405 | 0.73899
|  | 100x100x5.0 SHS | 14.287 | 0.72566 | 50.7919 | 19.6882 | 0.35759 | 0.27902 | 0.14172 | 72.2556 | 2.5249 | 1.5008 | 0.82694 | 77.1083 | 3.7675 | 47.4485 | 2.5249 | 1.5008 | 0.82694 | 52.3012 | 2.5555 | 10.986 | 2.5249 | 1.5008 | 0.82694 | 15.8387 | 0.77388
|  | 100x100x4.0 SHS | 11.6965 | 0.74053 | 63.3122 | 15.7947 | 0.35759 | 0.27902 | 0.14172 | 57.9667 | 2.5249 | 1.5008 | 0.82694 | 62.8194 | 3.7904 | 38.0653 | 2.5249 | 1.5008 | 0.82694 | 42.918 | 2.5896 | 8.8135 | 2.5249 | 1.5008 | 0.82694 | 13.6661 | 0.8246
|  | 100x100x3.0 SHS | 9.0275 | 0.76055 | 84.248 | 11.8697 | 0.35759 | 0.27902 | 0.14172 | 43.5619 | 2.5249 | 1.5008 | 0.82694 | 48.4146 | 3.8278 | 28.606 | 2.5249 | 1.5008 | 0.82694 | 33.4587 | 2.6454 | 6.6233 | 2.5249 | 1.5008 | 0.82694 | 11.476 | 0.90733
|  | 100x100x2.5 SHS | 7.536 | 0.76712 | 101.7946 | 9.8237 | 0.35759 | 0.27902 | 0.14172 | 36.053 | 2.5249 | 1.5008 | 0.82694 | 40.9057 | 3.8583 | 23.6751 | 2.5249 | 1.5008 | 0.82694 | 28.5278 | 2.6908 | 5.4816 | 2.5249 | 1.5008 | 0.82694 | 10.3343 | 0.97475
|  | 100x100x2.0 SHS | 6.123 | 0.7737 | 126.3595 | 7.9139 | 0.35759 | 0.27902 | 0.14172 | 29.0441 | 2.5249 | 1.5008 | 0.82694 | 33.8968 | 3.8997 | 19.0726 | 2.5249 | 1.5008 | 0.82694 | 23.9252 | 2.7525 | 4.416 | 2.5249 | 1.5008 | 0.82694 | 9.2687 | 1.0663
|  | 89x89x6.0 SHS | 14.6795 | 0.6228 | 42.4263 | 23.5703 | 0.35759 | 0.27902 | 0.14172 | 86.503 | 2.5249 | 1.5008 | 0.82694 | 91.3557 | 3.752 | 56.8044 | 2.5249 | 1.5008 | 0.82694 | 61.6571 | 2.5323 | 13.1522 | 2.5249 | 1.5008 | 0.82694 | 18.0049 | 0.73946
|  | 89x89x5.0 SHS | 12.56 | 0.63766 | 50.7694 | 19.6969 | 0.35759 | 0.27902 | 0.14172 | 72.2876 | 2.5249 | 1.5008 | 0.82694 | 77.1403 | 3.7675 | 47.4695 | 2.5249 | 1.5008 | 0.82694 | 52.3222 | 2.5554 | 10.9909 | 2.5249 | 1.5008 | 0.82694 | 15.8436 | 0.77379
|  | 89x89x3.5 SHS | 9.106 | 0.65996 | 72.4758 | 13.7977 | 0.35759 | 0.27902 | 0.14172 | 50.6376 | 2.5249 | 1.5008 | 0.82694 | 55.4903 | 3.807 | 33.2525 | 2.5249 | 1.5008 | 0.82694 | 38.1052 | 2.6142 | 7.6991 | 2.5249 | 1.5008 | 0.82694 | 12.5518 | 0.86113
|  | 75x75x6.0 SHS | 12.089 | 0.5108 | 42.253 | 23.667 | 0.35759 | 0.27902 | 0.14172 | 86.8577 | 2.5249 | 1.5008 | 0.82694 | 91.7104 | 3.7517 | 57.0374 | 2.5249 | 1.5008 | 0.82694 | 61.8901 | 2.5318 | 13.2062 | 2.5249 | 1.5008 | 0.82694 | 18.0588 | 0.73875
|  | 75x75x5.0 SHS | 10.362 | 0.52566 | 50.7299 | 19.7122 | 0.35759 | 0.27902 | 0.14172 | 72.3439 | 2.5249 | 1.5008 | 0.82694 | 77.1965 | 3.7674 | 47.5065 | 2.5249 | 1.5008 | 0.82694 | 52.3591 | 2.5553 | 10.9994 | 2.5249 | 1.5008 | 0.82694 | 15.8521 | 0.77363
|  | 75x75x4.0 SHS | 8.5565 | 0.54053 | 63.172 | 15.8298 | 0.35759 | 0.27902 | 0.14172 | 58.0954 | 2.5249 | 1.5008 | 0.82694 | 62.9481 | 3.7902 | 38.1498 | 2.5249 | 1.5008 | 0.82694 | 43.0025 | 2.5892 | 8.833 | 2.5249 | 1.5008 | 0.82694 | 13.6857 | 0.82404
|  | 75x75x3.5 SHS | 7.536 | 0.54796 | 72.7129 | 13.7527 | 0.35759 | 0.27902 | 0.14172 | 50.4725 | 2.5249 | 1.5008 | 0.82694 | 55.3251 | 3.8074 | 33.144 | 2.5249 | 1.5008 | 0.82694 | 37.9967 | 2.6149 | 7.674 | 2.5249 | 1.5008 | 0.82694 | 12.5267 | 0.86206
|  | 75x75x3.0 SHS | 6.6725 | 0.56055 | 84.0088 | 11.9035 | 0.35759 | 0.27902 | 0.14172 | 43.6859 | 2.5249 | 1.5008 | 0.82694 | 48.5386 | 3.8274 | 28.6875 | 2.5249 | 1.5008 | 0.82694 | 33.5402 | 2.6447 | 6.6422 | 2.5249 | 1.5008 | 0.82694 | 11.4948 | 0.9064
|  | 75x75x2.5 SHS | 5.5735 | 0.56712 | 101.7536 | 9.8277 | 0.35759 | 0.27902 | 0.14172 | 36.0675 | 2.5249 | 1.5008 | 0.82694 | 40.9202 | 3.8582 | 23.6847 | 2.5249 | 1.5008 | 0.82694 | 28.5373 | 2.6907 | 5.4838 | 2.5249 | 1.5008 | 0.82694 | 10.3365 | 0.97459
|  | 75x75x2.0 SHS | 4.553 | 0.5737 | 126.0046 | 7.9362 | 0.35759 | 0.27902 | 0.14172 | 29.1259 | 2.5249 | 1.5008 | 0.82694 | 33.9786 | 3.8991 | 19.1263 | 2.5249 | 1.5008 | 0.82694 | 23.979 | 2.7516 | 4.4284 | 2.5249 | 1.5008 | 0.82694 | 9.2811 | 1.065
|  | 65x65x6.0 SHS | 10.205 | 0.4308 | 42.2143 | 23.6887 | 0.35759 | 0.27902 | 0.14172 | 86.9375 | 2.5249 | 1.5008 | 0.82694 | 91.7901 | 3.7516 | 57.0897 | 2.5249 | 1.5008 | 0.82694 | 61.9424 | 2.5317 | 13.2183 | 2.5249 | 1.5008 | 0.82694 | 18.071 | 0.73858
|  | 65x65x5.0 SHS | 8.792 | 0.44566 | 50.6897 | 19.7279 | 0.35759 | 0.27902 | 0.14172 | 72.4013 | 2.5249 | 1.5008 | 0.82694 | 77.254 | 3.7673 | 47.5442 | 2.5249 | 1.5008 | 0.82694 | 52.3969 | 2.5552 | 11.0082 | 2.5249 | 1.5008 | 0.82694 | 15.8608 | 0.77347
|  | 65x65x4.0 SHS | 7.3005 | 0.46053 | 63.0821 | 15.8524 | 0.35759 | 0.27902 | 0.14172 | 58.1781 | 2.5249 | 1.5008 | 0.82694 | 63.0308 | 3.79 | 38.2042 | 2.5249 | 1.5008 | 0.82694 | 43.0569 | 2.589 | 8.8456 | 2.5249 | 1.5008 | 0.82694 | 13.6983 | 0.82368
|  | 65x65x3.0 SHS | 5.7305 | 0.48055 | 83.8581 | 11.9249 | 0.35759 | 0.27902 | 0.14172 | 43.7644 | 2.5249 | 1.5008 | 0.82694 | 48.6171 | 3.8271 | 28.739 | 2.5249 | 1.5008 | 0.82694 | 33.5917 | 2.6443 | 6.6541 | 2.5249 | 1.5008 | 0.82694 | 11.5068 | 0.90581
|  | 65x65x2.5 SHS | 4.7885 | 0.48712 | 101.7279 | 9.8301 | 0.35759 | 0.27902 | 0.14172 | 36.0766 | 2.5249 | 1.5008 | 0.82694 | 40.9293 | 3.8582 | 23.6907 | 2.5249 | 1.5008 | 0.82694 | 28.5433 | 2.6906 | 5.4852 | 2.5249 | 1.5008 | 0.82694 | 10.3379 | 0.97449
|  | 65x65x2.0 SHS | 3.925 | 0.4937 | 125.7832 | 7.9502 | 0.35759 | 0.27902 | 0.14172 | 29.1772 | 2.5249 | 1.5008 | 0.82694 | 34.0299 | 3.8987 | 19.1599 | 2.5249 | 1.5008 | 0.82694 | 24.0126 | 2.7511 | 4.4362 | 2.5249 | 1.5008 | 0.82694 | 9.2889 | 1.0642
|  | 65x65x1.6 SHS | 3.14 | 0.49896 | 158.9042 | 6.2931 | 0.35759 | 0.27902 | 0.14172 | 23.0957 | 2.5249 | 1.5008 | 0.82694 | 27.9484 | 3.9523 | 15.1664 | 2.5249 | 1.5008 | 0.82694 | 20.019 | 2.831 | 3.5115 | 2.5249 | 1.5008 | 0.82694 | 8.3642 | 1.1828
|  | 50x50x5.0 SHS | 6.437 | 0.32566 | 50.5925 | 19.7658 | 0.35759 | 0.27902 | 0.14172 | 72.5404 | 2.5249 | 1.5008 | 0.82694 | 77.3931 | 3.7672 | 47.6356 | 2.5249 | 1.5008 | 0.82694 | 52.4882 | 2.5549 | 11.0293 | 2.5249 | 1.5008 | 0.82694 | 15.882 | 0.77307
|  | 50x50x4.0 SHS | 5.4165 | 0.34053 | 62.8692 | 15.906 | 0.35759 | 0.27902 | 0.14172 | 58.3752 | 2.5249 | 1.5008 | 0.82694 | 63.2279 | 3.7896 | 38.3336 | 2.5249 | 1.5008 | 0.82694 | 43.1862 | 2.5884 | 8.8756 | 2.5249 | 1.5008 | 0.82694 | 13.7283 | 0.82282
|  | 50x50x3.0 SHS | 4.3175 | 0.36055 | 83.5087 | 11.9748 | 0.35759 | 0.27902 | 0.14172 | 43.9475 | 2.5249 | 1.5008 | 0.82694 | 48.8002 | 3.8265 | 28.8593 | 2.5249 | 1.5008 | 0.82694 | 33.712 | 2.6434 | 6.6819 | 2.5249 | 1.5008 | 0.82694 | 11.5346 | 0.90445
|  | 50x50x2.5 SHS | 3.611 | 0.36712 | 101.6682 | 9.8359 | 0.35759 | 0.27902 | 0.14172 | 36.0978 | 2.5249 | 1.5008 | 0.82694 | 40.9505 | 3.8581 | 23.7046 | 2.5249 | 1.5008 | 0.82694 | 28.5572 | 2.6905 | 5.4884 | 2.5249 | 1.5008 | 0.82694 | 10.3411 | 0.97427
|  | 50x50x2.0 SHS | 2.983 | 0.3737 | 125.2763 | 7.9824 | 0.35759 | 0.27902 | 0.14172 | 29.2953 | 2.5249 | 1.5008 | 0.82694 | 34.1479 | 3.8979 | 19.2375 | 2.5249 | 1.5008 | 0.82694 | 24.0902 | 2.7498 | 4.4542 | 2.5249 | 1.5008 | 0.82694 | 9.3068 | 1.0623
|  | 50x50x1.6 SHS | 2.4335 | 0.37896 | 155.726 | 6.4215 | 0.35759 | 0.27902 | 0.14172 | 23.567 | 2.5249 | 1.5008 | 0.82694 | 28.4197 | 3.9473 | 15.4759 | 2.5249 | 1.5008 | 0.82694 | 20.3286 | 2.8235 | 3.5832 | 2.5249 | 1.5008 | 0.82694 | 8.4359 | 1.1717
|  | 40x40x4.0 SHS | 4.1605 | 0.26053 | 62.6201 | 15.9693 | 0.35759 | 0.27902 | 0.14172 | 58.6074 | 2.5249 | 1.5008 | 0.82694 | 63.4601 | 3.7892 | 38.486 | 2.5249 | 1.5008 | 0.82694 | 43.3387 | 2.5878 | 8.9109 | 2.5249 | 1.5008 | 0.82694 | 13.7636 | 0.82182
|  | 40x40x3.0 SHS | 3.3755 | 0.28055 | 83.1132 | 12.0318 | 0.35759 | 0.27902 | 0.14172 | 44.1566 | 2.5249 | 1.5008 | 0.82694 | 49.0093 | 3.8258 | 28.9966 | 2.5249 | 1.5008 | 0.82694 | 33.8493 | 2.6424 | 6.7137 | 2.5249 | 1.5008 | 0.82694 | 11.5664 | 0.90291
|  | 40x40x2.5 SHS | 2.826 | 0.28712 | 101.6008 | 9.8424 | 0.35759 | 0.27902 | 0.14172 | 36.1218 | 2.5249 | 1.5008 | 0.82694 | 40.9744 | 3.858 | 23.7203 | 2.5249 | 1.5008 | 0.82694 | 28.573 | 2.6903 | 5.4921 | 2.5249 | 1.5008 | 0.82694 | 10.3448 | 0.97401
|  | 40x40x2.0 SHS | 2.355 | 0.2937 | 124.713 | 8.0184 | 0.35759 | 0.27902 | 0.14172 | 29.4276 | 2.5249 | 1.5008 | 0.82694 | 34.2802 | 3.8969 | 19.3244 | 2.5249 | 1.5008 | 0.82694 | 24.177 | 2.7484 | 4.4743 | 2.5249 | 1.5008 | 0.82694 | 9.327 | 1.0603
|  | 40x40x1.6 SHS | 1.884 | 0.29896 | 158.6833 | 6.3019 | 0.35759 | 0.27902 | 0.14172 | 23.1278 | 2.5249 | 1.5008 | 0.82694 | 27.9805 | 3.9519 | 15.1875 | 2.5249 | 1.5008 | 0.82694 | 20.0402 | 2.8305 | 3.5164 | 2.5249 | 1.5008 | 0.82694 | 8.3691 | 1.182
|  | 35x35x3.0 SHS | 2.9045 | 0.24055 | 82.8193 | 12.0745 | 0.35759 | 0.27902 | 0.14172 | 44.3133 | 2.5249 | 1.5008 | 0.82694 | 49.166 | 3.8253 | 29.0995 | 2.5249 | 1.5008 | 0.82694 | 33.9522 | 2.6416 | 6.7376 | 2.5249 | 1.5008 | 0.82694 | 11.5902 | 0.90177
|  | 35x35x2.5 SHS | 2.4335 | 0.24712 | 101.5508 | 9.8473 | 0.35759 | 0.27902 | 0.14172 | 36.1395 | 2.5249 | 1.5008 | 0.82694 | 40.9922 | 3.8579 | 23.732 | 2.5249 | 1.5008 | 0.82694 | 28.5846 | 2.6902 | 5.4948 | 2.5249 | 1.5008 | 0.82694 | 10.3475 | 0.97382
|  | 35x35x2.0 SHS | 2.041 | 0.2537 | 124.3014 | 8.045 | 0.35759 | 0.27902 | 0.14172 | 29.525 | 2.5249 | 1.5008 | 0.82694 | 34.3777 | 3.8962 | 19.3884 | 2.5249 | 1.5008 | 0.82694 | 24.241 | 2.7474 | 4.4891 | 2.5249 | 1.5008 | 0.82694 | 9.3418 | 1.0588
|  | 35x35x1.6 SHS | 1.6485 | 0.25896 | 157.0878 | 6.3659 | 0.35759 | 0.27902 | 0.14172 | 23.3627 | 2.5249 | 1.5008 | 0.82694 | 28.2154 | 3.9494 | 15.3417 | 2.5249 | 1.5008 | 0.82694 | 20.1944 | 2.8267 | 3.5522 | 2.5249 | 1.5008 | 0.82694 | 8.4048 | 1.1765
|  | 30x30x2.0 SHS | 1.727 | 0.2137 | 123.7401 | 8.0815 | 0.35759 | 0.27902 | 0.14172 | 29.6589 | 2.5249 | 1.5008 | 0.82694 | 34.5116 | 3.8953 | 19.4763 | 2.5249 | 1.5008 | 0.82694 | 24.329 | 2.746 | 4.5095 | 2.5249 | 1.5008 | 0.82694 | 9.3621 | 1.0567
|  | 30x30x1.6 SHS | 1.413 | 0.21896 | 154.9606 | 6.4533 | 0.35759 | 0.27902 | 0.14172 | 23.6834 | 2.5249 | 1.5008 | 0.82694 | 28.5361 | 3.946 | 15.5523 | 2.5249 | 1.5008 | 0.82694 | 20.405 | 2.8217 | 3.6009 | 2.5249 | 1.5008 | 0.82694 | 8.4536 | 1.169
|  | 25x25x3.0 SHS | 1.9625 | 0.16055 | 81.8082 | 12.2237 | 0.35759 | 0.27902 | 0.14172 | 44.861 | 2.5249 | 1.5008 | 0.82694 | 49.7137 | 3.8235 | 29.4591 | 2.5249 | 1.5008 | 0.82694 | 34.3118 | 2.639 | 6.8208 | 2.5249 | 1.5008 | 0.82694 | 11.6735 | 0.89782
|  | 25x25x2.5 SHS | 1.6485 | 0.16712 | 101.3794 | 9.8639 | 0.35759 | 0.27902 | 0.14172 | 36.2007 | 2.5249 | 1.5008 | 0.82694 | 41.0533 | 3.8576 | 23.7721 | 2.5249 | 1.5008 | 0.82694 | 28.6248 | 2.6897 | 5.5041 | 2.5249 | 1.5008 | 0.82694 | 10.3568 | 0.97317
|  | 25x25x2.0 SHS | 1.413 | 0.1737 | 122.9293 | 8.1348 | 0.35759 | 0.27902 | 0.14172 | 29.8546 | 2.5249 | 1.5008 | 0.82694 | 34.7072 | 3.894 | 19.6048 | 2.5249 | 1.5008 | 0.82694 | 24.4574 | 2.744 | 4.5392 | 2.5249 | 1.5008 | 0.82694 | 9.3919 | 1.0537
|  | 25x25x1.6 SHS | 1.1775 | 0.17896 | 151.9824 | 6.5797 | 0.35759 | 0.27902 | 0.14172 | 24.1475 | 2.5249 | 1.5008 | 0.82694 | 29.0002 | 3.9413 | 15.8571 | 2.5249 | 1.5008 | 0.82694 | 20.7098 | 2.8146 | 3.6715 | 2.5249 | 1.5008 | 0.82694 | 8.5242 | 1.1585
|  | 20x20x1.6 SHS | 0.942 | 0.13896 | 147.5152 | 6.779 | 0.35759 | 0.27902 | 0.14172 | 24.8788 | 2.5249 | 1.5008 | 0.82694 | 29.7315 | 3.9341 | 16.3373 | 2.5249 | 1.5008 | 0.82694 | 21.19 | 2.8039 | 3.7827 | 2.5249 | 1.5008 | 0.82694 | 8.6353 | 1.1427

## Timber_Weatherboard
Surfaced timber
Sub-category description: | Based on softwood timber used for weatherboards. Includes finger jointed, thermally modified timber, treated, untreated, surfaced, and sawn products.
Qualitative assessment: | Australian EPD Data taken from Timberlink and FWPA industry average EPD which covers over 40% of sawn softwood in Australia. Multiple sawmills across Australia represented. NZ suppliers included as known to export to Australia. European EPD weatherboard product included. No representation from Asian timber products. Average EF compares well to other published sources. Weighted average possible.
Geographical rating | Tier 2
EF source data rating | Tier 1 | [6 empty] | Additional
Market coverage rating | Tier 2
TOTAL | Tier 2 | [12 empty] | Upfront carbon emissions (kg CO2e/quantity) | Upfront carbon emissions (kg CO2e/kg) | Upfront carbon storage (kg CO2e/quantity) | Upfront carbon storage (kg CO2e/kg)
[9 empty] | Import | 19.74% | Softwood domestic | 3800 | Import average | 222.4762 | 0.48118 | 754.1504 | 1.6212
Notes: | [8 empty] | Local | 80.26% | Import | 750 | Australian average | 190.1373 | 0.34952 | 883.101 | 1.6263
[12 empty] | 19.74% | Weighted average | 196.52 | 0.3755 | 857.6502 | 1.6253
Data sources and statistics: | [8 empty] | REF:
|  |  | Upfront carbon emissions |  | Upfront carbon storage |  |  |  | Australian forest and wood products statistics - DAFF (agriculture.gov.au)
| Surfaced timber | Declared unit | Upfront carbon emissions (kg CO2e/quantity) | Upfront carbon emissions (kg CO2e/kg) | Upfront carbon storage (kg CO2e/quantity) | Upfront carbon storage (kg CO2e/kg) | Density |  | Figure 6
|  | Quantity | m³ | kg | m³ | kg
|  | Max | 332.1057 | 0.69048 | 888.9467 | 1.6133 | 480.9806
|  | Min | 32.573 | 0.072384 | 667.9356 | 1.4936 | 450
|  | Average (weighted) | 196.52 | 0.3755 | 857.6502 | 1.6253 | 523.3515
|  | Average | 195.8313 | 0.38241 | 835.8184 | 1.6238 | 512.1041
List
| Softwood (Radiata pine), surfaced, kiln-dried, H2 LOSP treated, [majority from sustainable forest management practices] (FWPA) | m³ | 182.6632 | 0.33151 | 888.9467 | 1.6133 | 551
| Softwood (Radiata pine), surfaced, kiln-dried, H3 copper azole treated, [majority from sustainable forest management practices] (FWPA) | m³ | 185.7832 | 0.33717 | 888.9467 | 1.6133 | 551
| Maximum variaton, Softwood (Radiata pine),surfaced, dressed, kiln-dried, LOSP azole+permethrin), e.g. framing [majority from sustainable forest management practices] (FWPA) | m³ | 332.1057 | 0.60273 | 888.9467 | 1.6133 | 551
| Softwood (Radiata pine), surfaced, kiln-dried, untreated [majority from sustainable forest management practices] (FWPA) | m³ | 170.9467 | 0.31025 | 888.9467 | 1.6133 | 551
| Softwood, Min variaton, Softwood (Radiata pine),surfaced, dressed, kiln-dried, LOSP azole+permethrin), e.g. framing [majority from sustainable forest management practices] (FWPA) (FWPA) (Australia) | m³ | 112.7267 | 0.20459 | 888.9467 | 1.6133 | 551
| Softwood (Radiata pine), surfaced, kiln-dried, untreated, [from sustainable forest management practices] (Timberlink, Australia) | m³ | 154.3433 | 0.31371 | 865.3333 | 1.7588 | 492
| Softwood (Radiata pine), surfaced, kiln-dried, H3, treated, eg outdoor use, not in contact with ground, non structural [from sustainable forest management practices] (Timberlink, Australia) | m³ | 160.3434 | 0.30368 | 865.3333 | 1.6389 | 528
| Softwood (Radiata pine), surfaced, kiln-dried, H2F treated, eg framing [from sustainable forest management practices] (Timberlink, Australia) | m³ | 184.3519 | 0.35048 | 854.3333 | 1.6242 | 526
| Softwood (Radiata pine), surfaced, kiln-dried, H3 Copper+DDAX treated, [majority from sustainable forest management practices] (FWPA) | m³ | 188.3997 | 0.34192 | 888.9467 | 1.6133 | 551
| Softwood (Radiata pine), surfaced, kiln-dried, H4 CCA treated, e.g. framing [majority from sustainable forest management practices] (FWPA) | m³ | 195.7037 | 0.35518 | 888.9467 | 1.6133 | 551
| Softwood (Radiata pine), surfaced, kiln-dried, H4 Copper Azole treated, e.g. framing [majority from sustainable forest management practices] (FWPA) | m³ | 189.8088 | 0.34448 | 888.9467 | 1.6133 | 551
| Softwood (Radiata pine), surfaced, kiln-dried, H3 LOSP treated, e.g. framing [majority from sustainable forest management practices] (FWPA) | m³ | 230.3897 | 0.41813 | 888.9467 | 1.6133 | 551
| Sawn softwood (Abodo Wood Ltd) (New Zealand) | m³ | 224 | 0.53333 | 716.1 | 1.705 | 420
| Thermally Modified Timber, surfaced softwood (Abodo Wood Ltd) (New Zealand) | m³ | 243 | 0.57857 | 716.1 | 1.705 | 420
| Softwood (Radiata pine), surfaced, kiln-dried, H3 CCA treated, [majority from sustainable forest management practices] (FWPA) | m³ | 261.6299 | 0.47483 | 888.9467 | 1.6133 | 551
| Thermally Modified Timber, Finger-Jointed softwood (Abodo Wood Ltd) (New Zealand) | m³ | 290 | 0.69048 | 716.1 | 1.705 | 420
| Planed and painted softwood product (Latvia Timber International) (Europe) | m³ | 100 | 0.22782 | 667.9356 | 1.5217 | 438.95
| Surfaced, KVH structural timber - finger jointed (Stora Enso) (Czech Republic) | m³ | 32.573 | 0.072384 | 717 | 1.5933 | 450
| Pre-nailed softwood frames (CARTERS Building Supplies Limited) (New Zealand) | m³ | 177.4046 | 0.3316 | 854.3333 | 1.5969 | 535
| Pre-nailed timber trusses (CARTERS Building Supplies Limited) (New Zealand) | m³ | 300.4523 | 0.52527 | 854.3333 | 1.4936 | 572

## Timber_hardwood
Sawn hardwood
Sub-category description: | Hardwood timber. Includes treated, untreated, dressed, and sawn products.
Description | Australian representative as it is a sector EPDs (FWPA) which covers approx. 27% of Aus production of Hardwood (exc cypress). Australian cypress production EPD covers 64% of total sawn cypress logs harvested in Australia. Some domestic hardwood not covered. By volume the majority of Australia's hardwood imports are coming from Brazil, Indonesia, Malaysia, China and the USA. No need for weighted average <10% of market - assuming most hardwood by weight is in structural rough-sawn beams etc. Average EF compares well to other EF
Geographical rating | Tier 1
EF source data rating | Tier 1
Market coverage rating | Tier 2
TOTAL | Tier 2
Notes:
Data sources and statistics:
|  |  | Upfront carbon emissions |  | Upfront carbon storage
| Sawn hardwood | Declared unit | Upfront carbon emissions (kg CO2e/quantity) | Upfront carbon emissions (kg CO2e/kg) | Upfront carbon storage (kg CO2e/quantity) | Upfront carbon storage (kg CO2e/kg) | Density
|  | Quantity | m³ | kg | m³ | kg
|  | Max | 562.5038 | 0.76531 | 1212.75 | 1.65 | 735
|  | Min | 104.26 | 0.12561 | 1041.92 | 1.2833 | 830
|  | Average | 346.8826 | 0.46607 | 1165.5515 | 1.5428 | 744.2694
List
| Hardwood, rough sawn, kiln-dried H3 ACQ, Australia | m³ | 349.271 | 0.4752 | 1212.75 | 1.65 | 735
| Hardwood, rough sawn, kiln-dried H3 copper, Australia | m³ | 353.3217 | 0.48071 | 1212.75 | 1.65 | 735
| Hardwood, rough sawn, kiln-dried H1, FWPA, Australia | m³ | 332.5524 | 0.45245 | 1212.75 | 1.65 | 735
| Hardwood, rough-sawn, kiln-dried hardwood, Wood solutions, FWPA, Australia | m³ | 321.75 | 0.43776 | 1212.75 | 1.65 | 735
| Hardwood, dressed, kiln-dried H3 ACQ, Australia | m³ | 507.271 | 0.69016 | 1212.75 | 1.65 | 735
| Hardwood, dressed, kiln-dried H1, Australia | m³ | 490.5524 | 0.66742 | 1212.75 | 1.65 | 735
| Hardwood, dressed, kiln-dried hardwood, Wood solutions, FWPA, Australia | m³ | 479.75 | 0.65272 | 1212.75 | 1.65 | 735
| Hardwood, dressed, kiln-dried H3 copper, Australia | m³ | 501.3217 | 0.68207 | 1212.75 | 1.65 | 735
| Max variation, hardwood, dressed, kiln-dried H3 ACQ FWPA, Australia | m³ | 562.5038 | 0.76531 | 1212.75 | 1.65 | 735
| Hardwood, rough-sawn, green hardwood, Wood solutions, FWPA, Australia | m³ | 192.92 | 0.2512 | 1041.92 | 1.3567 | 768
| Hardwood, Min variation, hardwood, white cypress, roughsawn green (FWPA) (Australia) | m³ | 104.26 | 0.12561 | 1065.1667 | 1.2833 | 830
| White Cypress, rough-sawn, green, FWPA | m³ | 130 | 0.15663 | 1065.1667 | 1.2833 | 830
| White Cypress, dressed, green, FWPA | m³ | 184 | 0.22169 | 1065.1667 | 1.2833 | 830

## Timber_softwood
Sawn softwood
Sub-category description: | Softwood timber. Most common species radiata pine. Includes treated, untreated, surfaced, and sawn products.
Qualitative assessment: | Australian EPD Data taken from Timberlink and FWPA industry average EPD which covers over 40% of sawn softwood in Australia. Multiple saw mills across Australia represented. Two NZ suppliers included as known to export to Australia. No representation from Asian timber products. Average EF compares well to other published sources. Weighted average possible.
Geographical rating | Tier 2
EF source data rating | Tier 1 | [6 empty] | Additional
Market coverage rating | Tier 2
TOTAL | Tier 2 | [12 empty] | Upfront carbon emissions (kg CO2e/quantity) | Upfront carbon emissions (kg CO2e/kg) | Upfront carbon storage (kg CO2e/quantity) | Upfront carbon storage (kg CO2e/kg)
[9 empty] | Import | 16.48% | Softwood domestic | 3800 | Import average | 222.4762 | 0.48118 | 754.1504 | 1.6212
Notes: | [8 empty] | Local | 83.52% | Import | 750 | Australian average | 179.1707 | 0.32813 | 885.0495 | 1.622
[12 empty] | 16.48% | Weighted average | 186.3089 | 0.35336 | 863.4727 | 1.6219
Data sources and statistics: | [8 empty] | REF:
|  |  | Upfront carbon emissions |  | Upfront carbon storage |  |  |  | Australian forest and wood products statistics - DAFF (agriculture.gov.au)
| Sawn softwood | Declared unit | Upfront carbon emissions (kg CO2e/quantity) | Upfront carbon emissions (kg CO2e/kg) | Upfront carbon storage (kg CO2e/quantity) | Upfront carbon storage (kg CO2e/kg) | Density |  | Figure 6
|  | Quantity | m³ | kg | m³ | kg
|  | Max | 332.1057 | 0.69048 | 888.9467 | 1.6133 | 480.9806
|  | Min | 32.573 | 0.072384 | 667.9356 | 1.4936 | 450
|  | Average (weighted) | 186.3089 | 0.35336 | 863.4727 | 1.6219 | 527.2483
|  | Average | 185.8254 | 0.35725 | 849.5924 | 1.6211 | 520.1593
List
| Softwood (Radiata pine), roughsawn, kiln-dried, H3 Copper Azole treated, e.g. framing [majority from sustainable forest management practices] (FWPA) | m³ | 139.7832 | 0.25369 | 888.9467 | 1.6133 | 551
| Softwood (Radiata pine), roughsawn, kiln-dried, untreated, e.g. framing [majority from sustainable forest management practices] (FWPA) | m³ | 124.9467 | 0.22676 | 888.9467 | 1.6133 | 551
| Softwood (Radiata pine), roughsawn, kiln-dried, H3 Copper+DDAX treated, e.g. framing [majority from sustainable forest management practices] (FWPA) | m³ | 142.3997 | 0.25844 | 888.9467 | 1.6133 | 551
| Softwood (Radiata pine), roughsawn, kiln-dried, H4 CCA treated, e.g. framing [majority from sustainable forest management practices] (FWPA) | m³ | 149.7037 | 0.27169 | 888.9467 | 1.6133 | 551
| Softwood (Radiata pine), roughsawn, kiln-dried, H4 Copper Azole treated, e.g. framing [majority from sustainable forest management practices] (FWPA) | m³ | 143.8088 | 0.261 | 888.9467 | 1.6133 | 551
| Softwood (Radiata pine), roughsawn, kiln-dried, H3 LOSP treated, e.g. framing [majority from sustainable forest management practices] (FWPA) | m³ | 184.3897 | 0.33465 | 888.9467 | 1.6133 | 551
| Softwood (Radiata pine), roughsawn, kiln-dried, H3 CCA treated, e.g. framing [majority from sustainable forest management practices] (FWPA) | m³ | 215.6299 | 0.39134 | 888.9467 | 1.6133 | 551
| Softwood (Radiata pine), surfaced, kiln-dried, H2 LOSP treated, [majority from sustainable forest management practices] (FWPA) | m³ | 182.6632 | 0.33151 | 888.9467 | 1.6133 | 551
| Softwood (Radiata pine), surfaced, kiln-dried, H3 copper azole treated, [majority from sustainable forest management practices] (FWPA) | m³ | 185.7832 | 0.33717 | 888.9467 | 1.6133 | 551
| Maximum variaton, Softwood (Radiata pine),surfaced, dressed, kiln-dried, LOSP azole+permethrin), e.g. framing [majority from sustainable forest management practices] (FWPA) | m³ | 332.1057 | 0.60273 | 888.9467 | 1.6133 | 551
| Softwood (Radiata pine), surfaced, kiln-dried, untreated [majority from sustainable forest management practices] (FWPA) | m³ | 170.9467 | 0.31025 | 888.9467 | 1.6133 | 551
| Softwood, Min variaton, Softwood (Radiata pine),surfaced, dressed, kiln-dried, LOSP azole+permethrin), e.g. framing [majority from sustainable forest management practices] (FWPA) (FWPA) (Australia) | m³ | 112.7267 | 0.20459 | 888.9467 | 1.6133 | 551
| Softwood (Radiata pine), surfaced, kiln-dried, untreated, [from sustainable forest management practices] (Timberlink, Australia) | m³ | 154.3433 | 0.31371 | 865.3333 | 1.7588 | 492
| Softwood (Radiata pine), surfaced, kiln-dried, H3, treated, eg outdoor use, not in contact with ground, non structural [from sustainable forest management practices] (Timberlink, Australia) | m³ | 160.3434 | 0.30368 | 865.3333 | 1.6389 | 528
| Softwood (Radiata pine), surfaced, kiln-dried, H2F treated, eg framing [from sustainable forest management practices] (Timberlink, Australia) | m³ | 184.3519 | 0.35048 | 854.3333 | 1.6242 | 526
| Softwood (Radiata pine), surfaced, kiln-dried, H3 Copper+DDAX treated, [majority from sustainable forest management practices] (FWPA) | m³ | 188.3997 | 0.34192 | 888.9467 | 1.6133 | 551
| Softwood (Radiata pine), surfaced, kiln-dried, H4 CCA treated, e.g. framing [majority from sustainable forest management practices] (FWPA) | m³ | 195.7037 | 0.35518 | 888.9467 | 1.6133 | 551
| Softwood (Radiata pine), surfaced, kiln-dried, H4 Copper Azole treated, e.g. framing [majority from sustainable forest management practices] (FWPA) | m³ | 189.8088 | 0.34448 | 888.9467 | 1.6133 | 551
| Softwood (Radiata pine), surfaced, kiln-dried, H3 LOSP treated, e.g. framing [majority from sustainable forest management practices] (FWPA) | m³ | 230.3897 | 0.41813 | 888.9467 | 1.6133 | 551
| Sawn softwood (Abodo Wood Ltd) (New Zealand) | m³ | 224 | 0.53333 | 716.1 | 1.705 | 420
| Thermally Modified Timber, surfaced softwood (Abodo Wood Ltd) (New Zealand) | m³ | 243 | 0.57857 | 716.1 | 1.705 | 420
| Softwood (Radiata pine), surfaced, kiln-dried, H3 CCA treated, [majority from sustainable forest management practices] (FWPA) | m³ | 261.6299 | 0.47483 | 888.9467 | 1.6133 | 551
| Thermally Modified Timber, Finger-Jointed softwood (Abodo Wood Ltd) (New Zealand) | m³ | 290 | 0.69048 | 716.1 | 1.705 | 420
| Planed and painted softwood product (Latvia Timber International) (Europe) | m³ | 100 | 0.22782 | 667.9356 | 1.5217 | 438.95
| Surfaced, KVH structural timber - finger jointed (Stora Enso) (Czech Republic) | m³ | 32.573 | 0.072384 | 717 | 1.5933 | 450
| Pre-nailed softwood frames (CARTERS Building Supplies Limited) (New Zealand) | m³ | 177.4046 | 0.3316 | 854.3333 | 1.5969 | 535
| Pre-nailed timber trusses (CARTERS Building Supplies Limited) (New Zealand) | m³ | 300.4523 | 0.52527 | 854.3333 | 1.4936 | 572

## Vinyl_flooring
Vinyl flooring
Sub-category description: | Vinyl flooring.
Qualitative assessment: | No Australasian EPDs. Unknown how large or diverse products on market are. Reasonable number of products. Main supplier believed to be China.
Geographical rating | Tier 3
EF source data rating | Tier 1
Market coverage rating | Tier 3
TOTAL | Tier 3
Notes:
Data sources and statistics:
|  |  | Upfront carbon emissions |  | Upfront carbon storage
| Vinyl flooring | Declared unit | Upfront carbon emissions (kg CO2e/quantity) | Upfront carbon emissions (kg CO2e/kg) | Upfront carbon storage (kg CO2e/quantity) | Upfront carbon storage (kg CO2e/kg)
|  | Quantity | m² | kg | m² | kg
|  | Max | 34.386 | 7.8519 | 0 | 0
|  | Min | 5.6266 | 0.86798 | 0 | 0
|  | Average | 15.9147 | 3.1217 | 0 | 0
List
| Vinyl Flooring, VINYL FLOORING (LVT, SPC, WPC) (Changzhou Tooyei New Material Co.,ltd) (China) | m² | 21.0888 | 2.0085 | 0 | 0
| Vinyl Flooring, VINYL FLOORING (LVT, SPC, WPC) (BIYORK MATERIALS CANADA INC) (China and Canada) | m² | 21.0888 | 2.0085 | 0 | 0
| Vinyl Flooring, VINYL FLOORING (LVT, SPC, WPC) (REPUBLIC FLOOR GMBH) (China and Europe) | m² | 21.0888 | 2.0085 | 0 | 0
| Vinyl Flooring, DIOCO REGAL PLUS 70 VINYL FLOOR DIOCO GREENFLOORING VINYL FLOOR (DIOCO GLOBAL TRADING, S.L.) (Global) | m² | 34.386 | 2.297 | 0 | 0
| Vinyl Flooring, VINYL FLOORING (LVT, SPC, WPC) (JIANGSU ZHENGYOUNG FLOORING DECORATION MATERIAL CO., LTD.) (China) | m² | 9.1138 | 0.86798 | 0 | 0
| Vinyl Flooring, Sphera Resilisent Homogeneous Vinyl Floor Covering (Forbo Flooring Systems) (Global) | m² | 6.0925 | 2.1009 | 0 | 0
| Vinyl Flooring, Step Resilient Heterogeneous Vinyl Floor Covering (Forbo Flooring Systems) (Global) | m² | 5.6266 | 2.0461 | 0 | 0
| Vinyl Flooring, Mipolam Evo Homogeneous Commercial Flooring (Gerflor) (North America) | m² | 21.2 | 7.8519 | 0 | 0
| Vinyl Flooring, Mipolam Evo Homogeneous Commercial Flooring (Gerflor) (Europe) | m² | 21.1 | 7.8148 | 0 | 0
| Vinyl Flooring, Altro Stronghold 30, 3mm (Altro Ltd) (Global) | m² | 8.58 | 2.2 | 0 | 0
| Vinyl Flooring, Excellence (Zeno Project B.V) (Global) | m² | 11.2 | 2.6667 | 0 | 0
| Vinyl Flooring, Non-coated slip retardant flooring sheet Accolade Safe, Infinity Safe (Armstrong Flooring Pty Ltd) (Global) | m² | 10.4109 | 3.59 | 0 | 0

## Window_doors_generic
Generic windows and doors
Sub-category description: | Represents a generic window or door as named in the material category. Includes key component materials. Assume double glazing for all except the revolving door. Square meter rate.
Qualitative assessment:
Geographical rating | Untiered
EF source data rating | Untiered
Market coverage rating | Untiered
Data quality rating: | Untiered
Notes:
[9 empty] | Tier 2 | Tier 2 | Tier 2 | Tier 4 | Tier 2 | Tier 2 | Tier 4
Data sources and statistics: | EPDs have been used to determine typical material masses of different window and door systems. See the reference EPD notes in the 'Assembly calculator' tab in this sheet, for more details on the reference information. The emission factors are calculated using component parts, therefore no EPDs are listed and the uncertainty rating is 'untiered'. Energy and waste associated with the off-site assembly manufacturing process is added. Electrical componentry is not included. The min, max and average values are found by applying the min, max and average material emission factors for each component part. Theoretically, it would be possible to develop a window or door that is as low in emissions as the minimums shown here, but in reality it would be very difficult to procure all lowest emissions components. If you are trying to model a very low emissions window or door, it is probably best to use the average.
|  |  | Upfront carbon emissions |  | Upfront carbon storage |  |  |  | Assembly calculator
| Generic windows and doors | Declared unit | Emissions (kg CO₂e/unit) | Emissions (kg CO₂e/kg) | Storage (kg CO₂e/unit) | Storage (kg CO₂e/kg) | Helper |  | Aluminium extruded uncoated | Aluminium extruded powder coated | Aluminium extruded anodised | Glass (treated or untreated) | Hardwood | Structural framing steel (cold rolled - lightweight) | Stainless steel (general) | Waste (%) - (estimated) | Energy | Area density as recorded in EPD | Line Total | Reference EPD used for masses only | Notes
| Window - aluminium frame - generic | Unit | m² | kg | m² | kg | Window - aluminium frame - generic | Unit | kg/m² | kg/m² | kg/m² | kg/m² | kg/m² | kg/m² | kg/m² |  | kWh/m² | kg/m² | kg/m²
|  | Max in category EF | 266.9827 | 11.6079 | 0 | 0 | Window - aluminium frame - generic | Max in category EF | 6.44 | 0.3082 | 0.0276 | 14.467 |  |  | 0.1104 | 10% | 2.53 | 23 | 21.3532 | https://epd-australasia.com/wp-content/uploads/2023/06/SP07452-APL-Window-Solutions_vNov23.pdf | Assumed energy 0.1 kWh/kg (estimated energy use) at 0.92 kg CO₂e/kWh(NGA 2024 factors, national market based value)
|  | Min in category EF | 50.3311 | 2.1883 |  |  | Window - aluminium frame - generic | Min in category EF
|  | Average EF | 159.1937 | 6.9215 | 0 | 0 | Window - aluminium frame - generic | Average EF
| Door - timber with glazing - generic | Unit | m² | kg | m² | kg | Door - timber with glazing - generic | Unit | kg/m² | kg/m² | kg/m² | kg/m² | kg/m² | kg/m² | kg/m² |  | kWh/m² | kg/m² | kg/m²
|  | Max in category EF | 82.3793 | 1.9432 | 27.9091 | 0.65835 | Door - timber with glazing - generic | Max in category EF | 0 | 0 | 0 | 22.3409 | 16.9146 | 1.0598 |  | 10% | 4.6632 | 42.3926 | 40.3153 | https://api.environdec.com/api/v1/EPDLibrary/Files/df481903-a021-4a5b-9548-ec60342d769b/Data | Assumed energy 0.1 kWh/kg (estimated energy use) at 0.92 kg CO₂e/kWh(NGA 2024 factors, national market based value)
|  | Min in category EF | 36.8375 | 0.86896 |  |  | Door - timber with glazing - generic | Min in category EF
|  | Average EF | 57.2654 | 1.3508 | 26.0962 | 0.61559 | Door - timber with glazing - generic | Average EF
| Door - steel with glazing - generic | Unit | m² | kg | m² | kg | Door - steel with glazing - generic | Unit | kg/m² | kg/m² | kg/m² | kg/m² | kg/m² | kg/m² | kg/m² |  | kWh/m² | kg/m² | kg/m²
|  | Max in category EF | 189.832 | 3.669 | 0 | 0 | Door - steel with glazing - generic | Max in category EF |  |  |  | 20.04 |  | 26.86 | 1.89 | 10% | 5.6914 | 51.74 | 48.79 | https://api.environdec.com/api/v1/EPDLibrary/Files/f5551601-408d-4385-0185-08daab6203a1/Data | Assumed energy 0.1 kWh/kg (estimated energy use) at 0.92 kg CO₂e/kWh(NGA 2024 factors, national market based value)
|  | Min in category EF | 115.8408 | 2.2389 |  |  | Door - steel with glazing - generic | Min in category EF
|  | Average EF | 138.1428 | 2.6699 | 0 | 0 | Door - steel with glazing - generic | Average EF
| Door - fully glazed - minor aluminium frame - generic | Unit | m² | kg | m² | kg | Door - fully glazed - minor aluminium frame - generic | Unit | kg/m² | kg/m² | kg/m² | kg/m² | kg/m² | kg/m² | kg/m² |  | kWh/m² | kg/m² | kg/m²
|  | Max in category EF | 332.579 | 7.5586 | 0 | 0 | Door - fully glazed - minor aluminium frame - generic | Max in category EF | 6.9 |  |  | 35 |  | 1 | 0.4 | 10% | 4.84 | 44 | 43.3 | https://api.environdec.com/api/v1/EPDLibrary/Files/f31919c9-5f2b-42ca-0da2-08dc5e07fd56/Data | Assumed energy 0.1 kWh/kg (estimated energy use) at 0.92 kg CO₂e/kWh(NGA 2024 factors, national market based value)
|  | Min in category EF | 77.5537 | 1.7626 |  |  | Door - fully glazed - minor aluminium frame - generic | Min in category EF
|  | Average EF | 205.2791 | 4.6654 | 0 | 0 | Door - fully glazed - minor aluminium frame - generic | Average EF
| Door - aluminium with glazing - generic | Unit | m² | kg | m² | kg | Door - aluminium with glazing - generic | Unit | kg/m² | kg/m² | kg/m² | kg/m² | kg/m² | kg/m² | kg/m² |  | kWh/m² | kg/m² | kg/m²
|  | Max in category EF | 413.9799 | 14.2261 | 0 | 0 | Door - aluminium with glazing - generic | Max in category EF | 10.3305 | 0.4947 | 0.04365 | 15.5685 |  |  | 1.1611 | 10% | 3.201 | 29.1 | 27.5984 | https://epd-australasia.com/wp-content/uploads/2023/06/SP07452-APL-Window-Solutions_vNov23.pdf | Assumed energy 0.1 kWh/kg (estimated energy use) at 0.92 kg CO₂e/kWh(NGA 2024 factors, national market based value)
|  | Min in category EF | 68.2199 | 2.3443 |  |  | Door - aluminium with glazing - generic | Min in category EF
|  | Average EF | 244.4211 | 8.3993 | 0 | 0 | Door - aluminium with glazing - generic | Average EF
| Window - timber frame - generic | Unit | m² | kg | m² | kg | Window - timber frame - generic | Unit | kg/m² | kg/m² | kg/m² | kg/m² | kg/m² | kg/m² | kg/m² |  | kWh/m² | kg/m² | kg/m²
|  | Max in category EF | 89.8202 | 2.4512 | 15.9797 | 0.43609 | Window - timber frame - generic | Max in category EF | 0.21607 | 0.0054933 | 0 | 23.7933 | 9.6847 | 0 | 1.2085 | 10% | 4.0308 | 36.6433 | 34.9081 | https://api.environdec.com/api/v1/EPDLibrary/Files/b04af559-20dd-456d-2500-08db259f9365/Data | Assumed energy 0.1 kWh/kg (estimated energy use) at 0.92 kg CO₂e/kWh(NGA 2024 factors, national market based value) Assumed average mass kg/m2 for three EPDs EPD data is reported in per unit (1230mm x 1480 mm), thus EPD data is converted into m2 by dividing with 1.8204 Surface coating mass of Pine wood included in wood mass.
|  | Min in category EF | 38.4203 | 1.0485 |  |  | Window - timber frame - generic | Min in category EF | [11 empty] | https://api.environdec.com/api/v1/EPDLibrary/Files/7db2d0f6-20b5-41fe-250c-08db259f9365/Data
|  | Average EF | 61.0267 | 1.6654 | 14.9417 | 0.40776 | Window - timber frame - generic | Average EF | [11 empty] | https://api.environdec.com/api/v1/EPDLibrary/Files/0be673c2-c319-47d6-2512-08db259f9365/Data
| Door - timber solid - generic | Unit | m² | kg | m² | kg | Door - timber solid - generic | Unit | kg/m² | kg/m² | kg/m² | kg/m² | kg/m² | kg/m² | kg/m² |  | kWh/m² | kg/m² | kg/m²
|  | Max in category EF | 117.4678 | 1.8946 | 66.6996 | 1.0758 | Door - timber solid - generic | Max in category EF |  |  |  |  | 40.424 | 16.926 |  | 10% | 6.82 | 62 | 57.35 | https://api.environdec.com/api/v1/EPDLibrary/Files/df481903-a021-4a5b-9548-ec60342d769b/Data | Assumed energy 0.1 kWh/kg (estimated energy use) at 0.92 kg CO₂e/kWh(NGA 2024 factors, national market based value)
|  | Min in category EF | 62.6097 | 1.0098 |  |  | Door - timber solid - generic | Min in category EF
|  | Average EF | 83.0964 | 1.3403 | 62.367 | 1.0059 | Door - timber solid - generic | Average EF
| Door - steel solid - generic | Unit | m² | kg | m² | kg | Door - steel solid - generic | Unit | kg/m² | kg/m² | kg/m² | kg/m² | kg/m² | kg/m² | kg/m² |  | kWh/m² | kg/m² | kg/m²
|  | Max in category EF | 398.7705 | 4.0691 | 0 | 0 | Door - steel solid - generic | Max in category EF | [5 empty] | 87.22 |  | 10% | 10.78 | 98 | 87.22 | https://api.environdec.com/api/v1/EPDLibrary/Files/52635996-871c-4748-8604-52b562e4b2d0/Data | Assumed energy 0.1 kWh/kg (estimated energy use) at 0.92 kg CO₂e/kWh(NGA 2024 factors, national market based value)
|  | Min in category EF | 271.4317 | 2.7697 |  |  | Door - steel solid - generic | Min in category EF
|  | Average EF | 298.9891 | 3.0509 | 0 | 0 | Door - steel solid - generic | Average EF
| Revolving door - glass, aluminium, steel - generic | Unit | m² | kg | m² | kg | Revolving door - glass, aluminium, steel - generic | Unit | kg/m² | kg/m² | kg/m² | kg/m² | kg/m² | kg/m² | kg/m² |  | kWh/m² | kg/m² | kg/m²
|  | Max in category EF | 1669.8664 | 10.1817 | 25.4997 | 0.15548 | Revolving door - glass, aluminium, steel - generic | Max in category EF | 39.173 |  |  | 53.2104 | 15.4544 | 38.2579 | 4.0789 | 10% | 18.0408 | 164.0069 | 150.1745 | https://www.assaabloyentrance.com/master-blueprint/market-documents/topics/sustainability/new-epd/automatic-doors/rd/assa-abloy-rd700-revolving-door.pdf | Assumed energy 0.1 kWh/kg (estimated energy use) at 0.92 kg CO₂e/kWh(NGA 2024 factors, national market based value)
|  | Min in category EF | 360.9541 | 2.2008 |  |  | Revolving door - glass, aluminium, steel - generic | Min in category EF
|  | Average EF | 1013.9738 | 6.1825 | 23.8433 | 0.14538 | Revolving door - glass, aluminium, steel - generic | Average EF

## plus_Alum_extr_anod (hidden)
#VALUE!
Data qualitative assessment:
Description | Not rated - EF used only for Façade calculator
Geographical rating
EF source data rating
Market coverage rating
TOTAL
Notes:
Data sources and statistics:
|  |  | Emissions |  | Storage
| plus_alum_extru_anod | Declared unit | Upfront carbon emissions (kg CO2e/quantity | Upfront carbon emissions (kg CO2e/kg) | Upfront carbon storage (kg CO2e/quantity | Upfront carbon storage (kg CO2e/kg)
|  | Quantity | kg | kg | kg | kg
|  | Max | 0 | 3.3413 | 0 | 0
|  | Min | 0 | 3.3413 | 0 | 0
|  | Average | #DIV/0! | 3.3413 | #DIV/0! | 0
List
| plus_alum_extru_anod, Add on if aluminium billet provided_covers prep, extusion, anodising (Calculated) () | kg |  | 3.3413 |  | 0

## plus_Alum_extr_pwder (hidden)
#VALUE!
Data qualitative assessment:
Description | Not rated - EF used only for Façade calculator
Geographical rating
EF source data rating
Market coverage rating
TOTAL
Notes:
Data sources and statistics:
|  |  | Emissions |  | Storage
| plus_alum_extru_powder | Declared unit | Upfront carbon emissions (kg CO2e/quantity | Upfront carbon emissions (kg CO2e/kg) | Upfront carbon storage (kg CO2e/quantity | Upfront carbon storage (kg CO2e/kg)
|  | Quantity | kg | kg | kg | kg
|  | Max | 0 | 2.2713 | 0 | 0
|  | Min | 0 | 2.2713 | 0 | 0
|  | Average | #DIV/0! | 2.2713 | #DIV/0! | 0
List
| plus_alum_extru_powder, Add on if aluminium billet provided_covers prep, extusion, powder coating (Calculated) () | kg |  | 2.2713 |  | 0

## Insulation (hidden)
#VALUE!
Data qualitative assessment:
Description | Not rated - EF not used. Out of scope.
Geographical rating
EF source data rating
Market coverage rating
TOTAL
Notes:
Data sources and statistics:
|  |  | Emissions |  | Storage
| Insulation only | Quantity basis | Upfront carbon emissions (kg CO2e/quantity | Upfront carbon emissions (kg CO2e/kg) | Upfront carbon storage (kg CO2e/quantity | Upfront carbon storage (kg CO2e/kg)
|  | Quantity |  | kg |  | kg
|  | Max | 0 | 396.2473 | 0 | 0
|  | Min | 0 | 2.43 | 0 | 0
|  | Average | #DIV/0! | 8.9526 | #DIV/0! | 0
List
| Insulation decorative/acoustic, , dECO Baffle Platform 26mm Black (CSR Martini) |  |  | 3.76 |  | 0
| Insulation decorative/acoustic, , dECO Baffle Platform 26mm White (CSR Martini) |  |  | 4.53 |  | 0
| Insulation decorative/acoustic, , dECO Baffle Rise 26mm Black (CSR Martini) |  |  | 3.75 |  | 0
| Insulation decorative/acoustic, , dECO Baffle Rise 26mm White (CSR Martini) |  |  | 4.52 |  | 0
| Insulation decorative/acoustic, , dECO Board 7mm Black (CSR Martini) |  |  | 3.74 |  | 0
| Insulation decorative/acoustic, , dECO Board 7mm White (CSR Martini) |  |  | 3.74 |  | 0
| Insulation decorative/acoustic, , dECO Board 12mm Black (CSR Martini) |  |  | 3.72 |  | 0
| Insulation decorative/acoustic, , dECO Board 12mm White (CSR Martini) |  |  | 3.71 |  | 0
| Insulation decorative/acoustic, , dECO Deluxe 7mm (CSR Martini) |  |  | 3.37 |  | 0
| Insulation decorative/acoustic, , dECO Deluxe 12mm (CSR Martini) |  |  | 3.37 |  | 0
| Insulation decorative/acoustic, , dECO Deluxe 24mm (CSR Martini) |  |  | 2.43 |  | 0
| Insulation decorative/acoustic, , dECO Deluxe 48mm (CSR Martini) |  |  | 2.84 |  | 0
| Insulation decorative/acoustic, , dECO Deluxe EP 7mm (CSR Martini) |  |  | 3.37 |  | 0
| Insulation decorative/acoustic, , dECO Deluxe EP 7mm Black (CSR Martini) |  |  | 3.41 |  | 0
| Insulation decorative/acoustic, , dECO Deluxe EP 7mm White (CSR Martini) |  |  | 3.4 |  | 0
| Insulation decorative/acoustic, , dECO Deluxe EP 12mm (CSR Martini) |  |  | 3.37 |  | 0
| Insulation decorative/acoustic, , dECO Deluxe EP 12mm Black (CSR Martini) |  |  | 3.41 |  | 0
| Insulation decorative/acoustic, , dECO Deluxe EP 12mm White (CSR Martini) |  |  | 3.4 |  | 0
| Insulation decorative/acoustic, , dECO Deluxe EP 24mm (CSR Martini) |  |  | 3.37 |  | 0
| Insulation decorative/acoustic, , dECO Deluxe EP 24mm Black (CSR Martini) |  |  | 3.4 |  | 0
| Insulation decorative/acoustic, , dECO Deluxe EP 24mm White (CSR Martini) |  |  | 3.4 |  | 0
| Insulation decorative/acoustic, , dECO E Fabric (CSR Martini) |  |  | 2.95 |  | 0
| Insulation decorative/acoustic, , dECO Embrace Fabric (CSR Martini) |  |  | 3.19 |  | 0
| Insulation decorative/acoustic, , dECO Flex (CSR Martini) |  |  | 3.61 |  | 0
| Insulation decorative/acoustic, , dECO Hanging Cloud Black (CSR Martini) |  |  | 3.87 |  | 0
| Insulation decorative/acoustic, , dECO Hanging Cloud White (CSR Martini) |  |  | 4.74 |  | 0
| Insulation decorative/acoustic, , dECO M Fabric (CSR Martini) |  |  | 3.43 |  | 0
| Insulation decorative/acoustic, , dECO Mini Flex (CSR Martini) |  |  | 3.62 |  | 0
| Insulation decorative/acoustic, , dECO Panel 8mm Black (CSR Martini) |  |  | 3.69 |  | 0
| Insulation decorative/acoustic, , dECO Panel 8mm White (CSR Martini) |  |  | 3.82 |  | 0
| Insulation decorative/acoustic, , dECO Panel 13.5mm Black (CSR Martini) |  |  | 3.8 |  | 0
| Insulation decorative/acoustic, , dECO Panel 13.5mm White (CSR Martini) |  |  | 3.93 |  | 0
| Insulation decorative/acoustic, , dECO Panel 25mm Black (CSR Martini) |  |  | 3.21 |  | 0
| Insulation decorative/acoustic, , dECO Panel 25mm White (CSR Martini) |  |  | 3.38 |  | 0
| Insulation decorative/acoustic, , dECO Panel 50mm Black (CSR Martini) |  |  | 3.25 |  | 0
| Insulation decorative/acoustic, , dECO Panel 50mm White (CSR Martini) |  |  | 3.44 |  | 0
| Insulation decorative/acoustic, , dECO Quiet Board 25mm Black (CSR Martini) |  |  | 3.8 |  | 0
| Insulation decorative/acoustic, , dECO Quiet Board 25mm White (CSR Martini) |  |  | 3.94 |  | 0
| Insulation decorative/acoustic, , dECO Quiet Board 50mm Black (CSR Martini) |  |  | 3.6 |  | 0
| Insulation decorative/acoustic, , dECO Quiet Board 50mm White (CSR Martini) |  |  | 3.78 |  | 0
| Insulation decorative/acoustic, , dECO Quiet Panel 25mm Black (CSR Martini) |  |  | 3.67 |  | 0
| Insulation decorative/acoustic, , dECO Quiet Panel 25mm White (CSR Martini) |  |  | 3.79 |  | 0
| Insulation decorative/acoustic, , dECO Quiet Panel 50mm Black (CSR Martini) |  |  | 3.54 |  | 0
| Insulation decorative/acoustic, , dECO Quiet Panel 50mm White (CSR Martini) |  |  | 3.69 |  | 0
| Insulation decorative/acoustic, , dECO Quiet Panel Export 25mm White (CSR Martini) |  |  | 4.57 |  | 0
| Insulation decorative/acoustic, , dECO Quiet Panel Export 50mm White (CSR Martini) |  |  | 4.71 |  | 0
| Insulation decorative/acoustic, , dECO Screen 12mm Black (CSR Martini) |  |  | 3.67 |  | 0
| Insulation decorative/acoustic, , dECO Screen 12mm White (CSR Martini) |  |  | 3.78 |  | 0
| Insulation decorative/acoustic, , dECO Stick It (CSR Martini) |  |  | 3.71 |  | 0
| Insulation decorative/acoustic, , dECO Tile 3D ET Wall (CSR Martini) |  |  | 4.16 |  | 0
| Insulation decorative/acoustic, , dECO Tile 3D H Ceiling (CSR Martini) |  |  | 4.29 |  | 0
| Insulation decorative/acoustic, , dECO Tile 3D H Wall (CSR Martini) |  |  | 4.52 |  | 0
| Insulation decorative/acoustic, , dECO Tile 3D WW Ceiling (CSR Martini) |  |  | 4.28 |  | 0
| Insulation decorative/acoustic, , dECO Tile 3D WW Wall (CSR Martini) |  |  | 4.42 |  | 0
| Insulation decorative/acoustic, , dECO Tile Flat H Ceiling 13mm (CSR Martini) |  |  | 3.73 |  | 0
| Insulation decorative/acoustic, , dECO Tile Flat H Ceiling 25mm (CSR Martini) |  |  | 4.2 |  | 0
| Insulation decorative/acoustic, , Absorb Black (CSR Martini) |  |  | 3.36 |  | 0
| Insulation decorative/acoustic, , Absorb White (CSR Martini) |  |  | 3.36 |  | 0
| Insulation decorative/acoustic, , Blanket (CSR Martini) |  |  | 3.44 |  | 0
| Insulation decorative/acoustic, , Easy Baffle (CSR Martini) |  |  | 4.07 |  | 0
| Insulation decorative/acoustic, , Easy Baffle Black (CSR Martini) |  |  | 3.04 |  | 0
| Insulation decorative/acoustic, , MAB Black (CSR Martini) |  |  | 3.3 |  | 0
| Insulation decorative/acoustic, , MAB White (CSR Martini) |  |  | 3.41 |  | 0
| Insulation decorative/acoustic, , MSB Black (CSR Martini) |  |  | 3.08 |  | 0
| Insulation decorative/acoustic, , MSB White (CSR Martini) |  |  | 3.64 |  | 0
| Insulation decorative/acoustic, , Polymax Acoustic R1.5 (CSR Martini) |  |  | 3.28 |  | 0
| Insulation decorative/acoustic, , Polymax Acoustic R2.0 75mm (CSR Martini) |  |  | 3.27 |  | 0
| Insulation decorative/acoustic, , Polymax Acoustic R2.0 90mm (CSR Martini) |  |  | 3.29 |  | 0
| Insulation decorative/acoustic, , Polymax Acoustic R2.5 (CSR Martini) |  |  | 3.25 |  | 0
| Insulation decorative/acoustic, , Prime Black (CSR Martini) |  |  | 3.08 |  | 0
| Insulation decorative/acoustic, , Prime White (CSR Martini) |  |  | 3.64 |  | 0
| Insulation decorative/acoustic, , Flexible Ducting (CSR Martini) |  |  | 4.32 |  | 0
| Insulation, Bradford Ceiling/Wall/Floor (CSR Building Products Ltd) (Australia, New Zealand) |  |  | 3.6242 |  | 0
| Insulation, Bradford Anticon Light Duty Foil R1.3 60mm (CSR Building Products Ltd) (Australia) |  |  | 396.2473 |  | 0

## EPDM (hidden)
#VALUE!
Data qualitative assessment:
Description | Not rated - EF not used. Out of scope.
Geographical rating
EF source data rating
Market coverage rating
TOTAL
Notes:
Data sources and statistics:
|  |  | Emissions |  | Storage
| EPDM | Quantity basis | Upfront carbon emissions (kg CO2e/quantity | Upfront carbon emissions (kg CO2e/kg) | Upfront carbon storage (kg CO2e/quantity | Upfront carbon storage (kg CO2e/kg)
|  | Quantity |  | kg |  | kg
|  | Max | 0 | 0 | 0 | 0
|  | Min | 0 | 0 | 0 | 0
|  | Average | #DIV/0! | #DIV/0! | #DIV/0! | #DIV/0!
List
0

## Thermal_break (hidden)
#VALUE!
Data qualitative assessment:
Description | Not rated - EF not used. Out of scope.
Geographical rating
EF source data rating
Market coverage rating
TOTAL
Notes:
Data sources and statistics:
|  |  | Emissions |  | Storage
| thermal break | Quantity basis | Upfront carbon emissions (kg CO2e/quantity | Upfront carbon emissions (kg CO2e/kg) | Upfront carbon storage (kg CO2e/quantity | Upfront carbon storage (kg CO2e/kg)
|  | Quantity |  | kg |  | kg
|  | Max | 0 | 0.0095042 | 0 | 0
|  | Min | 0 | 0.0095042 | 0 | 0
|  | Average | #DIV/0! | 0.0095042 | #DIV/0! | 0
List
| Thermal break, Warm Edge Spacer SP12, SP13, SP14 (Technoform) (Global) |  |  | 0.0095042 |  | 0

## Asphalt bckg (hidden)
Company | Location | Product | GWP-total (kg CO2e/quanity) | GWP-fossil (kg CO2e/quanity) | GWP-biogenic (kg CO2e/quanity) | GWP-luluc (kg CO2e/quanity) | GWP-stored (kg CO2e/quantity) | Data valid (start) | Data valid (end) | Registration number | Program | Version | location | Declared unit | Density (kg/m3) | Area density (kg/m2) | Mass per m (kg/m) | Mass per unit (kg/unit) | Water content (bio products) | Reference link | Table name | Table subheading | Material name | Description | Sheet Title | Material class
Downer | Sydney Sustainable Road Resource Centre, Rosehill | AC10 R30 | 63.3 | 63.3 | 0.0531 | 8.41e-05 |  | 31/07/2023 | 30/07/2028 | S-P-08458 | EPD Australasia | 1 | NSW | tonne | 2400 |  |  |  |  | https://epd-australasia.com/wp-content/uploads/2023/08/SP08458-Downer-EPD-AU-Asphalt_Jul23-1.pdf | Asphalt |  | Downer Sydney Sustainable Road Resource Centre, RosehillAC10 R30
Downer | Sydney Sustainable Road Resource Centre, Rosehill | AC14 R30 | 59.1 | 59.1 | 0.0516 | 7.22e-05 |  | 31/07/2023 | 30/07/2028 | S-P-08458 | EPD Australasia | 1 | NSW | tonne | 2400 |  |  |  |  | https://epd-australasia.com/wp-content/uploads/2023/08/SP08458-Downer-EPD-AU-Asphalt_Jul23-1.pdf | Asphalt |  | Downer Sydney Sustainable Road Resource Centre, RosehillAC14 R30
Downer | Sydney Sustainable Road Resource Centre, Rosehill | AC14 A15E R30 H | 94.1 | 94 | 0.116 | 0.000155 |  | 31/07/2023 | 30/07/2028 | S-P-08458 | EPD Australasia | 1 | NSW | tonne | 2400 |  |  |  |  | https://epd-australasia.com/wp-content/uploads/2023/08/SP08458-Downer-EPD-AU-Asphalt_Jul23-1.pdf | Asphalt |  | Downer Sydney Sustainable Road Resource Centre, RosehillAC14 A15E R30 H
Downer | Sydney Sustainable Road Resource Centre, Rosehill | AC14 R20 HD | 75.7 | 75.6 | 0.0574 | 8.32e-05 |  | 31/07/2023 | 30/07/2028 | S-P-08458 | EPD Australasia | 1 | NSW | tonne | 2400 |  |  |  |  | https://epd-australasia.com/wp-content/uploads/2023/08/SP08458-Downer-EPD-AU-Asphalt_Jul23-1.pdf | Asphalt |  | Downer Sydney Sustainable Road Resource Centre, RosehillAC14 R20 HD
Downer | Sydney Sustainable Road Resource Centre, Rosehill | AC14 A15E R10 H DG | 94 | 93.6 | 0.393 | 0.000735 |  | 31/07/2023 | 30/07/2028 | S-P-08458 | EPD Australasia | 1 | NSW | tonne | 2400 |  |  |  |  | https://epd-australasia.com/wp-content/uploads/2023/08/SP08458-Downer-EPD-AU-Asphalt_Jul23-1.pdf | Asphalt |  | Downer Sydney Sustainable Road Resource Centre, RosehillAC14 A15E R10 H DG
Downer | Sydney Sustainable Road Resource Centre, Rosehill | AC20 R30 | 69.4 | 69.3 | 0.0528 | 7.07e-05 |  | 31/07/2023 | 30/07/2028 | S-P-08458 | EPD Australasia | 1 | NSW | tonne | 2400 |  |  |  |  | https://epd-australasia.com/wp-content/uploads/2023/08/SP08458-Downer-EPD-AU-Asphalt_Jul23-1.pdf | Asphalt |  | Downer Sydney Sustainable Road Resource Centre, RosehillAC20 R30
Downer | Sydney Sustainable Road Resource Centre, Rosehill | AC20 R30 G10 | 69.3 | 68 | 1.16 | 0.00239 |  | 31/07/2023 | 30/07/2028 | S-P-08458 | EPD Australasia | 1 | NSW | tonne | 2400 |  |  |  |  | https://epd-australasia.com/wp-content/uploads/2023/08/SP08458-Downer-EPD-AU-Asphalt_Jul23-1.pdf | Asphalt |  | Downer Sydney Sustainable Road Resource Centre, RosehillAC20 R30 G10
Downer | Sydney Sustainable Road Resource Centre, Rosehill | AC28 R30 | 66.4 | 66.3 | 0.0517 | 6.21e-05 |  | 31/07/2023 | 30/07/2028 | S-P-08458 | EPD Australasia | 1 | NSW | tonne | 2400 |  |  |  |  | https://epd-australasia.com/wp-content/uploads/2023/08/SP08458-Downer-EPD-AU-Asphalt_Jul23-1.pdf | Asphalt |  | Downer Sydney Sustainable Road Resource Centre, RosehillAC28 R30
Downer | Bathurst Asphalt Manufacturing Facility | AC07 | 87.1 | 87.1 | 0.061 | 0.000131 |  | 31/07/2023 | 30/07/2028 | S-P-08458 | EPD Australasia | 1 | NSW | tonne | 2400 |  |  |  |  | https://epd-australasia.com/wp-content/uploads/2023/08/SP08458-Downer-EPD-AU-Asphalt_Jul23-1.pdf | Asphalt |  | Downer Bathurst Asphalt Manufacturing FacilityAC07
Downer | Bathurst Asphalt Manufacturing Facility | AC10 R10 | 79.3 | 79.3 | 0.0563 | 0.000116 |  | 31/07/2023 | 30/07/2028 | S-P-08458 | EPD Australasia | 1 | NSW | tonne | 2400 |  |  |  |  | https://epd-australasia.com/wp-content/uploads/2023/08/SP08458-Downer-EPD-AU-Asphalt_Jul23-1.pdf | Asphalt |  | Downer Bathurst Asphalt Manufacturing FacilityAC10 R10
Downer | Bathurst Asphalt Manufacturing Facility | AC14 R10 H | 86.2 | 86.2 | 0.0553 | 0.000102 |  | 31/07/2023 | 30/07/2028 | S-P-08458 | EPD Australasia | 1 | NSW | tonne | 2400 |  |  |  |  | https://epd-australasia.com/wp-content/uploads/2023/08/SP08458-Downer-EPD-AU-Asphalt_Jul23-1.pdf | Asphalt |  | Downer Bathurst Asphalt Manufacturing FacilityAC14 R10 H
Downer | Bathurst Asphalt Manufacturing Facility | AC14 A15E R10 H | 99.2 | 99.1 | 0.106 | 0.000159 |  | 31/07/2023 | 30/07/2028 | S-P-08458 | EPD Australasia | 1 | NSW | tonne | 2400 |  |  |  |  | https://epd-australasia.com/wp-content/uploads/2023/08/SP08458-Downer-EPD-AU-Asphalt_Jul23-1.pdf | Asphalt |  | Downer Bathurst Asphalt Manufacturing FacilityAC14 A15E R10 H
Downer | Bathurst Asphalt Manufacturing Facility | AC14 A15E H S | 127 | 127 | 0.141 | 0.000182 |  | 31/07/2023 | 30/07/2028 | S-P-08458 | EPD Australasia | 1 | NSW | tonne | 2400 |  |  |  |  | https://epd-australasia.com/wp-content/uploads/2023/08/SP08458-Downer-EPD-AU-Asphalt_Jul23-1.pdf | Asphalt |  | Downer Bathurst Asphalt Manufacturing FacilityAC14 A15E H S
Downer | Bathurst Asphalt Manufacturing Facility | AC20 R10 | 85 | 85 | 0.0554 | 0.0001 |  | 31/07/2023 | 30/07/2028 | S-P-08458 | EPD Australasia | 1 | NSW | tonne | 2400 |  |  |  |  | https://epd-australasia.com/wp-content/uploads/2023/08/SP08458-Downer-EPD-AU-Asphalt_Jul23-1.pdf | Asphalt |  | Downer Bathurst Asphalt Manufacturing FacilityAC20 R10
Downer | Bathurst Asphalt Manufacturing Facility | CM07 Cold Mix | 58.2 | 58.1 | 0.11 | 9.58e-05 |  | 31/07/2023 | 30/07/2028 | S-P-08458 | EPD Australasia | 1 | NSW | tonne | 2400 |  |  |  |  | https://epd-australasia.com/wp-content/uploads/2023/08/SP08458-Downer-EPD-AU-Asphalt_Jul23-1.pdf | Asphalt |  | Downer Bathurst Asphalt Manufacturing FacilityCM07 Cold Mix
Downer | Teralba Asphalt Manufacturing Facility | AC10 R20 | 80.9 | 80.8 | 0.0661 | 0.000103 |  | 31/07/2023 | 30/07/2028 | S-P-08458 | EPD Australasia | 1 | NSW | tonne | 2400 |  |  |  |  | https://epd-australasia.com/wp-content/uploads/2023/08/SP08458-Downer-EPD-AU-Asphalt_Jul23-1.pdf | Asphalt |  | Downer Teralba Asphalt Manufacturing FacilityAC10 R20
Downer | Teralba Asphalt Manufacturing Facility | AC14 | 82.1 | 82 | 0.0721 | 0.000103 |  | 31/07/2023 | 30/07/2028 | S-P-08458 | EPD Australasia | 1 | NSW | tonne | 2400 |  |  |  |  | https://epd-australasia.com/wp-content/uploads/2023/08/SP08458-Downer-EPD-AU-Asphalt_Jul23-1.pdf | Asphalt |  | Downer Teralba Asphalt Manufacturing FacilityAC14
Downer | Teralba Asphalt Manufacturing Facility | AC14 R10 H | 79 | 78.9 | 0.0672 | 9.43e-05 |  | 31/07/2023 | 30/07/2028 | S-P-08458 | EPD Australasia | 1 | NSW | tonne | 2400 |  |  |  |  | https://epd-australasia.com/wp-content/uploads/2023/08/SP08458-Downer-EPD-AU-Asphalt_Jul23-1.pdf | Asphalt |  | Downer Teralba Asphalt Manufacturing FacilityAC14 R10 H
Downer | Teralba Asphalt Manufacturing Facility | AC14 R20 H | 76.6 | 76.5 | 0.0644 | 8.75e-05 |  | 31/07/2023 | 30/07/2028 | S-P-08458 | EPD Australasia | 1 | NSW | tonne | 2400 |  |  |  |  | https://epd-australasia.com/wp-content/uploads/2023/08/SP08458-Downer-EPD-AU-Asphalt_Jul23-1.pdf | Asphalt |  | Downer Teralba Asphalt Manufacturing FacilityAC14 R20 H
Downer | Teralba Asphalt Manufacturing Facility | AC14 R10 H Reconophalt | 78.3 | 78.3 | 0.0674 | 9.25e-05 |  | 31/07/2023 | 30/07/2028 | S-P-08458 | EPD Australasia | 1 | NSW | tonne | 2400 |  |  |  |  | https://epd-australasia.com/wp-content/uploads/2023/08/SP08458-Downer-EPD-AU-Asphalt_Jul23-1.pdf | Asphalt |  | Downer Teralba Asphalt Manufacturing FacilityAC14 R10 H Reconophalt
Downer | Teralba Asphalt Manufacturing Facility | AC14 R10 H DG | 78.6 | 78.6 | 0.067 | 9.42e-05 |  | 31/07/2023 | 30/07/2028 | S-P-08458 | EPD Australasia | 1 | NSW | tonne | 2400 |  |  |  |  | https://epd-australasia.com/wp-content/uploads/2023/08/SP08458-Downer-EPD-AU-Asphalt_Jul23-1.pdf | Asphalt |  | Downer Teralba Asphalt Manufacturing FacilityAC14 R10 H DG
Downer | Teralba Asphalt Manufacturing Facility | AC20 R25 H | 73.2 | 73.1 | 0.0615 | 7.87e-05 |  | 31/07/2023 | 30/07/2028 | S-P-08458 | EPD Australasia | 1 | NSW | tonne | 2400 |  |  |  |  | https://epd-australasia.com/wp-content/uploads/2023/08/SP08458-Downer-EPD-AU-Asphalt_Jul23-1.pdf | Asphalt |  | Downer Teralba Asphalt Manufacturing FacilityAC20 R25 H
Downer | Lismore Asphalt Manufacturing Facility | AC07 | 67.9 | 67.9 | 0.0616 | 0.000114 |  | 31/07/2023 | 30/07/2028 | S-P-08458 | EPD Australasia | 1 | NSW | tonne | 2400 |  |  |  |  | https://epd-australasia.com/wp-content/uploads/2023/08/SP08458-Downer-EPD-AU-Asphalt_Jul23-1.pdf | Asphalt |  | Downer Lismore Asphalt Manufacturing FacilityAC07
Downer | Lismore Asphalt Manufacturing Facility | AC10 H | 74.8 | 74.7 | 0.0649 | 0.000113 |  | 31/07/2023 | 30/07/2028 | S-P-08458 | EPD Australasia | 1 | NSW | tonne | 2400 |  |  |  |  | https://epd-australasia.com/wp-content/uploads/2023/08/SP08458-Downer-EPD-AU-Asphalt_Jul23-1.pdf | Asphalt |  | Downer Lismore Asphalt Manufacturing FacilityAC10 H
Downer | Lismore Asphalt Manufacturing Facility | AC10 | 67.8 | 67.7 | 0.0651 | 0.000117 |  | 31/07/2023 | 30/07/2028 | S-P-08458 | EPD Australasia | 1 | NSW | tonne | 2400 |  |  |  |  | https://epd-australasia.com/wp-content/uploads/2023/08/SP08458-Downer-EPD-AU-Asphalt_Jul23-1.pdf | Asphalt |  | Downer Lismore Asphalt Manufacturing FacilityAC10
Downer | Lismore Asphalt Manufacturing Facility | AC14 | 66.2 | 66.2 | 0.0656 | 0.000111 |  | 31/07/2023 | 30/07/2028 | S-P-08458 | EPD Australasia | 1 | NSW | tonne | 2400 |  |  |  |  | https://epd-australasia.com/wp-content/uploads/2023/08/SP08458-Downer-EPD-AU-Asphalt_Jul23-1.pdf | Asphalt |  | Downer Lismore Asphalt Manufacturing FacilityAC14
Downer | Lismore Asphalt Manufacturing Facility | AC20 R15 | 58.8 | 58.8 | 0.0581 | 8.91e-05 |  | 31/07/2023 | 30/07/2028 | S-P-08458 | EPD Australasia | 1 | NSW | tonne | 2400 |  |  |  |  | https://epd-australasia.com/wp-content/uploads/2023/08/SP08458-Downer-EPD-AU-Asphalt_Jul23-1.pdf | Asphalt |  | Downer Lismore Asphalt Manufacturing FacilityAC20 R15
Downer | Hume Asphalt Manufacturing Facility | AC10 R20 Reconophalt | 76.3 | 76 | 0.346 | 0.000684 |  | 31/07/2023 | 30/07/2028 | S-P-08458 | EPD Australasia | 1 | VIC | tonne | 2400 |  |  |  |  | https://epd-australasia.com/wp-content/uploads/2023/08/SP08458-Downer-EPD-AU-Asphalt_Jul23-1.pdf | Asphalt |  | Downer Hume Asphalt Manufacturing FacilityAC10 R20 Reconophalt
Downer | Hume Asphalt Manufacturing Facility | AC10 H | 78.3 | 78.2 | 0.0757 | 0.000104 |  | 31/07/2023 | 30/07/2028 | S-P-08458 | EPD Australasia | 1 | VIC | tonne | 2400 |  |  |  |  | https://epd-australasia.com/wp-content/uploads/2023/08/SP08458-Downer-EPD-AU-Asphalt_Jul23-1.pdf | Asphalt |  | Downer Hume Asphalt Manufacturing FacilityAC10 H
Downer | Hume Asphalt Manufacturing Facility | AC10 R15 H | 77.4 | 77.3 | 0.0723 | 0.000104 |  | 31/07/2023 | 30/07/2028 | S-P-08458 | EPD Australasia | 1 | VIC | tonne | 2400 |  |  |  |  | https://epd-australasia.com/wp-content/uploads/2023/08/SP08458-Downer-EPD-AU-Asphalt_Jul23-1.pdf | Asphalt |  | Downer Hume Asphalt Manufacturing FacilityAC10 R15 H
Downer | Hume Asphalt Manufacturing Facility | AC14 H | 76.4 | 76.3 | 0.0747 | 9.71e-05 |  | 31/07/2023 | 30/07/2028 | S-P-08458 | EPD Australasia | 1 | VIC | tonne | 2400 |  |  |  |  | https://epd-australasia.com/wp-content/uploads/2023/08/SP08458-Downer-EPD-AU-Asphalt_Jul23-1.pdf | Asphalt |  | Downer Hume Asphalt Manufacturing FacilityAC14 H
Downer | Hume Asphalt Manufacturing Facility | AC14 R15 | 71.4 | 71.1 | 0.344 | 0.000665 |  | 31/07/2023 | 30/07/2028 | S-P-08458 | EPD Australasia | 1 | VIC | tonne | 2400 |  |  |  |  | https://epd-australasia.com/wp-content/uploads/2023/08/SP08458-Downer-EPD-AU-Asphalt_Jul23-1.pdf | Asphalt |  | Downer Hume Asphalt Manufacturing FacilityAC14 R15
Downer | Hume Asphalt Manufacturing Facility | AC14 AE15 R10 | 90.7 | 90.3 | 0.408 | 0.000742 |  | 31/07/2023 | 30/07/2028 | S-P-08458 | EPD Australasia | 1 | VIC | tonne | 2400 |  |  |  |  | https://epd-australasia.com/wp-content/uploads/2023/08/SP08458-Downer-EPD-AU-Asphalt_Jul23-1.pdf | Asphalt |  | Downer Hume Asphalt Manufacturing FacilityAC14 AE15 R10
Downer | Hume Asphalt Manufacturing Facility | AC14 R20 HD | 73.3 | 72.9 | 0.345 | 0.000672 |  | 31/07/2023 | 30/07/2028 | S-P-08458 | EPD Australasia | 1 | VIC | tonne | 2400 |  |  |  |  | https://epd-australasia.com/wp-content/uploads/2023/08/SP08458-Downer-EPD-AU-Asphalt_Jul23-1.pdf | Asphalt |  | Downer Hume Asphalt Manufacturing FacilityAC14 R20 HD
Downer | Bayswater Asphalt Manufacturing Facility | AC10 R19 H N 302151 | 59 | 58.9 | 0.0535 | 7.45e-05 |  | 31/07/2023 | 30/07/2028 | S-P-08458 | EPD Australasia | 1 | VIC | tonne | 2400 |  |  |  |  | https://epd-australasia.com/wp-content/uploads/2023/08/SP08458-Downer-EPD-AU-Asphalt_Jul23-1.pdf | Asphalt |  | Downer Bayswater Asphalt Manufacturing FacilityAC10 R19 H N 302151
Downer | Bayswater Asphalt Manufacturing Facility | SMA10 A10E H Castella 302176C | 91 | 91.1 | -0.0257 | 0.000318 |  | 31/07/2023 | 30/07/2028 | S-P-08458 | EPD Australasia | 1 | VIC | tonne | 2400 |  |  |  |  | https://epd-australasia.com/wp-content/uploads/2023/08/SP08458-Downer-EPD-AU-Asphalt_Jul23-1.pdf | Asphalt |  | Downer Bayswater Asphalt Manufacturing FacilitySMA10 A10E H Castella 302176C
Downer | Bayswater Asphalt Manufacturing Facility | AC14 H N 302252 | 58.8 | 58.7 | 0.0537 | 7.29e-05 |  | 31/07/2023 | 30/07/2028 | S-P-08458 | EPD Australasia | 1 | VIC | tonne | 2400 |  |  |  |  | https://epd-australasia.com/wp-content/uploads/2023/08/SP08458-Downer-EPD-AU-Asphalt_Jul23-1.pdf | Asphalt |  | Downer Bayswater Asphalt Manufacturing FacilityAC14 H N 302252
Downer | Bayswater Asphalt Manufacturing Facility | AC14 A10E HP 302278 | 82.7 | 82.6 | 0.126 | 0.000164 |  | 31/07/2023 | 30/07/2028 | S-P-08458 | EPD Australasia | 1 | VIC | tonne | 2400 |  |  |  |  | https://epd-australasia.com/wp-content/uploads/2023/08/SP08458-Downer-EPD-AU-Asphalt_Jul23-1.pdf | Asphalt |  | Downer Bayswater Asphalt Manufacturing FacilityAC14 A10E HP 302278
Downer | Bayswater Asphalt Manufacturing Facility | AC20 R37 SF 302324 | 54.8 | 54.7 | 0.0491 | 7.03e-05 |  | 31/07/2023 | 30/07/2028 | S-P-08458 | EPD Australasia | 1 | VIC | tonne | 2400 |  |  |  |  | https://epd-australasia.com/wp-content/uploads/2023/08/SP08458-Downer-EPD-AU-Asphalt_Jul23-1.pdf | Asphalt |  | Downer Bayswater Asphalt Manufacturing FacilityAC20 R37 SF 302324
Downer | Bayswater Asphalt Manufacturing Facility | AC20 R29 SI 302313 | 51.8 | 51.8 | 0.0488 | 5.53e-05 |  | 31/07/2023 | 30/07/2028 | S-P-08458 | EPD Australasia | 1 | VIC | tonne | 2400 |  |  |  |  | https://epd-australasia.com/wp-content/uploads/2023/08/SP08458-Downer-EPD-AU-Asphalt_Jul23-1.pdf | Asphalt |  | Downer Bayswater Asphalt Manufacturing FacilityAC20 R29 SI 302313
Downer | Somerton Asphalt Manufacturing Facility | AC10 R19 H N 303152 | 65 | 65 | 0.0486 | 8.11e-05 |  | 31/07/2023 | 30/07/2028 | S-P-08458 | EPD Australasia | 1 | VIC | tonne | 2400 |  |  |  |  | https://epd-australasia.com/wp-content/uploads/2023/08/SP08458-Downer-EPD-AU-Asphalt_Jul23-1.pdf | Asphalt |  | Downer Somerton Asphalt Manufacturing FacilityAC10 R19 H N 303152
Downer | Somerton Asphalt Manufacturing Facility | AC14 R19 N H 303252 | 60.4 | 60.3 | 0.0478 | 7.04e-05 |  | 31/07/2023 | 30/07/2028 | S-P-08458 | EPD Australasia | 1 | VIC | tonne | 2400 |  |  |  |  | https://epd-australasia.com/wp-content/uploads/2023/08/SP08458-Downer-EPD-AU-Asphalt_Jul23-1.pdf | Asphalt |  | Downer Somerton Asphalt Manufacturing FacilityAC14 R19 N H 303252
Downer | Somerton Asphalt Manufacturing Facility | AC14 V 303235 | 60.6 | 60.6 | 0.0527 | 8.41e-05 |  | 31/07/2023 | 30/07/2028 | S-P-08458 | EPD Australasia | 1 | VIC | tonne | 2400 |  |  |  |  | https://epd-australasia.com/wp-content/uploads/2023/08/SP08458-Downer-EPD-AU-Asphalt_Jul23-1.pdf | Asphalt |  | Downer Somerton Asphalt Manufacturing FacilityAC14 V 303235
Downer | Somerton Asphalt Manufacturing Facility | AC20 R38 SF 303324 | 49.6 | 49.6 | 0.0414 | 6.98e-05 |  | 31/07/2023 | 30/07/2028 | S-P-08458 | EPD Australasia | 1 | VIC | tonne | 2400 |  |  |  |  | https://epd-australasia.com/wp-content/uploads/2023/08/SP08458-Downer-EPD-AU-Asphalt_Jul23-1.pdf | Asphalt |  | Downer Somerton Asphalt Manufacturing FacilityAC20 R38 SF 303324
Downer | Somerton Asphalt Manufacturing Facility | AC20 R29 SI 303313 | 49.1 | 49 | 0.0411 | 5.89e-05 |  | 31/07/2023 | 30/07/2028 | S-P-08458 | EPD Australasia | 1 | VIC | tonne | 2400 |  |  |  |  | https://epd-australasia.com/wp-content/uploads/2023/08/SP08458-Downer-EPD-AU-Asphalt_Jul23-1.pdf | Asphalt |  | Downer Somerton Asphalt Manufacturing FacilityAC20 R29 SI 303313
Downer | Somerton Asphalt Manufacturing Facility | AC20 C600 SS 303316 | 56.5 | 56.4 | 0.0538 | 8.08e-05 |  | 31/07/2023 | 30/07/2028 | S-P-08458 | EPD Australasia | 1 | VIC | tonne | 2400 |  |  |  |  | https://epd-australasia.com/wp-content/uploads/2023/08/SP08458-Downer-EPD-AU-Asphalt_Jul23-1.pdf | Asphalt |  | Downer Somerton Asphalt Manufacturing FacilityAC20 C600 SS 303316
Downer | Wodonga Asphalt Manufacturing Facility | AC10 R15 H | 77.9 | 77.9 | 0.0606 | 0.000105 |  | 31/07/2023 | 30/07/2028 | S-P-08458 | EPD Australasia | 1 | VIC | tonne | 2400 |  |  |  |  | https://epd-australasia.com/wp-content/uploads/2023/08/SP08458-Downer-EPD-AU-Asphalt_Jul23-1.pdf | Asphalt |  | Downer Wodonga Asphalt Manufacturing FacilityAC10 R15 H
Downer | Wodonga Asphalt Manufacturing Facility | AC10 R10 Reconophalt | 78.7 | 78.6 | 0.0617 | 0.000105 |  | 31/07/2023 | 30/07/2028 | S-P-08458 | EPD Australasia | 1 | VIC | tonne | 2400 |  |  |  |  | https://epd-australasia.com/wp-content/uploads/2023/08/SP08458-Downer-EPD-AU-Asphalt_Jul23-1.pdf | Asphalt |  | Downer Wodonga Asphalt Manufacturing FacilityAC10 R10 Reconophalt
Downer | Wodonga Asphalt Manufacturing Facility | AC14 R10 H | 79.6 | 79.6 | 0.0628 | 0.000106 |  | 31/07/2023 | 30/07/2028 | S-P-08458 | EPD Australasia | 1 | VIC | tonne | 2400 |  |  |  |  | https://epd-australasia.com/wp-content/uploads/2023/08/SP08458-Downer-EPD-AU-Asphalt_Jul23-1.pdf | Asphalt |  | Downer Wodonga Asphalt Manufacturing FacilityAC14 R10 H
Downer | Wodonga Asphalt Manufacturing Facility | AC14 R20 H | 77.6 | 77.5 | 0.0598 | 0.000105 |  | 31/07/2023 | 30/07/2028 | S-P-08458 | EPD Australasia | 1 | VIC | tonne | 2400 |  |  |  |  | https://epd-australasia.com/wp-content/uploads/2023/08/SP08458-Downer-EPD-AU-Asphalt_Jul23-1.pdf | Asphalt |  | Downer Wodonga Asphalt Manufacturing FacilityAC14 R20 H
Downer | Wodonga Asphalt Manufacturing Facility | AC14 R10 H G | 79.6 | 79.6 | 0.0628 | 0.000106 |  | 31/07/2023 | 30/07/2028 | S-P-08458 | EPD Australasia | 1 | VIC | tonne | 2400 |  |  |  |  | https://epd-australasia.com/wp-content/uploads/2023/08/SP08458-Downer-EPD-AU-Asphalt_Jul23-1.pdf | Asphalt |  | Downer Wodonga Asphalt Manufacturing FacilityAC14 R10 H G
Downer | Wodonga Asphalt Manufacturing Facility | AC20 R20 | 78.4 | 78.4 | 0.0608 | 0.000105 |  | 31/07/2023 | 30/07/2028 | S-P-08458 | EPD Australasia | 1 | VIC | tonne | 2400 |  |  |  |  | https://epd-australasia.com/wp-content/uploads/2023/08/SP08458-Downer-EPD-AU-Asphalt_Jul23-1.pdf | Asphalt |  | Downer Wodonga Asphalt Manufacturing FacilityAC20 R20
Downer | Shepparton Asphalt Manufacturing Facility | AC07 R9 NH | 78.1 | 78.1 | 0.083 | 0.000109 |  | 31/07/2023 | 30/07/2028 | S-P-08458 | EPD Australasia | 1 | VIC | tonne | 2400 |  |  |  |  | https://epd-australasia.com/wp-content/uploads/2023/08/SP08458-Downer-EPD-AU-Asphalt_Jul23-1.pdf | Asphalt |  | Downer Shepparton Asphalt Manufacturing FacilityAC07 R9 NH
Downer | Shepparton Asphalt Manufacturing Facility | AC10 R10 NH | 74.4 | 74.3 | 0.081 | 9.55e-05 |  | 31/07/2023 | 30/07/2028 | S-P-08458 | EPD Australasia | 1 | VIC | tonne | 2400 |  |  |  |  | https://epd-australasia.com/wp-content/uploads/2023/08/SP08458-Downer-EPD-AU-Asphalt_Jul23-1.pdf | Asphalt |  | Downer Shepparton Asphalt Manufacturing FacilityAC10 R10 NH
Downer | Shepparton Asphalt Manufacturing Facility | AC14 R10 H | 73.8 | 73.7 | 0.0811 | 9.08e-05 |  | 31/07/2023 | 30/07/2028 | S-P-08458 | EPD Australasia | 1 | VIC | tonne | 2400 |  |  |  |  | https://epd-australasia.com/wp-content/uploads/2023/08/SP08458-Downer-EPD-AU-Asphalt_Jul23-1.pdf | Asphalt |  | Downer Shepparton Asphalt Manufacturing FacilityAC14 R10 H
Downer | Shepparton Asphalt Manufacturing Facility | AC20 R20 SI | 71.8 | 71.8 | 0.0804 | 8.58e-05 |  | 31/07/2023 | 30/07/2028 | S-P-08458 | EPD Australasia | 1 | VIC | tonne | 2400 |  |  |  |  | https://epd-australasia.com/wp-content/uploads/2023/08/SP08458-Downer-EPD-AU-Asphalt_Jul23-1.pdf | Asphalt |  | Downer Shepparton Asphalt Manufacturing FacilityAC20 R20 SI
Downer | Gippsland Asphalt Manufacturing Facility | AC10 | 77.6 | 77.5 | 0.0577 | 0.000112 |  | 31/07/2023 | 30/07/2028 | S-P-08458 | EPD Australasia | 1 | VIC | tonne | 2400 |  |  |  |  | https://epd-australasia.com/wp-content/uploads/2023/08/SP08458-Downer-EPD-AU-Asphalt_Jul23-1.pdf | Asphalt |  | Downer Gippsland Asphalt Manufacturing FacilityAC10
Downer | Gippsland Asphalt Manufacturing Facility | AC14 | 74.9 | 74.9 | 0.0561 | 0.000101 |  | 31/07/2023 | 30/07/2028 | S-P-08458 | EPD Australasia | 1 | VIC | tonne | 2400 |  |  |  |  | https://epd-australasia.com/wp-content/uploads/2023/08/SP08458-Downer-EPD-AU-Asphalt_Jul23-1.pdf | Asphalt |  | Downer Gippsland Asphalt Manufacturing FacilityAC14
Downer | Gippsland Asphalt Manufacturing Facility | AC20 | 73.4 | 73.4 | 0.0563 | 9.54e-05 |  | 31/07/2023 | 30/07/2028 | S-P-08458 | EPD Australasia | 1 | VIC | tonne | 2400 |  |  |  |  | https://epd-australasia.com/wp-content/uploads/2023/08/SP08458-Downer-EPD-AU-Asphalt_Jul23-1.pdf | Asphalt |  | Downer Gippsland Asphalt Manufacturing FacilityAC20
Downer | Lindisfarne Asphalt Manufacturing Facility | AC07 Type L,N | 63.6 | 63.5 | 0.196 | 0.000106 |  | 31/07/2023 | 30/07/2028 | S-P-08458 | EPD Australasia | 1 | TAS | tonne | 2400 |  |  |  |  | https://epd-australasia.com/wp-content/uploads/2023/08/SP08458-Downer-EPD-AU-Asphalt_Jul23-1.pdf | Asphalt |  | Downer Lindisfarne Asphalt Manufacturing FacilityAC07 Type L,N
Downer | Lindisfarne Asphalt Manufacturing Facility | AC10 R10 Reconophalt | 63.9 | 63.1 | 0.724 | 0.00121 |  | 31/07/2023 | 30/07/2028 | S-P-08458 | EPD Australasia | 1 | TAS | tonne | 2400 |  |  |  |  | https://epd-australasia.com/wp-content/uploads/2023/08/SP08458-Downer-EPD-AU-Asphalt_Jul23-1.pdf | Asphalt |  | Downer Lindisfarne Asphalt Manufacturing FacilityAC10 R10 Reconophalt
Downer | Lindisfarne Asphalt Manufacturing Facility | AC10 Type L | 60.4 | 60.2 | 0.196 | 9.66e-05 |  | 31/07/2023 | 30/07/2028 | S-P-08458 | EPD Australasia | 1 | TAS | tonne | 2400 |  |  |  |  | https://epd-australasia.com/wp-content/uploads/2023/08/SP08458-Downer-EPD-AU-Asphalt_Jul23-1.pdf | Asphalt |  | Downer Lindisfarne Asphalt Manufacturing FacilityAC10 Type L
Downer | Lindisfarne Asphalt Manufacturing Facility | AC14 Type H | 61.9 | 61.7 | 0.196 | 8.87e-05 |  | 31/07/2023 | 30/07/2028 | S-P-08458 | EPD Australasia | 1 | TAS | tonne | 2400 |  |  |  |  | https://epd-australasia.com/wp-content/uploads/2023/08/SP08458-Downer-EPD-AU-Asphalt_Jul23-1.pdf | Asphalt |  | Downer Lindisfarne Asphalt Manufacturing FacilityAC14 Type H
Downer | Lindisfarne Asphalt Manufacturing Facility | AC14 Type L | 58.1 | 57.9 | 0.195 | 8.81e-05 |  | 31/07/2023 | 30/07/2028 | S-P-08458 | EPD Australasia | 1 | TAS | tonne | 2400 |  |  |  |  | https://epd-australasia.com/wp-content/uploads/2023/08/SP08458-Downer-EPD-AU-Asphalt_Jul23-1.pdf | Asphalt |  | Downer Lindisfarne Asphalt Manufacturing FacilityAC14 Type L
Downer | Mowbray Asphalt Manufacturing Facility | AC07 Type L,N | 60.1 | 60 | 0.143 | 9.69e-05 |  | 31/07/2023 | 30/07/2028 | S-P-08458 | EPD Australasia | 1 | TAS | tonne | 2400 |  |  |  |  | https://epd-australasia.com/wp-content/uploads/2023/08/SP08458-Downer-EPD-AU-Asphalt_Jul23-1.pdf | Asphalt |  | Downer Mowbray Asphalt Manufacturing FacilityAC07 Type L,N
Downer | Mowbray Asphalt Manufacturing Facility | AC10 Type L | 55.5 | 55.4 | 0.142 | 8.63e-05 |  | 31/07/2023 | 30/07/2028 | S-P-08458 | EPD Australasia | 1 | TAS | tonne | 2400 |  |  |  |  | https://epd-australasia.com/wp-content/uploads/2023/08/SP08458-Downer-EPD-AU-Asphalt_Jul23-1.pdf | Asphalt |  | Downer Mowbray Asphalt Manufacturing FacilityAC10 Type L
Downer | Mowbray Asphalt Manufacturing Facility | AC10 Type N | 61.1 | 61 | 0.143 | 8.72e-05 |  | 31/07/2023 | 30/07/2028 | S-P-08458 | EPD Australasia | 1 | TAS | tonne | 2400 |  |  |  |  | https://epd-australasia.com/wp-content/uploads/2023/08/SP08458-Downer-EPD-AU-Asphalt_Jul23-1.pdf | Asphalt |  | Downer Mowbray Asphalt Manufacturing FacilityAC10 Type N
Downer | Mowbray Asphalt Manufacturing Facility | AC14 Type H | 57.9 | 57.8 | 0.144 | 8.17e-05 |  | 31/07/2023 | 30/07/2028 | S-P-08458 | EPD Australasia | 1 | TAS | tonne | 2400 |  |  |  |  | https://epd-australasia.com/wp-content/uploads/2023/08/SP08458-Downer-EPD-AU-Asphalt_Jul23-1.pdf | Asphalt |  | Downer Mowbray Asphalt Manufacturing FacilityAC14 Type H
Downer | Mowbray Asphalt Manufacturing Facility | AC14 PSV 54 Type H | 61.8 | 61.6 | 0.146 | 8.99e-05 |  | 31/07/2023 | 30/07/2028 | S-P-08458 | EPD Australasia | 1 | TAS | tonne | 2400 |  |  |  |  | https://epd-australasia.com/wp-content/uploads/2023/08/SP08458-Downer-EPD-AU-Asphalt_Jul23-1.pdf | Asphalt |  | Downer Mowbray Asphalt Manufacturing FacilityAC14 PSV 54 Type H
Downer | Mowbray Asphalt Manufacturing Facility | AC14 PSV54 Type N | 61.8 | 61.6 | 0.146 | 8.99e-05 |  | 31/07/2023 | 30/07/2028 | S-P-08458 | EPD Australasia | 1 | TAS | tonne | 2400 |  |  |  |  | https://epd-australasia.com/wp-content/uploads/2023/08/SP08458-Downer-EPD-AU-Asphalt_Jul23-1.pdf | Asphalt |  | Downer Mowbray Asphalt Manufacturing FacilityAC14 PSV54 Type N
Downer | Mowbray Asphalt Manufacturing Facility | AC14 Type N | 57.9 | 57.8 | 0.144 | 8.17e-05 |  | 31/07/2023 | 30/07/2028 | S-P-08458 | EPD Australasia | 1 | TAS | tonne | 2400 |  |  |  |  | https://epd-australasia.com/wp-content/uploads/2023/08/SP08458-Downer-EPD-AU-Asphalt_Jul23-1.pdf | Asphalt |  | Downer Mowbray Asphalt Manufacturing FacilityAC14 Type N
Downer | Adelaide Sustainable Road Resource Centre, Wingfield | AC10 A15E R10 M | 77.6 | 77.5 | 0.106 | 0.000143 |  | 31/07/2023 | 30/07/2028 | S-P-08458 | EPD Australasia | 1 | SA | tonne | 2400 |  |  |  |  | https://epd-australasia.com/wp-content/uploads/2023/08/SP08458-Downer-EPD-AU-Asphalt_Jul23-1.pdf | Asphalt |  | Downer Adelaide Sustainable Road Resource Centre, WingfieldAC10 A15E R10 M
Downer | Adelaide Sustainable Road Resource Centre, Wingfield | AC10 A5E R20 L | 76.4 | 76.3 | 0.113 | 0.000158 |  | 31/07/2023 | 30/07/2028 | S-P-08458 | EPD Australasia | 1 | SA | tonne | 2400 |  |  |  |  | https://epd-australasia.com/wp-content/uploads/2023/08/SP08458-Downer-EPD-AU-Asphalt_Jul23-1.pdf | Asphalt |  | Downer Adelaide Sustainable Road Resource Centre, WingfieldAC10 A5E R20 L
Downer | Adelaide Sustainable Road Resource Centre, Wingfield | AC10 A5E R10 M | 83.4 | 83.3 | 0.124 | 0.000178 |  | 31/07/2023 | 30/07/2028 | S-P-08458 | EPD Australasia | 1 | SA | tonne | 2400 |  |  |  |  | https://epd-australasia.com/wp-content/uploads/2023/08/SP08458-Downer-EPD-AU-Asphalt_Jul23-1.pdf | Asphalt |  | Downer Adelaide Sustainable Road Resource Centre, WingfieldAC10 A5E R10 M
Downer | Adelaide Sustainable Road Resource Centre, Wingfield | AC10 A5E R20 M | 79.7 | 79.6 | 0.118 | 0.00017 |  | 31/07/2023 | 30/07/2028 | S-P-08458 | EPD Australasia | 1 | SA | tonne | 2400 |  |  |  |  | https://epd-australasia.com/wp-content/uploads/2023/08/SP08458-Downer-EPD-AU-Asphalt_Jul23-1.pdf | Asphalt |  | Downer Adelaide Sustainable Road Resource Centre, WingfieldAC10 A5E R20 M
Downer | Adelaide Sustainable Road Resource Centre, Wingfield | AC10 R30 Reconophalt Fine | 60.1 | 60.1 | 0.0493 | 8.62e-05 |  | 31/07/2023 | 30/07/2028 | S-P-08458 | EPD Australasia | 1 | SA | tonne | 2400 |  |  |  |  | https://epd-australasia.com/wp-content/uploads/2023/08/SP08458-Downer-EPD-AU-Asphalt_Jul23-1.pdf | Asphalt |  | Downer Adelaide Sustainable Road Resource Centre, WingfieldAC10 R30 Reconophalt Fine
Downer | Adelaide Sustainable Road Resource Centre, Wingfield | AC10 R50 Reconophalt Fine | 53.6 | 53.5 | 0.0431 | 7.14e-05 |  | 31/07/2023 | 30/07/2028 | S-P-08458 | EPD Australasia | 1 | SA | tonne | 2400 |  |  |  |  | https://epd-australasia.com/wp-content/uploads/2023/08/SP08458-Downer-EPD-AU-Asphalt_Jul23-1.pdf | Asphalt |  | Downer Adelaide Sustainable Road Resource Centre, WingfieldAC10 R50 Reconophalt Fine
Downer | Adelaide Sustainable Road Resource Centre, Wingfield | AC7 R10 | 72.3 | 72.2 | 0.0571 | 0.000109 |  | 31/07/2023 | 30/07/2028 | S-P-08458 | EPD Australasia | 1 | SA | tonne | 2400 |  |  |  |  | https://epd-australasia.com/wp-content/uploads/2023/08/SP08458-Downer-EPD-AU-Asphalt_Jul23-1.pdf | Asphalt |  | Downer Adelaide Sustainable Road Resource Centre, WingfieldAC7 R10
Downer | Hope Valley Asphalt Manufacturing Facility | AC10 1E0A00 | 63.5 | 63.4 | 0.0652 | 9.8e-05 |  | 31/07/2023 | 30/07/2028 | S-P-08458 | EPD Australasia | 1 | WA | tonne | 2400 |  |  |  |  | https://epd-australasia.com/wp-content/uploads/2023/08/SP08458-Downer-EPD-AU-Asphalt_Jul23-1.pdf | Asphalt |  | Downer Hope Valley Asphalt Manufacturing FacilityAC10 1E0A00
Downer | Hope Valley Asphalt Manufacturing Facility | AC10 R10 1E0B00 | 60.8 | 60.8 | 0.0612 | 9.24e-05 |  | 31/07/2023 | 30/07/2028 | S-P-08458 | EPD Australasia | 1 | WA | tonne | 2400 |  |  |  |  | https://epd-australasia.com/wp-content/uploads/2023/08/SP08458-Downer-EPD-AU-Asphalt_Jul23-1.pdf | Asphalt |  | Downer Hope Valley Asphalt Manufacturing FacilityAC10 R10 1E0B00
Downer | Hope Valley Asphalt Manufacturing Facility | AC10 R20 1E0D00 | 57.6 | 57.6 | 0.0568 | 8.49e-05 |  | 31/07/2023 | 30/07/2028 | S-P-08458 | EPD Australasia | 1 | WA | tonne | 2400 |  |  |  |  | https://epd-australasia.com/wp-content/uploads/2023/08/SP08458-Downer-EPD-AU-Asphalt_Jul23-1.pdf | Asphalt |  | Downer Hope Valley Asphalt Manufacturing FacilityAC10 R20 1E0D00
Downer | Hope Valley Asphalt Manufacturing Facility | AC20 R23 2C0E00 | 65.7 | 65.7 | 0.0576 | 6.9e-05 |  | 31/07/2023 | 30/07/2028 | S-P-08458 | EPD Australasia | 1 | WA | tonne | 2400 |  |  |  |  | https://epd-australasia.com/wp-content/uploads/2023/08/SP08458-Downer-EPD-AU-Asphalt_Jul23-1.pdf | Asphalt |  | Downer Hope Valley Asphalt Manufacturing FacilityAC20 R23 2C0E00
Downer | Hope Valley Asphalt Manufacturing Facility | EME2 14 | 72.4 | 72.3 | 0.071 | 0.000113 |  | 31/07/2023 | 30/07/2028 | S-P-08458 | EPD Australasia | 1 | WA | tonne | 2400 |  |  |  |  | https://epd-australasia.com/wp-content/uploads/2023/08/SP08458-Downer-EPD-AU-Asphalt_Jul23-1.pdf | Asphalt |  | Downer Hope Valley Asphalt Manufacturing FacilityEME2 14
Downer | Gosnells Asphalt Manufacturing Facility | AC20 R24 2C0E00 | 60.6 | 60.5 | 0.0661 | 6.72e-05 |  | 31/07/2023 | 30/07/2028 | S-P-08458 | EPD Australasia | 1 | WA | tonne | 2400 |  |  |  |  | https://epd-australasia.com/wp-content/uploads/2023/08/SP08458-Downer-EPD-AU-Asphalt_Jul23-1.pdf | Asphalt |  | Downer Gosnells Asphalt Manufacturing FacilityAC20 R24 2C0E00
Downer | Gosnells Asphalt Manufacturing Facility | AC20 C600 R9 2C4B00 | 63 | 62.9 | 0.0702 | 7.21e-05 |  | 31/07/2023 | 30/07/2028 | S-P-08458 | EPD Australasia | 1 | WA | tonne | 2400 |  |  |  |  | https://epd-australasia.com/wp-content/uploads/2023/08/SP08458-Downer-EPD-AU-Asphalt_Jul23-1.pdf | Asphalt |  | Downer Gosnells Asphalt Manufacturing FacilityAC20 C600 R9 2C4B00
Downer | Gosnells Asphalt Manufacturing Facility | AC14 A15E 4B1A00 | 79.3 | 79.2 | 0.125 | 0.000138 |  | 31/07/2023 | 30/07/2028 | S-P-08458 | EPD Australasia | 1 | WA | tonne | 2400 |  |  |  |  | https://epd-australasia.com/wp-content/uploads/2023/08/SP08458-Downer-EPD-AU-Asphalt_Jul23-1.pdf | Asphalt |  | Downer Gosnells Asphalt Manufacturing FacilityAC14 A15E 4B1A00
Downer | Albany Asphalt Manufacturing Facility | AC 07 | 71 | 70.9 | 0.0719 | 0.000114 |  | 31/07/2023 | 30/07/2028 | S-P-08458 | EPD Australasia | 1 | WA | tonne | 2400 |  |  |  |  | https://epd-australasia.com/wp-content/uploads/2023/08/SP08458-Downer-EPD-AU-Asphalt_Jul23-1.pdf | Asphalt |  | Downer Albany Asphalt Manufacturing FacilityAC 07
Downer | Albany Asphalt Manufacturing Facility | AC10 | 70.4 | 70.4 | 0.0716 | 0.000112 |  | 31/07/2023 | 30/07/2028 | S-P-08458 | EPD Australasia | 1 | WA | tonne | 2400 |  |  |  |  | https://epd-australasia.com/wp-content/uploads/2023/08/SP08458-Downer-EPD-AU-Asphalt_Jul23-1.pdf | Asphalt |  | Downer Albany Asphalt Manufacturing FacilityAC10
Downer | Albany Asphalt Manufacturing Facility | AC14 | 65.2 | 65.1 | 0.0686 | 9.47e-05 |  | 31/07/2023 | 30/07/2028 | S-P-08458 | EPD Australasia | 1 | WA | tonne | 2400 |  |  |  |  | https://epd-australasia.com/wp-content/uploads/2023/08/SP08458-Downer-EPD-AU-Asphalt_Jul23-1.pdf | Asphalt |  | Downer Albany Asphalt Manufacturing FacilityAC14
Downer | Berrimah Asphalt Manufacturing Facility | AC10 A15E Type 2 | 116 | 116 | 0.27 | 0.000154 |  | 31/07/2023 | 30/07/2028 | S-P-08458 | EPD Australasia | 1 | NSW | tonne | 2400 |  |  |  |  | https://epd-australasia.com/wp-content/uploads/2023/08/SP08458-Downer-EPD-AU-Asphalt_Jul23-1.pdf | Asphalt |  | Downer Berrimah Asphalt Manufacturing FacilityAC10 A15E Type 2
Downer | Berrimah Asphalt Manufacturing Facility | AC20 A15E Type 4 | 110 | 110 | 0.262 | 0.000137 |  | 31/07/2023 | 30/07/2028 | S-P-08458 | EPD Australasia | 1 | NSW | tonne | 2400 |  |  |  |  | https://epd-australasia.com/wp-content/uploads/2023/08/SP08458-Downer-EPD-AU-Asphalt_Jul23-1.pdf | Asphalt |  | Downer Berrimah Asphalt Manufacturing FacilityAC20 A15E Type 4
Downer | Berrimah Asphalt Manufacturing Facility | AC14 A15E Type 5 | 114 | 114 | 0.267 | 0.00015 |  | 31/07/2023 | 30/07/2028 | S-P-08458 | EPD Australasia | 1 | NSW | tonne | 2400 |  |  |  |  | https://epd-australasia.com/wp-content/uploads/2023/08/SP08458-Downer-EPD-AU-Asphalt_Jul23-1.pdf | Asphalt |  | Downer Berrimah Asphalt Manufacturing FacilityAC14 A15E Type 5
Downer | Brisbane Sustainable Road Resource Centre, Brendale | AC10 R40 Reconophalt | 51.9 | 51.3 | 0.588 | 0.00122 |  | 31/07/2023 | 30/07/2028 | S-P-08458 | EPD Australasia | 1 | QLD | tonne | 2400 |  |  |  |  | https://epd-australasia.com/wp-content/uploads/2023/08/SP08458-Downer-EPD-AU-Asphalt_Jul23-1.pdf | Asphalt |  | Downer Brisbane Sustainable Road Resource Centre, BrendaleAC10 R40 Reconophalt
Downer | Brisbane Sustainable Road Resource Centre, Brendale | AC14 A15E R15 | 78.2 | 78.1 | 0.0902 | 0.000134 |  | 31/07/2023 | 30/07/2028 | S-P-08458 | EPD Australasia | 1 | QLD | tonne | 2400 |  |  |  |  | https://epd-australasia.com/wp-content/uploads/2023/08/SP08458-Downer-EPD-AU-Asphalt_Jul23-1.pdf | Asphalt |  | Downer Brisbane Sustainable Road Resource Centre, BrendaleAC14 A15E R15
Downer | Brisbane Sustainable Road Resource Centre, Brendale | AC14 R15 | 66.9 | 66.8 | 0.0457 | 8.44e-05 |  | 31/07/2023 | 30/07/2028 | S-P-08458 | EPD Australasia | 1 | QLD | tonne | 2400 |  |  |  |  | https://epd-australasia.com/wp-content/uploads/2023/08/SP08458-Downer-EPD-AU-Asphalt_Jul23-1.pdf | Asphalt |  | Downer Brisbane Sustainable Road Resource Centre, BrendaleAC14 R15
Downer | Brisbane Sustainable Road Resource Centre, Brendale | AC14 R50 Reconophalt | 48.4 | 48.1 | 0.307 | 0.000636 |  | 31/07/2023 | 30/07/2028 | S-P-08458 | EPD Australasia | 1 | QLD | tonne | 2400 |  |  |  |  | https://epd-australasia.com/wp-content/uploads/2023/08/SP08458-Downer-EPD-AU-Asphalt_Jul23-1.pdf | Asphalt |  | Downer Brisbane Sustainable Road Resource Centre, BrendaleAC14 R50 Reconophalt
Downer | Brisbane Sustainable Road Resource Centre, Brendale | AC10 A15E R20 BCC | 77.9 | 77.8 | 0.0953 | 0.000155 |  | 31/07/2023 | 30/07/2028 | S-P-08458 | EPD Australasia | 1 | QLD | tonne | 2400 |  |  |  |  | https://epd-australasia.com/wp-content/uploads/2023/08/SP08458-Downer-EPD-AU-Asphalt_Jul23-1.pdf | Asphalt |  | Downer Brisbane Sustainable Road Resource Centre, BrendaleAC10 A15E R20 BCC
Downer | Brisbane Sustainable Road Resource Centre, Brendale | AC10 R20 BCC | 64.6 | 64.6 | 0.0432 | 9.67e-05 |  | 31/07/2023 | 30/07/2028 | S-P-08458 | EPD Australasia | 1 | QLD | tonne | 2400 |  |  |  |  | https://epd-australasia.com/wp-content/uploads/2023/08/SP08458-Downer-EPD-AU-Asphalt_Jul23-1.pdf | Asphalt |  | Downer Brisbane Sustainable Road Resource Centre, BrendaleAC10 R20 BCC
Downer | Brisbane Sustainable Road Resource Centre, Brendale | AC14 A15E R20 BCC | 68.8 | 68.7 | 0.0839 | 0.000127 |  | 31/07/2023 | 30/07/2028 | S-P-08458 | EPD Australasia | 1 | QLD | tonne | 2400 |  |  |  |  | https://epd-australasia.com/wp-content/uploads/2023/08/SP08458-Downer-EPD-AU-Asphalt_Jul23-1.pdf | Asphalt |  | Downer Brisbane Sustainable Road Resource Centre, BrendaleAC14 A15E R20 BCC
Downer | Brisbane Sustainable Road Resource Centre, Brendale | AC14 R20 BCC | 58 | 57.9 | 0.0415 | 8.01e-05 |  | 31/07/2023 | 30/07/2028 | S-P-08458 | EPD Australasia | 1 | QLD | tonne | 2400 |  |  |  |  | https://epd-australasia.com/wp-content/uploads/2023/08/SP08458-Downer-EPD-AU-Asphalt_Jul23-1.pdf | Asphalt |  | Downer Brisbane Sustainable Road Resource Centre, BrendaleAC14 R20 BCC
Downer | Brisbane Sustainable Road Resource Centre, Brendale | EME14 R15 | 64.6 | 64.5 | 0.0481 | 9.6e-05 |  | 31/07/2023 | 30/07/2028 | S-P-08458 | EPD Australasia | 1 | QLD | tonne | 2400 |  |  |  |  | https://epd-australasia.com/wp-content/uploads/2023/08/SP08458-Downer-EPD-AU-Asphalt_Jul23-1.pdf | Asphalt |  | Downer Brisbane Sustainable Road Resource Centre, BrendaleEME14 R15
Downer | Mackay Asphalt Manufacturing Facility | AC10 | 89.3 | 89.2 | 0.0655 | 0.00013 |  | 31/07/2023 | 30/07/2028 | S-P-08458 | EPD Australasia | 1 | QLD | tonne | 2400 |  |  |  |  | https://epd-australasia.com/wp-content/uploads/2023/08/SP08458-Downer-EPD-AU-Asphalt_Jul23-1.pdf | Asphalt |  | Downer Mackay Asphalt Manufacturing FacilityAC10
Downer | Mackay Asphalt Manufacturing Facility | AC10 H 4098 | 91.4 | 91.3 | 0.0659 | 0.000125 |  | 31/07/2023 | 30/07/2028 | S-P-08458 | EPD Australasia | 1 | QLD | tonne | 2400 |  |  |  |  | https://epd-australasia.com/wp-content/uploads/2023/08/SP08458-Downer-EPD-AU-Asphalt_Jul23-1.pdf | Asphalt |  | Downer Mackay Asphalt Manufacturing FacilityAC10 H 4098
Downer | Mackay Asphalt Manufacturing Facility | AC14 | 83.3 | 83.2 | 0.0641 | 0.000114 |  | 31/07/2023 | 30/07/2028 | S-P-08458 | EPD Australasia | 1 | QLD | tonne | 2400 |  |  |  |  | https://epd-australasia.com/wp-content/uploads/2023/08/SP08458-Downer-EPD-AU-Asphalt_Jul23-1.pdf | Asphalt |  | Downer Mackay Asphalt Manufacturing FacilityAC14
Downer | Mackay Asphalt Manufacturing Facility | AC14 A15E 4906 | 102 | 102 | 0.122 | 0.000176 |  | 31/07/2023 | 30/07/2028 | S-P-08458 | EPD Australasia | 1 | QLD | tonne | 2400 |  |  |  |  | https://epd-australasia.com/wp-content/uploads/2023/08/SP08458-Downer-EPD-AU-Asphalt_Jul23-1.pdf | Asphalt |  | Downer Mackay Asphalt Manufacturing FacilityAC14 A15E 4906
Downer | Mackay Asphalt Manufacturing Facility | AC14 4906 | 86.4 | 86.3 | 0.064 | 0.000111 |  | 31/07/2023 | 30/07/2028 | S-P-08458 | EPD Australasia | 1 | QLD | tonne | 2400 |  |  |  |  | https://epd-australasia.com/wp-content/uploads/2023/08/SP08458-Downer-EPD-AU-Asphalt_Jul23-1.pdf | Asphalt |  | Downer Mackay Asphalt Manufacturing FacilityAC14 4906
Downer | Mackay Asphalt Manufacturing Facility | AC20 A15E H 4907 | 100 | 100 | 0.12 | 0.00017 |  | 31/07/2023 | 30/07/2028 | S-P-08458 | EPD Australasia | 1 | QLD | tonne | 2400 |  |  |  |  | https://epd-australasia.com/wp-content/uploads/2023/08/SP08458-Downer-EPD-AU-Asphalt_Jul23-1.pdf | Asphalt |  | Downer Mackay Asphalt Manufacturing FacilityAC20 A15E H 4907
Downer | Mackay Asphalt Manufacturing Facility | AC20 H 4907 | 84.7 | 84.7 | 0.0637 | 0.000107 |  | 31/07/2023 | 30/07/2028 | S-P-08458 | EPD Australasia | 1 | QLD | tonne | 2400 |  |  |  |  | https://epd-australasia.com/wp-content/uploads/2023/08/SP08458-Downer-EPD-AU-Asphalt_Jul23-1.pdf | Asphalt |  | Downer Mackay Asphalt Manufacturing FacilityAC20 H 4907
Downer | Mackay Asphalt Manufacturing Facility | AC20 C600 H 4097 | 84.7 | 84.7 | 0.0637 | 0.000107 |  | 31/07/2023 | 30/07/2028 | S-P-08458 | EPD Australasia | 1 | QLD | tonne | 2400 |  |  |  |  | https://epd-australasia.com/wp-content/uploads/2023/08/SP08458-Downer-EPD-AU-Asphalt_Jul23-1.pdf | Asphalt |  | Downer Mackay Asphalt Manufacturing FacilityAC20 C600 H 4097
Downer | Bli Bli Asphalt Manufacturing Facility | AC14 A15E | 93.9 | 93.8 | 0.0998 | 0.000158 |  | 31/07/2023 | 30/07/2028 | S-P-08458 | EPD Australasia | 1 | QLD | tonne | 2400 |  |  |  |  | https://epd-australasia.com/wp-content/uploads/2023/08/SP08458-Downer-EPD-AU-Asphalt_Jul23-1.pdf | Asphalt |  | Downer Bli Bli Asphalt Manufacturing FacilityAC14 A15E
Downer | Bli Bli Asphalt Manufacturing Facility | AC14 A15E R15 | 87.5 | 87.4 | 0.09 | 0.000142 |  | 31/07/2023 | 30/07/2028 | S-P-08458 | EPD Australasia | 1 | QLD | tonne | 2400 |  |  |  |  | https://epd-australasia.com/wp-content/uploads/2023/08/SP08458-Downer-EPD-AU-Asphalt_Jul23-1.pdf | Asphalt |  | Downer Bli Bli Asphalt Manufacturing FacilityAC14 A15E R15
Downer | Bli Bli Asphalt Manufacturing Facility | AC14 R15 | 75.9 | 75.9 | 0.0445 | 9.1e-05 |  | 31/07/2023 | 30/07/2028 | S-P-08458 | EPD Australasia | 1 | QLD | tonne | 2400 |  |  |  |  | https://epd-australasia.com/wp-content/uploads/2023/08/SP08458-Downer-EPD-AU-Asphalt_Jul23-1.pdf | Asphalt |  | Downer Bli Bli Asphalt Manufacturing FacilityAC14 R15
Downer | Bli Bli Asphalt Manufacturing Facility | AC14 | 80.9 | 80.8 | 0.0488 | 0.000101 |  | 31/07/2023 | 30/07/2028 | S-P-08458 | EPD Australasia | 1 | QLD | tonne | 2400 |  |  |  |  | https://epd-australasia.com/wp-content/uploads/2023/08/SP08458-Downer-EPD-AU-Asphalt_Jul23-1.pdf | Asphalt |  | Downer Bli Bli Asphalt Manufacturing FacilityAC14
Downer | Bli Bli Asphalt Manufacturing Facility | AC20 A15E | 83.5 | 83.4 | 0.0842 | 0.000132 |  | 31/07/2023 | 30/07/2028 | S-P-08458 | EPD Australasia | 1 | QLD | tonne | 2400 |  |  |  |  | https://epd-australasia.com/wp-content/uploads/2023/08/SP08458-Downer-EPD-AU-Asphalt_Jul23-1.pdf | Asphalt |  | Downer Bli Bli Asphalt Manufacturing FacilityAC20 A15E
Downer | Bli Bli Asphalt Manufacturing Facility | AC20 R15 | 72.7 | 72.7 | 0.042 | 8.52e-05 |  | 31/07/2023 | 30/07/2028 | S-P-08458 | EPD Australasia | 1 | QLD | tonne | 2400 |  |  |  |  | https://epd-australasia.com/wp-content/uploads/2023/08/SP08458-Downer-EPD-AU-Asphalt_Jul23-1.pdf | Asphalt |  | Downer Bli Bli Asphalt Manufacturing FacilityAC20 R15
Downer | Bli Bli Asphalt Manufacturing Facility | OG14 A15E | 84.8 | 84.8 | 0.0954 | 0.00014 |  | 31/07/2023 | 30/07/2028 | S-P-08458 | EPD Australasia | 1 | QLD | tonne | 2400 |  |  |  |  | https://epd-australasia.com/wp-content/uploads/2023/08/SP08458-Downer-EPD-AU-Asphalt_Jul23-1.pdf | Asphalt |  | Downer Bli Bli Asphalt Manufacturing FacilityOG14 A15E
Downer | Archerfield Asphalt Manufacturing Facility | AC15 A15E R15 A | 90.2 | 90.1 | 0.102 | 0.000154 |  | 31/07/2023 | 30/07/2028 | S-P-08458 | EPD Australasia | 1 | QLD | tonne | 2400 |  |  |  |  | https://epd-australasia.com/wp-content/uploads/2023/08/SP08458-Downer-EPD-AU-Asphalt_Jul23-1.pdf | Asphalt |  | Downer Archerfield Asphalt Manufacturing FacilityAC15 A15E R15 A
Downer | Archerfield Asphalt Manufacturing Facility | C14 R15 | 77.2 | 77.1 | 0.0508 | 9.75e-05 |  | 31/07/2023 | 30/07/2028 | S-P-08458 | EPD Australasia | 1 | QLD | tonne | 2400 |  |  |  |  | https://epd-australasia.com/wp-content/uploads/2023/08/SP08458-Downer-EPD-AU-Asphalt_Jul23-1.pdf | Asphalt |  | Downer Archerfield Asphalt Manufacturing FacilityC14 R15
Downer | Archerfield Asphalt Manufacturing Facility | AC20 A15E R15 | 86.3 | 86.2 | 0.0964 | 0.000142 |  | 31/07/2023 | 30/07/2028 | S-P-08458 | EPD Australasia | 1 | QLD | tonne | 2400 |  |  |  |  | https://epd-australasia.com/wp-content/uploads/2023/08/SP08458-Downer-EPD-AU-Asphalt_Jul23-1.pdf | Asphalt |  | Downer Archerfield Asphalt Manufacturing FacilityAC20 A15E R15
Downer | Archerfield Asphalt Manufacturing Facility | AC20 R15 | 74.4 | 74.4 | 0.0498 | 9e-05 |  | 31/07/2023 | 30/07/2028 | S-P-08458 | EPD Australasia | 1 | QLD | tonne | 2400 |  |  |  |  | https://epd-australasia.com/wp-content/uploads/2023/08/SP08458-Downer-EPD-AU-Asphalt_Jul23-1.pdf | Asphalt |  | Downer Archerfield Asphalt Manufacturing FacilityAC20 R15
Downer | Archerfield Asphalt Manufacturing Facility | AC10 A15E R20 BCC | 87.8 | 87.7 | 0.105 | 0.00017 |  | 31/07/2023 | 30/07/2028 | S-P-08458 | EPD Australasia | 1 | QLD | tonne | 2400 |  |  |  |  | https://epd-australasia.com/wp-content/uploads/2023/08/SP08458-Downer-EPD-AU-Asphalt_Jul23-1.pdf | Asphalt |  | Downer Archerfield Asphalt Manufacturing FacilityAC10 A15E R20 BCC
Downer | Archerfield Asphalt Manufacturing Facility | SMA14 A15E | 134 | 134 | -0.0445 | 0.000331 |  | 31/07/2023 | 30/07/2028 | S-P-08458 | EPD Australasia | 1 | QLD | tonne | 2400 |  |  |  |  | https://epd-australasia.com/wp-content/uploads/2023/08/SP08458-Downer-EPD-AU-Asphalt_Jul23-1.pdf | Asphalt |  | Downer Archerfield Asphalt Manufacturing FacilitySMA14 A15E
Downer | Swanbank Asphalt Manufacturing Facility | AC10 R12 | 76.7 | 76.7 | 0.0536 | 0.000108 |  | 31/07/2023 | 30/07/2028 | S-P-08458 | EPD Australasia | 1 | QLD | tonne | 2400 |  |  |  |  | https://epd-australasia.com/wp-content/uploads/2023/08/SP08458-Downer-EPD-AU-Asphalt_Jul23-1.pdf | Asphalt |  | Downer Swanbank Asphalt Manufacturing FacilityAC10 R12
Downer | Swanbank Asphalt Manufacturing Facility | AC14 | 80 | 79.9 | 0.0566 | 0.000105 |  | 31/07/2023 | 30/07/2028 | S-P-08458 | EPD Australasia | 1 | QLD | tonne | 2400 |  |  |  |  | https://epd-australasia.com/wp-content/uploads/2023/08/SP08458-Downer-EPD-AU-Asphalt_Jul23-1.pdf | Asphalt |  | Downer Swanbank Asphalt Manufacturing FacilityAC14
Downer | Swanbank Asphalt Manufacturing Facility | AC20 | 77.9 | 77.8 | 0.056 | 0.0001 |  | 31/07/2023 | 30/07/2028 | S-P-08458 | EPD Australasia | 1 | QLD | tonne | 2400 |  |  |  |  | https://epd-australasia.com/wp-content/uploads/2023/08/SP08458-Downer-EPD-AU-Asphalt_Jul23-1.pdf | Asphalt |  | Downer Swanbank Asphalt Manufacturing FacilityAC20
Fulton Hogan | Dandenong | Size 7, 10, 14mm DGA Type H | 64.8 | 64.8 | 0.0206 | 0.000211 |  | 24/02/2022 | 24/02/2027 | S-P-04650 | EPD Australasia | 1 | VIC | tonne | 2400 |  |  |  |  | https://epd-australasia.com/wp-content/uploads/2022/02/Fulton-Hogan_-Asphalt-VIC-EPD_SP04650.pdf | Asphalt |  | Fulton Hogan DandenongSize 7, 10, 14mm DGA Type H
Fulton Hogan | Dandenong | Size 10mm DGA Type H 10-20% RAP | 63.5 | 63.4 | 0.0187 | 0.000175 |  | 24/02/2022 | 24/02/2027 | S-P-04650 | EPD Australasia | 1 | VIC | tonne | 2400 |  |  |  |  | https://epd-australasia.com/wp-content/uploads/2022/02/Fulton-Hogan_-Asphalt-VIC-EPD_SP04650.pdf | Asphalt |  | Fulton Hogan DandenongSize 10mm DGA Type H 10-20% RAP
Fulton Hogan | Dandenong | Size 14mm DGA Type H 10-20% RAP | 60.5 | 60.5 | 0.0173 | 0.000171 |  | 24/02/2022 | 24/02/2027 | S-P-04650 | EPD Australasia | 1 | VIC | tonne | 2400 |  |  |  |  | https://epd-australasia.com/wp-content/uploads/2022/02/Fulton-Hogan_-Asphalt-VIC-EPD_SP04650.pdf | Asphalt |  | Fulton Hogan DandenongSize 14mm DGA Type H 10-20% RAP
Fulton Hogan | Dandenong | Size 7, 10mm DGA Type L | 61.8 | 61.8 | 0.0214 | 0.000221 |  | 24/02/2022 | 24/02/2027 | S-P-04650 | EPD Australasia | 1 | VIC | tonne | 2400 |  |  |  |  | https://epd-australasia.com/wp-content/uploads/2022/02/Fulton-Hogan_-Asphalt-VIC-EPD_SP04650.pdf | Asphalt |  | Fulton Hogan DandenongSize 7, 10mm DGA Type L
Fulton Hogan | Dandenong | Size 10mm DGA Type L 10-20% RAP | 56.1 | 56.1 | 0.0186 | 0.000177 |  | 24/02/2022 | 24/02/2027 | S-P-04650 | EPD Australasia | 1 | VIC | tonne | 2400 |  |  |  |  | https://epd-australasia.com/wp-content/uploads/2022/02/Fulton-Hogan_-Asphalt-VIC-EPD_SP04650.pdf | Asphalt |  | Fulton Hogan DandenongSize 10mm DGA Type L 10-20% RAP
Fulton Hogan | Dandenong | Size 7, 10, 14mm DGA Type N | 62.1 | 62.1 | 0.0203 | 0.000211 |  | 24/02/2022 | 24/02/2027 | S-P-04650 | EPD Australasia | 1 | VIC | tonne | 2400 |  |  |  |  | https://epd-australasia.com/wp-content/uploads/2022/02/Fulton-Hogan_-Asphalt-VIC-EPD_SP04650.pdf | Asphalt |  | Fulton Hogan DandenongSize 7, 10, 14mm DGA Type N
Fulton Hogan | Dandenong | Size 10mm DGA Type N 10-20% RAP | 73.2 | 73.2 | 0.0491 | 0.000242 |  | 24/02/2022 | 24/02/2027 | S-P-04650 | EPD Australasia | 1 | VIC | tonne | 2400 |  |  |  |  | https://epd-australasia.com/wp-content/uploads/2022/02/Fulton-Hogan_-Asphalt-VIC-EPD_SP04650.pdf | Asphalt |  | Fulton Hogan DandenongSize 10mm DGA Type N 10-20% RAP
Fulton Hogan | Dandenong | Size 14mm DGA Type N 10-20% RAP | 59 | 59 | 0.0164 | 0.000162 |  | 24/02/2022 | 24/02/2027 | S-P-04650 | EPD Australasia | 1 | VIC | tonne | 2400 |  |  |  |  | https://epd-australasia.com/wp-content/uploads/2022/02/Fulton-Hogan_-Asphalt-VIC-EPD_SP04650.pdf | Asphalt |  | Fulton Hogan DandenongSize 14mm DGA Type N 10-20% RAP
Fulton Hogan | Dandenong | Size 10, 14mm DGA Type HP | 80.1 | 80 | 0.0823 | 0.000296 |  | 24/02/2022 | 24/02/2027 | S-P-04650 | EPD Australasia | 1 | VIC | tonne | 2400 |  |  |  |  | https://epd-australasia.com/wp-content/uploads/2022/02/Fulton-Hogan_-Asphalt-VIC-EPD_SP04650.pdf | Asphalt |  | Fulton Hogan DandenongSize 10, 14mm DGA Type HP
Fulton Hogan | Dandenong | Size 10, 14mm DGA Type V | 61.2 | 61.2 | 0.0191 | 0.000202 |  | 24/02/2022 | 24/02/2027 | S-P-04650 | EPD Australasia | 1 | VIC | tonne | 2400 |  |  |  |  | https://epd-australasia.com/wp-content/uploads/2022/02/Fulton-Hogan_-Asphalt-VIC-EPD_SP04650.pdf | Asphalt |  | Fulton Hogan DandenongSize 10, 14mm DGA Type V
Fulton Hogan | Dandenong | Size 20mm DGA Type SS | 62.9 | 62.9 | 0.0181 | 0.000193 |  | 24/02/2022 | 24/02/2027 | S-P-04650 | EPD Australasia | 1 | VIC | tonne | 2400 |  |  |  |  | https://epd-australasia.com/wp-content/uploads/2022/02/Fulton-Hogan_-Asphalt-VIC-EPD_SP04650.pdf | Asphalt |  | Fulton Hogan DandenongSize 20mm DGA Type SS
Fulton Hogan | Dandenong | Size 20mm DGA Type SS 30% RAP | 52.8 | 52.8 | 0.0127 | 0.000126 |  | 24/02/2022 | 24/02/2027 | S-P-04650 | EPD Australasia | 1 | VIC | tonne | 2400 |  |  |  |  | https://epd-australasia.com/wp-content/uploads/2022/02/Fulton-Hogan_-Asphalt-VIC-EPD_SP04650.pdf | Asphalt |  | Fulton Hogan DandenongSize 20mm DGA Type SS 30% RAP
Fulton Hogan | Dandenong | Size 14, 20mm DGA Type SI | 63.9 | 63.8 | 0.0189 | 0.000197 |  | 24/02/2022 | 24/02/2027 | S-P-04650 | EPD Australasia | 1 | VIC | tonne | 2400 |  |  |  |  | https://epd-australasia.com/wp-content/uploads/2022/02/Fulton-Hogan_-Asphalt-VIC-EPD_SP04650.pdf | Asphalt |  | Fulton Hogan DandenongSize 14, 20mm DGA Type SI
Fulton Hogan | Dandenong | Size 14mm DGA Type SI 10% RAP | 61.4 | 61.4 | 0.0178 | 0.000176 |  | 24/02/2022 | 24/02/2027 | S-P-04650 | EPD Australasia | 1 | VIC | tonne | 2400 |  |  |  |  | https://epd-australasia.com/wp-content/uploads/2022/02/Fulton-Hogan_-Asphalt-VIC-EPD_SP04650.pdf | Asphalt |  | Fulton Hogan DandenongSize 14mm DGA Type SI 10% RAP
Fulton Hogan | Dandenong | Size 14, 20mm DGA Type SI 20% RAP ≤5% Glass | 57.3 | 57.1 | 0.158 | 0.000157 |  | 24/02/2022 | 24/02/2027 | S-P-04650 | EPD Australasia | 1 | VIC | tonne | 2400 |  |  |  |  | https://epd-australasia.com/wp-content/uploads/2022/02/Fulton-Hogan_-Asphalt-VIC-EPD_SP04650.pdf | Asphalt |  | Fulton Hogan DandenongSize 14, 20mm DGA Type SI 20% RAP ≤5% Glass
Fulton Hogan | Dandenong | Size 20 mm DGA Type SI 30% RAP | 52.7 | 52.7 | 0.0125 | 0.000131 |  | 24/02/2022 | 24/02/2027 | S-P-04650 | EPD Australasia | 1 | VIC | tonne | 2400 |  |  |  |  | https://epd-australasia.com/wp-content/uploads/2022/02/Fulton-Hogan_-Asphalt-VIC-EPD_SP04650.pdf | Asphalt |  | Fulton Hogan DandenongSize 20 mm DGA Type SI 30% RAP
Fulton Hogan | Dandenong | Size 20mm DGA Type SF | 66.3 | 66.3 | 0.0205 | 0.000209 |  | 24/02/2022 | 24/02/2027 | S-P-04650 | EPD Australasia | 1 | VIC | tonne | 2400 |  |  |  |  | https://epd-australasia.com/wp-content/uploads/2022/02/Fulton-Hogan_-Asphalt-VIC-EPD_SP04650.pdf | Asphalt |  | Fulton Hogan DandenongSize 20mm DGA Type SF
Fulton Hogan | Dandenong | Size 20mm DGA Type SF 20% RAP ≤5% Glass | 59.6 | 59.4 | 0.228 | 0.000169 |  | 24/02/2022 | 24/02/2027 | S-P-04650 | EPD Australasia | 1 | VIC | tonne | 2400 |  |  |  |  | https://epd-australasia.com/wp-content/uploads/2022/02/Fulton-Hogan_-Asphalt-VIC-EPD_SP04650.pdf | Asphalt |  | Fulton Hogan DandenongSize 20mm DGA Type SF 20% RAP ≤5% Glass
Fulton Hogan | Dandenong | Size 20mm DGA Type SF 30-40% RAP | 55 | 55 | 0.0141 | 0.000138 |  | 24/02/2022 | 24/02/2027 | S-P-04650 | EPD Australasia | 1 | VIC | tonne | 2400 |  |  |  |  | https://epd-australasia.com/wp-content/uploads/2022/02/Fulton-Hogan_-Asphalt-VIC-EPD_SP04650.pdf | Asphalt |  | Fulton Hogan DandenongSize 20mm DGA Type SF 30-40% RAP
Fulton Hogan | Dandenong | Size 14mm DGA Type VP | 79.7 | 79.7 | 0.0748 | 0.000276 |  | 24/02/2022 | 24/02/2027 | S-P-04650 | EPD Australasia | 1 | VIC | tonne | 2400 |  |  |  |  | https://epd-australasia.com/wp-content/uploads/2022/02/Fulton-Hogan_-Asphalt-VIC-EPD_SP04650.pdf | Asphalt |  | Fulton Hogan DandenongSize 14mm DGA Type VP
Fulton Hogan | Dandenong | DoT - Section 417 Open Graded Asphalt (OGA) | 83.9 | 83.8 | 0.0853 | 0.000319 |  | 24/02/2022 | 24/02/2027 | S-P-04650 | EPD Australasia | 1 | VIC | tonne | 2400 |  |  |  |  | https://epd-australasia.com/wp-content/uploads/2022/02/Fulton-Hogan_-Asphalt-VIC-EPD_SP04650.pdf | Asphalt |  | Fulton Hogan DandenongDoT - Section 417 Open Graded Asphalt (OGA)
Fulton Hogan | Dandenong | DoT - Section 404 Stone Mastic Asphalt (SMA) or AS2150 | 79 | 79 | -0.0733 | 0.000421 |  | 24/02/2022 | 24/02/2027 | S-P-04650 | EPD Australasia | 1 | VIC | tonne | 2400 |  |  |  |  | https://epd-australasia.com/wp-content/uploads/2022/02/Fulton-Hogan_-Asphalt-VIC-EPD_SP04650.pdf | Asphalt |  | Fulton Hogan DandenongDoT - Section 404 Stone Mastic Asphalt (SMA) or AS2150
Fulton Hogan | Dandenong | DoT - Section 422 Light Traffic Crumb Rubber Asphalt (LTCRA) | 64.3 | 64.3 | 0.024 | 0.000177 |  | 24/02/2022 | 24/02/2027 | S-P-04650 | EPD Australasia | 1 | VIC | tonne | 2400 |  |  |  |  | https://epd-australasia.com/wp-content/uploads/2022/02/Fulton-Hogan_-Asphalt-VIC-EPD_SP04650.pdf | Asphalt |  | Fulton Hogan DandenongDoT - Section 422 Light Traffic Crumb Rubber Asphalt (LTCRA)
Fulton Hogan | Dandenong | DoT - Section 405 Regulation Gap Graded Asphalt (RGG) | 60.8 | 60.7 | 0.0207 | 0.000218 |  | 24/02/2022 | 24/02/2027 | S-P-04650 | EPD Australasia | 1 | VIC | tonne | 2400 |  |  |  |  | https://epd-australasia.com/wp-content/uploads/2022/02/Fulton-Hogan_-Asphalt-VIC-EPD_SP04650.pdf | Asphalt |  | Fulton Hogan DandenongDoT - Section 405 Regulation Gap Graded Asphalt (RGG)
Fulton Hogan | Dandenong | Size 14mm GG CR | 70.5 | 70.5 | 0.0347 | 0.000226 |  | 24/02/2022 | 24/02/2027 | S-P-04650 | EPD Australasia | 1 | VIC | tonne | 2400 |  |  |  |  | https://epd-australasia.com/wp-content/uploads/2022/02/Fulton-Hogan_-Asphalt-VIC-EPD_SP04650.pdf | Asphalt |  | Fulton Hogan DandenongSize 14mm GG CR
Fulton Hogan | Dandenong | Size 7mm DGA Fine | 63.5 | 63.5 | 0.0221 | 0.000213 |  | 24/02/2022 | 24/02/2027 | S-P-04650 | EPD Australasia | 1 | VIC | tonne | 2400 |  |  |  |  | https://epd-australasia.com/wp-content/uploads/2022/02/Fulton-Hogan_-Asphalt-VIC-EPD_SP04650.pdf | Asphalt |  | Fulton Hogan DandenongSize 7mm DGA Fine
Fulton Hogan | Dandenong | Size 10mm DGA Fine | 87.2 | 87.1 | 0.0832 | 0.000295 |  | 24/02/2022 | 24/02/2027 | S-P-04650 | EPD Australasia | 1 | VIC | tonne | 2400 |  |  |  |  | https://epd-australasia.com/wp-content/uploads/2022/02/Fulton-Hogan_-Asphalt-VIC-EPD_SP04650.pdf | Asphalt |  | Fulton Hogan DandenongSize 10mm DGA Fine
Fulton Hogan | Dandenong | Size 10mm PlastiPhalt ® | 62.2 | 62.2 | 0.0177 | 0.000172 |  | 24/02/2022 | 24/02/2027 | S-P-04650 | EPD Australasia | 1 | VIC | tonne | 2400 |  |  |  |  | https://epd-australasia.com/wp-content/uploads/2022/02/Fulton-Hogan_-Asphalt-VIC-EPD_SP04650.pdf | Asphalt |  | Fulton Hogan DandenongSize 10mm PlastiPhalt ®
Fulton Hogan | Dandenong | Size 14mm PlastiPhalt ® | 73.5 | 73.4 | 0.068 | 0.000236 |  | 24/02/2022 | 24/02/2027 | S-P-04650 | EPD Australasia | 1 | VIC | tonne | 2400 |  |  |  |  | https://epd-australasia.com/wp-content/uploads/2022/02/Fulton-Hogan_-Asphalt-VIC-EPD_SP04650.pdf | Asphalt |  | Fulton Hogan DandenongSize 14mm PlastiPhalt ®
Fulton Hogan | Dandenong | Size 14, 20mm PortPhalt® | 69.5 | 69.5 | 0.0061 | 0.000194 |  | 24/02/2022 | 24/02/2027 | S-P-04650 | EPD Australasia | 1 | VIC | tonne | 2400 |  |  |  |  | https://epd-australasia.com/wp-content/uploads/2022/02/Fulton-Hogan_-Asphalt-VIC-EPD_SP04650.pdf | Asphalt |  | Fulton Hogan DandenongSize 14, 20mm PortPhalt®
Fulton Hogan | Lara | Size 7, 10, 14mm DGA Type H | 62.3 | 62.3 | 0.028 | 0.000159 |  | 24/02/2022 | 24/02/2027 | S-P-04650 | EPD Australasia | 1 | VIC | tonne | 2400 |  |  |  |  | https://epd-australasia.com/wp-content/uploads/2022/02/Fulton-Hogan_-Asphalt-VIC-EPD_SP04650.pdf | Asphalt |  | Fulton Hogan LaraSize 7, 10, 14mm DGA Type H
Fulton Hogan | Lara | Size 10, 14mm DGA Type H 10% RAP | 58.2 | 58.2 | 0.0265 | 0.000122 |  | 24/02/2022 | 24/02/2027 | S-P-04650 | EPD Australasia | 1 | VIC | tonne | 2400 |  |  |  |  | https://epd-australasia.com/wp-content/uploads/2022/02/Fulton-Hogan_-Asphalt-VIC-EPD_SP04650.pdf | Asphalt |  | Fulton Hogan LaraSize 10, 14mm DGA Type H 10% RAP
Fulton Hogan | Lara | Size 7, 10mm DGA Type L | 64.7 | 64.6 | 0.0288 | 0.000171 |  | 24/02/2022 | 24/02/2027 | S-P-04650 | EPD Australasia | 1 | VIC | tonne | 2400 |  |  |  |  | https://epd-australasia.com/wp-content/uploads/2022/02/Fulton-Hogan_-Asphalt-VIC-EPD_SP04650.pdf | Asphalt |  | Fulton Hogan LaraSize 7, 10mm DGA Type L
Fulton Hogan | Lara | Size 10mm DGA Type L 10% RAP | 60.2 | 60.1 | 0.0275 | 0.000133 |  | 24/02/2022 | 24/02/2027 | S-P-04650 | EPD Australasia | 1 | VIC | tonne | 2400 |  |  |  |  | https://epd-australasia.com/wp-content/uploads/2022/02/Fulton-Hogan_-Asphalt-VIC-EPD_SP04650.pdf | Asphalt |  | Fulton Hogan LaraSize 10mm DGA Type L 10% RAP
Fulton Hogan | Lara | Size 7, 10, 14mm DGA Type N | 62.4 | 62.3 | 0.028 | 0.000159 |  | 24/02/2022 | 24/02/2027 | S-P-04650 | EPD Australasia | 1 | VIC | tonne | 2400 |  |  |  |  | https://epd-australasia.com/wp-content/uploads/2022/02/Fulton-Hogan_-Asphalt-VIC-EPD_SP04650.pdf | Asphalt |  | Fulton Hogan LaraSize 7, 10, 14mm DGA Type N
Fulton Hogan | Lara | Size 10, 14mm DGA Type N 10% RAP ≤5% Glass | 58.6 | 58.5 | 0.166 | 0.000125 |  | 24/02/2022 | 24/02/2027 | S-P-04650 | EPD Australasia | 1 | VIC | tonne | 2400 |  |  |  |  | https://epd-australasia.com/wp-content/uploads/2022/02/Fulton-Hogan_-Asphalt-VIC-EPD_SP04650.pdf | Asphalt |  | Fulton Hogan LaraSize 10, 14mm DGA Type N 10% RAP ≤5% Glass
Fulton Hogan | Lara | Size 10, 14mm DGA Type HP | 78.4 | 78.3 | 0.0888 | 0.000239 |  | 24/02/2022 | 24/02/2027 | S-P-04650 | EPD Australasia | 1 | VIC | tonne | 2400 |  |  |  |  | https://epd-australasia.com/wp-content/uploads/2022/02/Fulton-Hogan_-Asphalt-VIC-EPD_SP04650.pdf | Asphalt |  | Fulton Hogan LaraSize 10, 14mm DGA Type HP
Fulton Hogan | Lara | Size 10, 14mm DGA Type V | 60.1 | 60.1 | 0.0273 | 0.000147 |  | 24/02/2022 | 24/02/2027 | S-P-04650 | EPD Australasia | 1 | VIC | tonne | 2400 |  |  |  |  | https://epd-australasia.com/wp-content/uploads/2022/02/Fulton-Hogan_-Asphalt-VIC-EPD_SP04650.pdf | Asphalt |  | Fulton Hogan LaraSize 10, 14mm DGA Type V
Fulton Hogan | Lara | Size 20mm DGA Type SS | 58.3 | 58.3 | 0.0273 | 0.000135 |  | 24/02/2022 | 24/02/2027 | S-P-04650 | EPD Australasia | 1 | VIC | tonne | 2400 |  |  |  |  | https://epd-australasia.com/wp-content/uploads/2022/02/Fulton-Hogan_-Asphalt-VIC-EPD_SP04650.pdf | Asphalt |  | Fulton Hogan LaraSize 20mm DGA Type SS
Fulton Hogan | Lara | Size 14, 20mm DGA Type SI ≤10% RAP | 59 | 59 | 0.0276 | 0.00014 |  | 24/02/2022 | 24/02/2027 | S-P-04650 | EPD Australasia | 1 | VIC | tonne | 2400 |  |  |  |  | https://epd-australasia.com/wp-content/uploads/2022/02/Fulton-Hogan_-Asphalt-VIC-EPD_SP04650.pdf | Asphalt |  | Fulton Hogan LaraSize 14, 20mm DGA Type SI ≤10% RAP
Fulton Hogan | Lara | Size 14, 20mm DGA Type SI 10-20% RAP | 55.2 | 55.2 | 0.0249 | 0.000104 |  | 24/02/2022 | 24/02/2027 | S-P-04650 | EPD Australasia | 1 | VIC | tonne | 2400 |  |  |  |  | https://epd-australasia.com/wp-content/uploads/2022/02/Fulton-Hogan_-Asphalt-VIC-EPD_SP04650.pdf | Asphalt |  | Fulton Hogan LaraSize 14, 20mm DGA Type SI 10-20% RAP
Fulton Hogan | Lara | Size 20mm DGA Type SF | 61.7 | 61.7 | 0.0296 | 0.000151 |  | 24/02/2022 | 24/02/2027 | S-P-04650 | EPD Australasia | 1 | VIC | tonne | 2400 |  |  |  |  | https://epd-australasia.com/wp-content/uploads/2022/02/Fulton-Hogan_-Asphalt-VIC-EPD_SP04650.pdf | Asphalt |  | Fulton Hogan LaraSize 20mm DGA Type SF
Fulton Hogan | Lara | Size 20mm DGA Type SF 10-20% RAP | 56.5 | 56.3 | 0.166 | 0.000113 |  | 24/02/2022 | 24/02/2027 | S-P-04650 | EPD Australasia | 1 | VIC | tonne | 2400 |  |  |  |  | https://epd-australasia.com/wp-content/uploads/2022/02/Fulton-Hogan_-Asphalt-VIC-EPD_SP04650.pdf | Asphalt |  | Fulton Hogan LaraSize 20mm DGA Type SF 10-20% RAP
Fulton Hogan | Lara | Size 10mm OGA (A20E) | 80.6 | 80.5 | 0.0937 | 0.000214 |  | 24/02/2022 | 24/02/2027 | S-P-04650 | EPD Australasia | 1 | VIC | tonne | 2400 |  |  |  |  | https://epd-australasia.com/wp-content/uploads/2022/02/Fulton-Hogan_-Asphalt-VIC-EPD_SP04650.pdf | Asphalt |  | Fulton Hogan LaraSize 10mm OGA (A20E)
Fulton Hogan | Lara | Size 10mm SMA Type H/N | 83.1 | 83.1 | -0.0642 | 0.000348 |  | 24/02/2022 | 24/02/2027 | S-P-04650 | EPD Australasia | 1 | VIC | tonne | 2400 |  |  |  |  | https://epd-australasia.com/wp-content/uploads/2022/02/Fulton-Hogan_-Asphalt-VIC-EPD_SP04650.pdf | Asphalt |  | Fulton Hogan LaraSize 10mm SMA Type H/N
Fulton Hogan | Lara | Size 10mm LTCRA ≤10% RAP ≤5% Glass | 60.8 | 60.6 | 0.17 | 0.000132 |  | 24/02/2022 | 24/02/2027 | S-P-04650 | EPD Australasia | 1 | VIC | tonne | 2400 |  |  |  |  | https://epd-australasia.com/wp-content/uploads/2022/02/Fulton-Hogan_-Asphalt-VIC-EPD_SP04650.pdf | Asphalt |  | Fulton Hogan LaraSize 10mm LTCRA ≤10% RAP ≤5% Glass
Fulton Hogan | Lara | Size 10, 14mm Plastiphalt® | 73.4 | 73.4 | 0.0827 | 0.000208 |  | 24/02/2022 | 24/02/2027 | S-P-04650 | EPD Australasia | 1 | VIC | tonne | 2400 |  |  |  |  | https://epd-australasia.com/wp-content/uploads/2022/02/Fulton-Hogan_-Asphalt-VIC-EPD_SP04650.pdf | Asphalt |  | Fulton Hogan LaraSize 10, 14mm Plastiphalt®
Fulton Hogan | Bushells Ridge | CM10 AR450 AS2150 | 9.03 | 61 | -52 | 0.00348 |  | 24/02/2022 | 24/02/2027 | S-P-04640 | EPD Australasia | 1 | NSW | tonne | 2400 |  |  |  |  | https://epd-australasia.com/wp-content/uploads/2022/02/Fulton-Hogan_NSW-Asphalt-EPD_SP04649.pdf |  |  | Fulton Hogan Bushells RidgeCM10 AR450 AS2150 | Remove results are atypical and likely incorrect.
Fulton Hogan | Bushells Ridge | DG07 AR450 AS2150 | 71.9 | 71.9 | 0.0378 | 0.000125 |  | 24/02/2022 | 24/02/2027 | S-P-04640 | EPD Australasia | 1 | NSW | tonne | 2400 |  |  |  |  | https://epd-australasia.com/wp-content/uploads/2022/02/Fulton-Hogan_NSW-Asphalt-EPD_SP04649.pdf | Asphalt |  | Fulton Hogan Bushells RidgeDG07 AR450 AS2150
Fulton Hogan | Bushells Ridge | DG10 AR450 FINE AUSPEC | 71.7 | 71.7 | 0.037 | 0.000121 |  | 24/02/2022 | 24/02/2027 | S-P-04640 | EPD Australasia | 1 | NSW | tonne | 2400 |  |  |  |  | https://epd-australasia.com/wp-content/uploads/2022/02/Fulton-Hogan_NSW-Asphalt-EPD_SP04649.pdf | Asphalt |  | Fulton Hogan Bushells RidgeDG10 AR450 FINE AUSPEC
Fulton Hogan | Bushells Ridge | DG10 AR450 AS2150 R10% | 69 | 69 | 0.0341 | 0.000114 |  | 24/02/2022 | 24/02/2027 | S-P-04640 | EPD Australasia | 1 | NSW | tonne | 2400 |  |  |  |  | https://epd-australasia.com/wp-content/uploads/2022/02/Fulton-Hogan_NSW-Asphalt-EPD_SP04649.pdf | Asphalt |  | Fulton Hogan Bushells RidgeDG10 AR450 AS2150 R10%
Fulton Hogan | Bushells Ridge | DG14 AR450 AS2150 R15% | 65.6 | 65.6 | 0.0308 | 9.76e-05 |  | 24/02/2022 | 24/02/2027 | S-P-04640 | EPD Australasia | 1 | NSW | tonne | 2400 |  |  |  |  | https://epd-australasia.com/wp-content/uploads/2022/02/Fulton-Hogan_NSW-Asphalt-EPD_SP04649.pdf | Asphalt |  | Fulton Hogan Bushells RidgeDG14 AR450 AS2150 R15%
Fulton Hogan | Bushells Ridge | DG20 AR450 AS2150 R20% | 63.3 | 63.3 | 0.0287 | 8.77e-05 |  | 24/02/2022 | 24/02/2027 | S-P-04640 | EPD Australasia | 1 | NSW | tonne | 2400 |  |  |  |  | https://epd-australasia.com/wp-content/uploads/2022/02/Fulton-Hogan_NSW-Asphalt-EPD_SP04649.pdf | Asphalt |  | Fulton Hogan Bushells RidgeDG20 AR450 AS2150 R20%
Fulton Hogan | Bushells Ridge | GG10 AR450 AS2150 R10% | 82.2 | 82.1 | 0.0359 | 0.000123 |  | 24/02/2022 | 24/02/2027 | S-P-04640 | EPD Australasia | 1 | NSW | tonne | 2400 |  |  |  |  | https://epd-australasia.com/wp-content/uploads/2022/02/Fulton-Hogan_NSW-Asphalt-EPD_SP04649.pdf | Asphalt |  | Fulton Hogan Bushells RidgeGG10 AR450 AS2150 R10%
Fulton Hogan | Bushells Ridge | DG07 AR450 R116 | 87.7 | 87.6 | 0.04 | 0.000128 |  | 24/02/2022 | 24/02/2027 | S-P-04640 | EPD Australasia | 1 | NSW | tonne | 2400 |  |  |  |  | https://epd-australasia.com/wp-content/uploads/2022/02/Fulton-Hogan_NSW-Asphalt-EPD_SP04649.pdf | Asphalt |  | Fulton Hogan Bushells RidgeDG07 AR450 R116
Fulton Hogan | Bushells Ridge | DG10 A15E R116 | 103 | 103 | 0.112 | 0.000219 |  | 24/02/2022 | 24/02/2027 | S-P-04640 | EPD Australasia | 1 | NSW | tonne | 2400 |  |  |  |  | https://epd-australasia.com/wp-content/uploads/2022/02/Fulton-Hogan_NSW-Asphalt-EPD_SP04649.pdf | Asphalt |  | Fulton Hogan Bushells RidgeDG10 A15E R116
Fulton Hogan | Bushells Ridge | DG10 AR450 R116 R10% | 79.3 | 79.2 | 0.0347 | 0.000109 |  | 24/02/2022 | 24/02/2027 | S-P-04640 | EPD Australasia | 1 | NSW | tonne | 2400 |  |  |  |  | https://epd-australasia.com/wp-content/uploads/2022/02/Fulton-Hogan_NSW-Asphalt-EPD_SP04649.pdf | Asphalt |  | Fulton Hogan Bushells RidgeDG10 AR450 R116 R10%
Fulton Hogan | Bushells Ridge | DG14 A15E R116 R10% | 95.1 | 95 | 0.0898 | 0.00018 |  | 24/02/2022 | 24/02/2027 | S-P-04640 | EPD Australasia | 1 | NSW | tonne | 2400 |  |  |  |  | https://epd-australasia.com/wp-content/uploads/2022/02/Fulton-Hogan_NSW-Asphalt-EPD_SP04649.pdf | Asphalt |  | Fulton Hogan Bushells RidgeDG14 A15E R116 R10%
Fulton Hogan | Bushells Ridge | DG14 A15E R116 SLAG | 95 | 94.9 | 0.0844 | 0.000181 |  | 24/02/2022 | 24/02/2027 | S-P-04640 | EPD Australasia | 1 | NSW | tonne | 2400 |  |  |  |  | https://epd-australasia.com/wp-content/uploads/2022/02/Fulton-Hogan_NSW-Asphalt-EPD_SP04649.pdf | Asphalt |  | Fulton Hogan Bushells RidgeDG14 A15E R116 SLAG
Fulton Hogan | Bushells Ridge | DG14 AR450 R116 G2.5% | 80.4 | 80.1 | 0.258 | 0.00011 |  | 24/02/2022 | 24/02/2027 | S-P-04640 | EPD Australasia | 1 | NSW | tonne | 2400 |  |  |  |  | https://epd-australasia.com/wp-content/uploads/2022/02/Fulton-Hogan_NSW-Asphalt-EPD_SP04649.pdf | Asphalt |  | Fulton Hogan Bushells RidgeDG14 AR450 R116 G2.5%
Fulton Hogan | Bushells Ridge | DG14 AR450 R116 R15% | 77.7 | 77.7 | 0.0329 | 0.000103 |  | 24/02/2022 | 24/02/2027 | S-P-04640 | EPD Australasia | 1 | NSW | tonne | 2400 |  |  |  |  | https://epd-australasia.com/wp-content/uploads/2022/02/Fulton-Hogan_NSW-Asphalt-EPD_SP04649.pdf | Asphalt |  | Fulton Hogan Bushells RidgeDG14 AR450 R116 R15%
Fulton Hogan | Bushells Ridge | DG14 AR450 R116 SLAG | 77.9 | 77.9 | 0.0286 | 0.000104 |  | 24/02/2022 | 24/02/2027 | S-P-04640 | EPD Australasia | 1 | NSW | tonne | 2400 |  |  |  |  | https://epd-australasia.com/wp-content/uploads/2022/02/Fulton-Hogan_NSW-Asphalt-EPD_SP04649.pdf | Asphalt |  | Fulton Hogan Bushells RidgeDG14 AR450 R116 SLAG
Fulton Hogan | Bushells Ridge | DG20 AR450 R116 R20% | 74.8 | 74.8 | 0.0301 | 8.96e-05 |  | 24/02/2022 | 24/02/2027 | S-P-04640 | EPD Australasia | 1 | NSW | tonne | 2400 |  |  |  |  | https://epd-australasia.com/wp-content/uploads/2022/02/Fulton-Hogan_NSW-Asphalt-EPD_SP04649.pdf | Asphalt |  | Fulton Hogan Bushells RidgeDG20 AR450 R116 R20%
Fulton Hogan | Bushells Ridge | DG28 AR450 R116 R15% | 72.7 | 72.7 | 0.0296 | 7.81e-05 |  | 24/02/2022 | 24/02/2027 | S-P-04640 | EPD Australasia | 1 | NSW | tonne | 2400 |  |  |  |  | https://epd-australasia.com/wp-content/uploads/2022/02/Fulton-Hogan_NSW-Asphalt-EPD_SP04649.pdf | Asphalt |  | Fulton Hogan Bushells RidgeDG28 AR450 R116 R15%
Fulton Hogan | Bushells Ridge | DG14 AR450 R118 CR | 97.3 | 97.2 | 0.0627 | 0.000147 |  | 24/02/2022 | 24/02/2027 | S-P-04640 | EPD Australasia | 1 | NSW | tonne | 2400 |  |  |  |  | https://epd-australasia.com/wp-content/uploads/2022/02/Fulton-Hogan_NSW-Asphalt-EPD_SP04649.pdf | Asphalt |  | Fulton Hogan Bushells RidgeDG14 AR450 R118 CR
Fulton Hogan | Bushells Ridge | OG10 A15E R119 | 92.1 | 92 | 0.0912 | 0.000176 |  | 24/02/2022 | 24/02/2027 | S-P-04640 | EPD Australasia | 1 | NSW | tonne | 2400 |  |  |  |  | https://epd-australasia.com/wp-content/uploads/2022/02/Fulton-Hogan_NSW-Asphalt-EPD_SP04649.pdf | Asphalt |  | Fulton Hogan Bushells RidgeOG10 A15E R119
Fulton Hogan | Bushells Ridge | EME2 | 78.6 | 78.6 | 0.0384 | 0.000114 |  | 24/02/2022 | 24/02/2027 | S-P-04640 | EPD Australasia | 1 | NSW | tonne | 2400 |  |  |  |  | https://epd-australasia.com/wp-content/uploads/2022/02/Fulton-Hogan_NSW-Asphalt-EPD_SP04649.pdf | Asphalt |  | Fulton Hogan Bushells RidgeEME2
Fulton Hogan | Bushells Ridge | BC14 A10E AIRPORT | 99.2 | 99.1 | 0.112 | 0.000218 |  | 24/02/2022 | 24/02/2027 | S-P-04640 | EPD Australasia | 1 | NSW | tonne | 2400 |  |  |  |  | https://epd-australasia.com/wp-content/uploads/2022/02/Fulton-Hogan_NSW-Asphalt-EPD_SP04649.pdf | Asphalt |  | Fulton Hogan Bushells RidgeBC14 A10E AIRPORT
Fulton Hogan | Bushells Ridge | PortPhalt®* | 82.2 | 82.2 | 0.0254 | 9.1e-05 |  | 24/02/2022 | 24/02/2027 | S-P-04640 | EPD Australasia | 1 | NSW | tonne | 2400 |  |  |  |  | https://epd-australasia.com/wp-content/uploads/2022/02/Fulton-Hogan_NSW-Asphalt-EPD_SP04649.pdf | Asphalt |  | Fulton Hogan Bushells RidgePortPhalt®*
Fulton Hogan | Eastern Creek | DG07 AR450 AS2150 | 92.2 | 92.2 | 0.0386 | 0.000131 |  | 24/02/2022 | 24/02/2027 | S-P-04640 | EPD Australasia | 1 | NSW | tonne | 2400 |  |  |  |  | https://epd-australasia.com/wp-content/uploads/2022/02/Fulton-Hogan_NSW-Asphalt-EPD_SP04649.pdf | Asphalt |  | Fulton Hogan Eastern CreekDG07 AR450 AS2150
Fulton Hogan | Eastern Creek | DG10 AR450 AS2150/AUSPEC/R117 R20% G≤2.5%* | 71.9 | 71.6 | 0.253 | 0.000119 |  | 24/02/2022 | 24/02/2027 | S-P-04640 | EPD Australasia | 1 | NSW | tonne | 2400 |  |  |  |  | https://epd-australasia.com/wp-content/uploads/2022/02/Fulton-Hogan_NSW-Asphalt-EPD_SP04649.pdf | Asphalt |  | Fulton Hogan Eastern CreekDG10 AR450 AS2150/AUSPEC/R117 R20% G≤2.5%*
Fulton Hogan | Eastern Creek | DG14, DG20 and DG28 AR450 AS2150/AUSPEC/R117 R25% G≤10%* | 63.6 | 62.7 | 0.913 | 8.74e-05 |  | 24/02/2022 | 24/02/2027 | S-P-04640 | EPD Australasia | 1 | NSW | tonne | 2400 |  |  |  |  | https://epd-australasia.com/wp-content/uploads/2022/02/Fulton-Hogan_NSW-Asphalt-EPD_SP04649.pdf | Asphalt |  | Fulton Hogan Eastern CreekDG14, DG20 and DG28 AR450 AS2150/AUSPEC/R117 R25% G≤10%*
Fulton Hogan | Eastern Creek | DG14 A15E AS2150 R15% | 84.7 | 84.6 | 0.0858 | 0.000173 |  | 24/02/2022 | 24/02/2027 | S-P-04640 | EPD Australasia | 1 | NSW | tonne | 2400 |  |  |  |  | https://epd-australasia.com/wp-content/uploads/2022/02/Fulton-Hogan_NSW-Asphalt-EPD_SP04649.pdf | Asphalt |  | Fulton Hogan Eastern CreekDG14 A15E AS2150 R15%
Fulton Hogan | Eastern Creek | GG10 AR450 AS2150 R10% | 89.2 | 89.2 | 0.0346 | 0.000122 |  | 24/02/2022 | 24/02/2027 | S-P-04640 | EPD Australasia | 1 | NSW | tonne | 2400 |  |  |  |  | https://epd-australasia.com/wp-content/uploads/2022/02/Fulton-Hogan_NSW-Asphalt-EPD_SP04649.pdf | Asphalt |  | Fulton Hogan Eastern CreekGG10 AR450 AS2150 R10%
Fulton Hogan | Eastern Creek | DG10 AR450 R116 R15% G≤2.5%* | 81.7 | 81.4 | 0.255 | 0.000117 |  | 24/02/2022 | 24/02/2027 | S-P-04640 | EPD Australasia | 1 | NSW | tonne | 2400 |  |  |  |  | https://epd-australasia.com/wp-content/uploads/2022/02/Fulton-Hogan_NSW-Asphalt-EPD_SP04649.pdf | Asphalt |  | Fulton Hogan Eastern CreekDG10 AR450 R116 R15% G≤2.5%*
Fulton Hogan | Eastern Creek | DG10 A15E R116 R10% | 101 | 100 | 0.0949 | 0.000197 |  | 24/02/2022 | 24/02/2027 | S-P-04640 | EPD Australasia | 1 | NSW | tonne | 2400 |  |  |  |  | https://epd-australasia.com/wp-content/uploads/2022/02/Fulton-Hogan_NSW-Asphalt-EPD_SP04649.pdf | Asphalt |  | Fulton Hogan Eastern CreekDG10 A15E R116 R10%
Fulton Hogan | Eastern Creek | DG14 A15E R116 R10% G≤2.5%* | 94.7 | 94.4 | 0.311 | 0.000176 |  | 24/02/2022 | 24/02/2027 | S-P-04640 | EPD Australasia | 1 | NSW | tonne | 2400 |  |  |  |  | https://epd-australasia.com/wp-content/uploads/2022/02/Fulton-Hogan_NSW-Asphalt-EPD_SP04649.pdf | Asphalt |  | Fulton Hogan Eastern CreekDG14 A15E R116 R10% G≤2.5%*
Fulton Hogan | Eastern Creek | DG14 AR450 R116 R20% G≤2.5%* | 74.8 | 74.5 | 0.251 | 9.04e-05 |  | 24/02/2022 | 24/02/2027 | S-P-04640 | EPD Australasia | 1 | NSW | tonne | 2400 |  |  |  |  | https://epd-australasia.com/wp-content/uploads/2022/02/Fulton-Hogan_NSW-Asphalt-EPD_SP04649.pdf | Asphalt |  | Fulton Hogan Eastern CreekDG14 AR450 R116 R20% G≤2.5%*
Fulton Hogan | Eastern Creek | DG20 AR450 R116 R25% G≤10%* | 73.5 | 72.6 | 0.915 | 8.87e-05 |  | 24/02/2022 | 24/02/2027 | S-P-04640 | EPD Australasia | 1 | NSW | tonne | 2400 |  |  |  |  | https://epd-australasia.com/wp-content/uploads/2022/02/Fulton-Hogan_NSW-Asphalt-EPD_SP04649.pdf | Asphalt |  | Fulton Hogan Eastern CreekDG20 AR450 R116 R25% G≤10%*
Fulton Hogan | Eastern Creek | DG28 AR450 R116 R30% G≤10%* | 70.5 | 69.6 | 0.912 | 7.7e-05 |  | 24/02/2022 | 24/02/2027 | S-P-04640 | EPD Australasia | 1 | NSW | tonne | 2400 |  |  |  |  | https://epd-australasia.com/wp-content/uploads/2022/02/Fulton-Hogan_NSW-Asphalt-EPD_SP04649.pdf | Asphalt |  | Fulton Hogan Eastern CreekDG28 AR450 R116 R30% G≤10%*
Fulton Hogan | Eastern Creek | DG14 A15E R116 SLAG | 95.4 | 95.3 | 0.0846 | 0.000184 |  | 24/02/2022 | 24/02/2027 | S-P-04640 | EPD Australasia | 1 | NSW | tonne | 2400 |  |  |  |  | https://epd-australasia.com/wp-content/uploads/2022/02/Fulton-Hogan_NSW-Asphalt-EPD_SP04649.pdf | Asphalt |  | Fulton Hogan Eastern CreekDG14 A15E R116 SLAG
Fulton Hogan | Eastern Creek | OG10 A15E R119 | 90.5 | 90.4 | 0.0901 | 0.000176 |  | 24/02/2022 | 24/02/2027 | S-P-04640 | EPD Australasia | 1 | NSW | tonne | 2400 |  |  |  |  | https://epd-australasia.com/wp-content/uploads/2022/02/Fulton-Hogan_NSW-Asphalt-EPD_SP04649.pdf | Asphalt |  | Fulton Hogan Eastern CreekOG10 A15E R119
Fulton Hogan | Eastern Creek | SMA10 A15E R121 | 108 | 108 | -0.0594 | 0.000346 |  | 24/02/2022 | 24/02/2027 | S-P-04640 | EPD Australasia | 1 | NSW | tonne | 2400 |  |  |  |  | https://epd-australasia.com/wp-content/uploads/2022/02/Fulton-Hogan_NSW-Asphalt-EPD_SP04649.pdf | Asphalt |  | Fulton Hogan Eastern CreekSMA10 A15E R121
Fulton Hogan | Eastern Creek | EME2 | 87.4 | 87.4 | 0.039 | 0.000118 |  | 24/02/2022 | 24/02/2027 | S-P-04640 | EPD Australasia | 1 | NSW | tonne | 2400 |  |  |  |  | https://epd-australasia.com/wp-content/uploads/2022/02/Fulton-Hogan_NSW-Asphalt-EPD_SP04649.pdf | Asphalt |  | Fulton Hogan Eastern CreekEME2
Fulton Hogan | Eastern Creek | BC14 A10E AIRPORT | 110 | 110 | 0.113 | 0.000218 |  | 24/02/2022 | 24/02/2027 | S-P-04640 | EPD Australasia | 1 | NSW | tonne | 2400 |  |  |  |  | https://epd-australasia.com/wp-content/uploads/2022/02/Fulton-Hogan_NSW-Asphalt-EPD_SP04649.pdf | Asphalt |  | Fulton Hogan Eastern CreekBC14 A10E AIRPORT
Fulton Hogan | Eastern Creek | DG14 PortPhalt® | 86.9 | 86.9 | 0.0237 | 9.58e-05 |  | 24/02/2022 | 24/02/2027 | S-P-04640 | EPD Australasia | 1 | NSW | tonne | 2400 |  |  |  |  | https://epd-australasia.com/wp-content/uploads/2022/02/Fulton-Hogan_NSW-Asphalt-EPD_SP04649.pdf | Asphalt |  | Fulton Hogan Eastern CreekDG14 PortPhalt®
Fulton Hogan | Eastern Creek | DG20 PortPhalt® | 82.3 | 82.3 | 0.0276 | 8.86e-05 |  | 24/02/2022 | 24/02/2027 | S-P-04640 | EPD Australasia | 1 | NSW | tonne | 2400 |  |  |  |  | https://epd-australasia.com/wp-content/uploads/2022/02/Fulton-Hogan_NSW-Asphalt-EPD_SP04649.pdf | Asphalt |  | Fulton Hogan Eastern CreekDG20 PortPhalt®
Fulton Hogan | Eastern Creek | SMA07 A15E | 107 | 107 | -0.0589 | 0.000351 |  | 24/02/2022 | 24/02/2027 | S-P-04640 | EPD Australasia | 1 | NSW | tonne | 2400 |  |  |  |  | https://epd-australasia.com/wp-content/uploads/2022/02/Fulton-Hogan_NSW-Asphalt-EPD_SP04649.pdf | Asphalt |  | Fulton Hogan Eastern CreekSMA07 A15E
Fulton Hogan | Kembla Grange | DG07 AR450 AS2150 | 79.3 | 79.2 | 0.0496 | 0.000124 |  | 24/02/2022 | 24/02/2027 | S-P-04640 | EPD Australasia | 1 | NSW | tonne | 2400 |  |  |  |  | https://epd-australasia.com/wp-content/uploads/2022/02/Fulton-Hogan_NSW-Asphalt-EPD_SP04649.pdf | Asphalt |  | Fulton Hogan Kembla GrangeDG07 AR450 AS2150
Fulton Hogan | Kembla Grange | DG10 AR450 FINE AUSPEC R10% | 63.3 | 63.3 | 0.0418 | 0.000107 |  | 24/02/2022 | 24/02/2027 | S-P-04640 | EPD Australasia | 1 | NSW | tonne | 2400 |  |  |  |  | https://epd-australasia.com/wp-content/uploads/2022/02/Fulton-Hogan_NSW-Asphalt-EPD_SP04649.pdf | Asphalt |  | Fulton Hogan Kembla GrangeDG10 AR450 FINE AUSPEC R10%
Fulton Hogan | Kembla Grange | DG10 AR450 AS2150 R15% | 61.4 | 61.3 | 0.0419 | 0.000101 |  | 24/02/2022 | 24/02/2027 | S-P-04640 | EPD Australasia | 1 | NSW | tonne | 2400 |  |  |  |  | https://epd-australasia.com/wp-content/uploads/2022/02/Fulton-Hogan_NSW-Asphalt-EPD_SP04649.pdf | Asphalt |  | Fulton Hogan Kembla GrangeDG10 AR450 AS2150 R15%
Fulton Hogan | Kembla Grange | DG10 AR450 AS2150 R30% G2.5% | 59.6 | 59.4 | 0.259 | 9.1e-05 |  | 24/02/2022 | 24/02/2027 | S-P-04640 | EPD Australasia | 1 | NSW | tonne | 2400 |  |  |  |  | https://epd-australasia.com/wp-content/uploads/2022/02/Fulton-Hogan_NSW-Asphalt-EPD_SP04649.pdf | Asphalt |  | Fulton Hogan Kembla GrangeDG10 AR450 AS2150 R30% G2.5%
Fulton Hogan | Kembla Grange | DG10 AR450 AS2150 R30% SLAG DUST | 61.1 | 61.1 | 0.0353 | 9.09e-05 |  | 24/02/2022 | 24/02/2027 | S-P-04640 | EPD Australasia | 1 | NSW | tonne | 2400 |  |  |  |  | https://epd-australasia.com/wp-content/uploads/2022/02/Fulton-Hogan_NSW-Asphalt-EPD_SP04649.pdf | Asphalt |  | Fulton Hogan Kembla GrangeDG10 AR450 AS2150 R30% SLAG DUST
Fulton Hogan | Kembla Grange | DG14 AR450 AS2150 R20% | 58 | 57.9 | 0.0392 | 8.64e-05 |  | 24/02/2022 | 24/02/2027 | S-P-04640 | EPD Australasia | 1 | NSW | tonne | 2400 |  |  |  |  | https://epd-australasia.com/wp-content/uploads/2022/02/Fulton-Hogan_NSW-Asphalt-EPD_SP04649.pdf | Asphalt |  | Fulton Hogan Kembla GrangeDG14 AR450 AS2150 R20%
Fulton Hogan | Kembla Grange | DG20 AR450 AS2150 R30% | 55.7 | 55.7 | 0.0352 | 7.38e-05 |  | 24/02/2022 | 24/02/2027 | S-P-04640 | EPD Australasia | 1 | NSW | tonne | 2400 |  |  |  |  | https://epd-australasia.com/wp-content/uploads/2022/02/Fulton-Hogan_NSW-Asphalt-EPD_SP04649.pdf | Asphalt |  | Fulton Hogan Kembla GrangeDG20 AR450 AS2150 R30%
Fulton Hogan | Kembla Grange | DG28 AR450 AS2150 R25% | 54.3 | 54.3 | 0.0355 | 6.85e-05 |  | 24/02/2022 | 24/02/2027 | S-P-04640 | EPD Australasia | 1 | NSW | tonne | 2400 |  |  |  |  | https://epd-australasia.com/wp-content/uploads/2022/02/Fulton-Hogan_NSW-Asphalt-EPD_SP04649.pdf | Asphalt |  | Fulton Hogan Kembla GrangeDG28 AR450 AS2150 R25%
Fulton Hogan | Kembla Grange | GG10 AR450 AS2510 R10% | 80 | 80 | 0.0448 | 0.000117 |  | 24/02/2022 | 24/02/2027 | S-P-04640 | EPD Australasia | 1 | NSW | tonne | 2400 |  |  |  |  | https://epd-australasia.com/wp-content/uploads/2022/02/Fulton-Hogan_NSW-Asphalt-EPD_SP04649.pdf | Asphalt |  | Fulton Hogan Kembla GrangeGG10 AR450 AS2510 R10%
Fulton Hogan | Kembla Grange | THTAS10 | 98.5 | 98.5 | -0.0494 | 0.000341 |  | 24/02/2022 | 24/02/2027 | S-P-04640 | EPD Australasia | 1 | NSW | tonne | 2400 |  |  |  |  | https://epd-australasia.com/wp-content/uploads/2022/02/Fulton-Hogan_NSW-Asphalt-EPD_SP04649.pdf | Asphalt |  | Fulton Hogan Kembla GrangeTHTAS10
Fulton Hogan | Kembla Grange | DG10 AR450 R116 R15% | 72 | 71.9 | 0.0427 | 0.000101 |  | 24/02/2022 | 24/02/2027 | S-P-04640 | EPD Australasia | 1 | NSW | tonne | 2400 |  |  |  |  | https://epd-australasia.com/wp-content/uploads/2022/02/Fulton-Hogan_NSW-Asphalt-EPD_SP04649.pdf | Asphalt |  | Fulton Hogan Kembla GrangeDG10 AR450 R116 R15%
Fulton Hogan | Kembla Grange | DG14 A15E R116 R10% | 76.1 | 76 | 0.0978 | 0.000173 |  | 24/02/2022 | 24/02/2027 | S-P-04640 | EPD Australasia | 1 | NSW | tonne | 2400 |  |  |  |  | https://epd-australasia.com/wp-content/uploads/2022/02/Fulton-Hogan_NSW-Asphalt-EPD_SP04649.pdf | Asphalt |  | Fulton Hogan Kembla GrangeDG14 A15E R116 R10%
Fulton Hogan | Kembla Grange | DG14 AR450 R116 R15% G≤10%* | 69.5 | 69.2 | 0.263 | 9.18e-05 |  | 24/02/2022 | 24/02/2027 | S-P-04640 | EPD Australasia | 1 | NSW | tonne | 2400 |  |  |  |  | https://epd-australasia.com/wp-content/uploads/2022/02/Fulton-Hogan_NSW-Asphalt-EPD_SP04649.pdf | Asphalt |  | Fulton Hogan Kembla GrangeDG14 AR450 R116 R15% G≤10%*
Fulton Hogan | Kembla Grange | DG20 AR450 R116 R20% G≤10%* | 68.2 | 67.2 | 0.909 | 8.7e-05 |  | 24/02/2022 | 24/02/2027 | S-P-04640 | EPD Australasia | 1 | NSW | tonne | 2400 |  |  |  |  | https://epd-australasia.com/wp-content/uploads/2022/02/Fulton-Hogan_NSW-Asphalt-EPD_SP04649.pdf | Asphalt |  | Fulton Hogan Kembla GrangeDG20 AR450 R116 R20% G≤10%*
Fulton Hogan | Kembla Grange | DG28 AR450 R116 R25% | 64.6 | 64.5 | 0.037 | 6.83e-05 |  | 24/02/2022 | 24/02/2027 | S-P-04640 | EPD Australasia | 1 | NSW | tonne | 2400 |  |  |  |  | https://epd-australasia.com/wp-content/uploads/2022/02/Fulton-Hogan_NSW-Asphalt-EPD_SP04649.pdf | Asphalt |  | Fulton Hogan Kembla GrangeDG28 AR450 R116 R25%
Fulton Hogan | Kembla Grange | DG14 AR450 R116 SLAG | 73.7 | 73.6 | 0.0392 | 0.000103 |  | 24/02/2022 | 24/02/2027 | S-P-04640 | EPD Australasia | 1 | NSW | tonne | 2400 |  |  |  |  | https://epd-australasia.com/wp-content/uploads/2022/02/Fulton-Hogan_NSW-Asphalt-EPD_SP04649.pdf | Asphalt |  | Fulton Hogan Kembla GrangeDG14 AR450 R116 SLAG
Fulton Hogan | Kembla Grange | DG14 A15E R116 SLAG | 92.7 | 92.6 | 0.0922 | 0.000181 |  | 24/02/2022 | 24/02/2027 | S-P-04640 | EPD Australasia | 1 | NSW | tonne | 2400 |  |  |  |  | https://epd-australasia.com/wp-content/uploads/2022/02/Fulton-Hogan_NSW-Asphalt-EPD_SP04649.pdf | Asphalt |  | Fulton Hogan Kembla GrangeDG14 A15E R116 SLAG
Fulton Hogan | Kembla Grange | DG14 AR450 R118 CR | 92.8 | 92.7 | 0.0732 | 0.000147 |  | 24/02/2022 | 24/02/2027 | S-P-04640 | EPD Australasia | 1 | NSW | tonne | 2400 |  |  |  |  | https://epd-australasia.com/wp-content/uploads/2022/02/Fulton-Hogan_NSW-Asphalt-EPD_SP04649.pdf | Asphalt |  | Fulton Hogan Kembla GrangeDG14 AR450 R118 CR
Fulton Hogan | Kembla Grange | OG10 A15E R119 | 82.5 | 82.4 | 0.101 | 0.000172 |  | 24/02/2022 | 24/02/2027 | S-P-04640 | EPD Australasia | 1 | NSW | tonne | 2400 |  |  |  |  | https://epd-australasia.com/wp-content/uploads/2022/02/Fulton-Hogan_NSW-Asphalt-EPD_SP04649.pdf | Asphalt |  | Fulton Hogan Kembla GrangeOG10 A15E R119
Fulton Hogan | Kembla Grange | OG10 A15E SLAG R119 | 97 | 96.9 | 0.089 | 0.000176 |  | 24/02/2022 | 24/02/2027 | S-P-04640 | EPD Australasia | 1 | NSW | tonne | 2400 |  |  |  |  | https://epd-australasia.com/wp-content/uploads/2022/02/Fulton-Hogan_NSW-Asphalt-EPD_SP04649.pdf | Asphalt |  | Fulton Hogan Kembla GrangeOG10 A15E SLAG R119
Fulton Hogan | Kembla Grange | SMA10 A15E R121 EVO | 98.4 | 98.5 | -0.0494 | 0.000341 |  | 24/02/2022 | 24/02/2027 | S-P-04640 | EPD Australasia | 1 | NSW | tonne | 2400 |  |  |  |  | https://epd-australasia.com/wp-content/uploads/2022/02/Fulton-Hogan_NSW-Asphalt-EPD_SP04649.pdf | Asphalt |  | Fulton Hogan Kembla GrangeSMA10 A15E R121 EVO
Fulton Hogan | Kembla Grange | EME2 | 71 | 70.9 | 0.0486 | 0.00011 |  | 24/02/2022 | 24/02/2027 | S-P-04640 | EPD Australasia | 1 | NSW | tonne | 2400 |  |  |  |  | https://epd-australasia.com/wp-content/uploads/2022/02/Fulton-Hogan_NSW-Asphalt-EPD_SP04649.pdf | Asphalt |  | Fulton Hogan Kembla GrangeEME2
Boral | Canberra | DG10 10% RAP | 56.4 |  |  |  |  | 15/05/2021 | 15/05/2026 | S-P-02047 | EPD Australasia | 1.1 | ACT | tonne | 2400 |  |  |  |  | https://epd-australasia.com/wp-content/uploads/2021/06/SP02047-Boral-Asphalt_EPD_v1.1_Aug22.pdf | Asphalt |  | Boral CanberraDG10 10% RAP
Boral | Canberra | DG10 INNOVO | 57.2 |  |  |  |  | 15/05/2021 | 15/05/2026 | S-P-02047 | EPD Australasia | 1.1 | ACT | tonne | 2400 |  |  |  |  | https://epd-australasia.com/wp-content/uploads/2021/06/SP02047-Boral-Asphalt_EPD_v1.1_Aug22.pdf | Asphalt |  | Boral CanberraDG10 INNOVO
Boral | Canberra | DG14 | 64.6 |  |  |  |  | 15/05/2021 | 15/05/2026 | S-P-02047 | EPD Australasia | 1.1 | ACT | tonne | 2400 |  |  |  |  | https://epd-australasia.com/wp-content/uploads/2021/06/SP02047-Boral-Asphalt_EPD_v1.1_Aug22.pdf | Asphalt |  | Boral CanberraDG14
Boral | Enfield | DG14 C450 AUSP 30% RAP | 56.4 |  |  |  |  | 15/05/2021 | 15/05/2026 | S-P-02047 | EPD Australasia | 1.1 | NSW | tonne | 2400 |  |  |  |  | https://epd-australasia.com/wp-content/uploads/2021/06/SP02047-Boral-Asphalt_EPD_v1.1_Aug22.pdf | Asphalt |  | Boral EnfieldDG14 C450 AUSP 30% RAP
Boral | Enfield | DG14 HD A15E HFA | 81 |  |  |  |  | 15/05/2021 | 15/05/2026 | S-P-02047 | EPD Australasia | 1.1 | NSW | tonne | 2400 |  |  |  |  | https://epd-australasia.com/wp-content/uploads/2021/06/SP02047-Boral-Asphalt_EPD_v1.1_Aug22.pdf | Asphalt |  | Boral EnfieldDG14 HD A15E HFA
Boral | Allens' Asphalt Caboolture | AC10, AC14, AC20 | 63.8 |  |  |  |  | 15/05/2021 | 15/05/2026 | S-P-02047 | EPD Australasia | 1.1 | QLD | tonne | 2400 |  |  |  |  | https://epd-australasia.com/wp-content/uploads/2021/06/SP02047-Boral-Asphalt_EPD_v1.1_Aug22.pdf | Asphalt |  | Boral Allens' Asphalt CabooltureAC10, AC14, AC20
Boral | Allens' Asphalt Caboolture | COUNCIL SPECIFIC MIX | 54.4 |  |  |  |  | 15/05/2021 | 15/05/2026 | S-P-02047 | EPD Australasia | 1.1 | QLD | tonne | 2400 |  |  |  |  | https://epd-australasia.com/wp-content/uploads/2021/06/SP02047-Boral-Asphalt_EPD_v1.1_Aug22.pdf | Asphalt |  | Boral Allens' Asphalt CabooltureCOUNCIL SPECIFIC MIX
Boral | Allens' Asphalt Caboolture | EME2 | 54.4 |  |  |  |  | 15/05/2021 | 15/05/2026 | S-P-02047 | EPD Australasia | 1.1 | QLD | tonne | 2400 |  |  |  |  | https://epd-australasia.com/wp-content/uploads/2021/06/SP02047-Boral-Asphalt_EPD_v1.1_Aug22.pdf | Asphalt |  | Boral Allens' Asphalt CabooltureEME2
Boral | Charlton | 2232.20.AC14H | 70.5 |  |  |  |  | 15/05/2021 | 15/05/2026 | S-P-02047 | EPD Australasia | 1.1 | QLD | tonne | 2400 |  |  |  |  | https://epd-australasia.com/wp-content/uploads/2021/06/SP02047-Boral-Asphalt_EPD_v1.1_Aug22.pdf | Asphalt |  | Boral Charlton2232.20.AC14H
Boral | Charlton | 2235.20.AC20H | 69.4 |  |  |  |  | 15/05/2021 | 15/05/2026 | S-P-02047 | EPD Australasia | 1.1 | QLD | tonne | 2400 |  |  |  |  | https://epd-australasia.com/wp-content/uploads/2021/06/SP02047-Boral-Asphalt_EPD_v1.1_Aug22.pdf | Asphalt |  | Boral Charlton2235.20.AC20H
Boral | Charlton | EME2 | 62.7 |  |  |  |  | 15/05/2021 | 15/05/2026 | S-P-02047 | EPD Australasia | 1.1 | QLD | tonne | 2400 |  |  |  |  | https://epd-australasia.com/wp-content/uploads/2021/06/SP02047-Boral-Asphalt_EPD_v1.1_Aug22.pdf | Asphalt |  | Boral CharltonEME2
Boral | Ispwich | 2143.19.EME2 | 72.5 |  |  |  |  | 15/05/2021 | 15/05/2026 | S-P-02047 | EPD Australasia | 1.1 | QLD | tonne | 2400 |  |  |  |  | https://epd-australasia.com/wp-content/uploads/2021/06/SP02047-Boral-Asphalt_EPD_v1.1_Aug22.pdf | Asphalt |  | Boral Ispwich2143.19.EME2
Boral | Ispwich | 2179.19.AC14H | 79.4 |  |  |  |  | 15/05/2021 | 15/05/2026 | S-P-02047 | EPD Australasia | 1.1 | QLD | tonne | 2400 |  |  |  |  | https://epd-australasia.com/wp-content/uploads/2021/06/SP02047-Boral-Asphalt_EPD_v1.1_Aug22.pdf | Asphalt |  | Boral Ispwich2179.19.AC14H
Boral | Ispwich | 2187.19.AC20H | 77.6 |  |  |  |  | 15/05/2021 | 15/05/2026 | S-P-02047 | EPD Australasia | 1.1 | QLD | tonne | 2400 |  |  |  |  | https://epd-australasia.com/wp-content/uploads/2021/06/SP02047-Boral-Asphalt_EPD_v1.1_Aug22.pdf | Asphalt |  | Boral Ispwich2187.19.AC20H
Boral | West Burleigh | 10mm Cold Mix | 55.8 |  |  |  |  | 15/05/2021 | 15/05/2026 | S-P-02047 | EPD Australasia | 1.1 | QLD | tonne | 2400 |  |  |  |  | https://epd-australasia.com/wp-content/uploads/2021/06/SP02047-Boral-Asphalt_EPD_v1.1_Aug22.pdf | Asphalt |  | Boral West Burleigh10mm Cold Mix
Boral | West Burleigh | 2008.15. AC14H | 67.9 |  |  |  |  | 15/05/2021 | 15/05/2026 | S-P-02047 | EPD Australasia | 1.1 | QLD | tonne | 2400 |  |  |  |  | https://epd-australasia.com/wp-content/uploads/2021/06/SP02047-Boral-Asphalt_EPD_v1.1_Aug22.pdf | Asphalt |  | Boral West Burleigh2008.15. AC14H
Boral | West Burleigh | 2009.15. AC20H | 66.7 |  |  |  |  | 15/05/2021 | 15/05/2026 | S-P-02047 | EPD Australasia | 1.1 | QLD | tonne | 2400 |  |  |  |  | https://epd-australasia.com/wp-content/uploads/2021/06/SP02047-Boral-Asphalt_EPD_v1.1_Aug22.pdf | Asphalt |  | Boral West Burleigh2009.15. AC20H
Boral | West Burleigh | 2120.19. EME2 | 68.7 |  |  |  |  | 15/05/2021 | 15/05/2026 | S-P-02047 | EPD Australasia | 1.1 | QLD | tonne | 2400 |  |  |  |  | https://epd-australasia.com/wp-content/uploads/2021/06/SP02047-Boral-Asphalt_EPD_v1.1_Aug22.pdf | Asphalt |  | Boral West Burleigh2120.19. EME2
Boral | Gepps Cross | A10E RAP10% | 67.5 |  |  |  |  | 15/05/2021 | 15/05/2026 | S-P-02047 | EPD Australasia | 1.1 | SA | tonne | 2400 |  |  |  |  | https://epd-australasia.com/wp-content/uploads/2021/06/SP02047-Boral-Asphalt_EPD_v1.1_Aug22.pdf | Asphalt |  | Boral Gepps CrossA10E RAP10%
Boral | Gepps Cross | DG10 RAP10% | 52.5 |  |  |  |  | 15/05/2021 | 15/05/2026 | S-P-02047 | EPD Australasia | 1.1 | SA | tonne | 2400 |  |  |  |  | https://epd-australasia.com/wp-content/uploads/2021/06/SP02047-Boral-Asphalt_EPD_v1.1_Aug22.pdf | Asphalt |  | Boral Gepps CrossDG10 RAP10%
Boral | Gepps Cross | DG14 RAP15% | 42.4 |  |  |  |  | 15/05/2021 | 15/05/2026 | S-P-02047 | EPD Australasia | 1.1 | SA | tonne | 2400 |  |  |  |  | https://epd-australasia.com/wp-content/uploads/2021/06/SP02047-Boral-Asphalt_EPD_v1.1_Aug22.pdf | Asphalt |  | Boral Gepps CrossDG14 RAP15%
Boral | Gepps Cross | Cold mix | 41.1 |  |  |  |  | 15/05/2021 | 15/05/2026 | S-P-02047 | EPD Australasia | 1.1 | SA | tonne | 2400 |  |  |  |  | https://epd-australasia.com/wp-content/uploads/2021/06/SP02047-Boral-Asphalt_EPD_v1.1_Aug22.pdf | Asphalt |  | Boral Gepps CrossCold mix
Boral | Gepps Cross | Innovo 2 | 46.1 |  |  |  |  | 15/05/2021 | 15/05/2026 | S-P-02047 | EPD Australasia | 1.1 | SA | tonne | 2400 |  |  |  |  | https://epd-australasia.com/wp-content/uploads/2021/06/SP02047-Boral-Asphalt_EPD_v1.1_Aug22.pdf | Asphalt |  | Boral Gepps CrossInnovo 2
Boral | Gepps Cross | Innovo 3 | 51.4 |  |  |  |  | 15/05/2021 | 15/05/2026 | S-P-02047 | EPD Australasia | 1.1 | SA | tonne | 2400 |  |  |  |  | https://epd-australasia.com/wp-content/uploads/2021/06/SP02047-Boral-Asphalt_EPD_v1.1_Aug22.pdf | Asphalt |  | Boral Gepps CrossInnovo 3
Boral | Ballarat | BCRA | 81.9 |  |  |  |  | 15/05/2021 | 15/05/2026 | S-P-02047 | EPD Australasia | 1.1 | VIC | tonne | 2400 |  |  |  |  | https://epd-australasia.com/wp-content/uploads/2021/06/SP02047-Boral-Asphalt_EPD_v1.1_Aug22.pdf | Asphalt |  | Boral BallaratBCRA
Boral | Ballarat | C320 20Si | 59 |  |  |  |  | 15/05/2021 | 15/05/2026 | S-P-02047 | EPD Australasia | 1.1 | VIC | tonne | 2400 |  |  |  |  | https://epd-australasia.com/wp-content/uploads/2021/06/SP02047-Boral-Asphalt_EPD_v1.1_Aug22.pdf | Asphalt |  | Boral BallaratC320 20Si
Boral | Ballarat | C320 20Si 10% RAP | 56.6 |  |  |  |  | 15/05/2021 | 15/05/2026 | S-P-02047 | EPD Australasia | 1.1 | VIC | tonne | 2400 |  |  |  |  | https://epd-australasia.com/wp-content/uploads/2021/06/SP02047-Boral-Asphalt_EPD_v1.1_Aug22.pdf | Asphalt |  | Boral BallaratC320 20Si 10% RAP
Boral | Deer Park | BCRA | 67.4 |  |  |  |  | 15/05/2021 | 15/05/2026 | S-P-02047 | EPD Australasia | 1.1 | VIC | tonne | 2400 |  |  |  |  | https://epd-australasia.com/wp-content/uploads/2021/06/SP02047-Boral-Asphalt_EPD_v1.1_Aug22.pdf | Asphalt |  | Boral Deer ParkBCRA
Boral | Deer Park | C320 20Si | 49.5 |  |  |  |  | 15/05/2021 | 15/05/2026 | S-P-02047 | EPD Australasia | 1.1 | VIC | tonne | 2400 |  |  |  |  | https://epd-australasia.com/wp-content/uploads/2021/06/SP02047-Boral-Asphalt_EPD_v1.1_Aug22.pdf | Asphalt |  | Boral Deer ParkC320 20Si
Boral | Deer Park | C320 20Si 10% RAP | 46.9 |  |  |  |  | 15/05/2021 | 15/05/2026 | S-P-02047 | EPD Australasia | 1.1 | VIC | tonne | 2400 |  |  |  |  | https://epd-australasia.com/wp-content/uploads/2021/06/SP02047-Boral-Asphalt_EPD_v1.1_Aug22.pdf | Asphalt |  | Boral Deer ParkC320 20Si 10% RAP
Boral | Montrose | BCRA | 55.9 |  |  |  |  | 15/05/2021 | 15/05/2026 | S-P-02047 | EPD Australasia | 1.1 | VIC | tonne | 2400 |  |  |  |  | https://epd-australasia.com/wp-content/uploads/2021/06/SP02047-Boral-Asphalt_EPD_v1.1_Aug22.pdf | Asphalt |  | Boral MontroseBCRA
Boral | Montrose | C320 20Si | 45.2 |  |  |  |  | 15/05/2021 | 15/05/2026 | S-P-02047 | EPD Australasia | 1.1 | VIC | tonne | 2400 |  |  |  |  | https://epd-australasia.com/wp-content/uploads/2021/06/SP02047-Boral-Asphalt_EPD_v1.1_Aug22.pdf | Asphalt |  | Boral MontroseC320 20Si
Boral | Montrose | C320 20Si 10% RAP | 46.3 |  |  |  |  | 15/05/2021 | 15/05/2026 | S-P-02047 | EPD Australasia | 1.1 | VIC | tonne | 2400 |  |  |  |  | https://epd-australasia.com/wp-content/uploads/2021/06/SP02047-Boral-Asphalt_EPD_v1.1_Aug22.pdf | Asphalt |  | Boral MontroseC320 20Si 10% RAP
Boral | Welshpool | Bitupack | 11.3 |  |  |  |  | 15/05/2021 | 15/05/2026 | S-P-02047 | EPD Australasia | 1.1 | VIC | tonne | 2400 |  |  |  |  | https://epd-australasia.com/wp-content/uploads/2021/06/SP02047-Boral-Asphalt_EPD_v1.1_Aug22.pdf | Asphalt |  | Boral WelshpoolBitupack
Boral | Welshpool | DG14 JM45 | 58.3 |  |  |  |  | 15/05/2021 | 15/05/2026 | S-P-02047 | EPD Australasia | 1.1 | VIC | tonne | 2400 |  |  |  |  | https://epd-australasia.com/wp-content/uploads/2021/06/SP02047-Boral-Asphalt_EPD_v1.1_Aug22.pdf | Asphalt |  | Boral WelshpoolDG14 JM45
Boral | Welshpool | DG14 JM50 | 74.8 |  |  |  |  | 15/05/2021 | 15/05/2026 | S-P-02047 | EPD Australasia | 1.1 | VIC | tonne | 2400 |  |  |  |  | https://epd-australasia.com/wp-content/uploads/2021/06/SP02047-Boral-Asphalt_EPD_v1.1_Aug22.pdf | Asphalt |  | Boral WelshpoolDG14 JM50
Boral | Welshpool | DG20 JM49 | 58.2 |  |  |  |  | 15/05/2021 | 15/05/2026 | S-P-02047 | EPD Australasia | 1.1 | VIC | tonne | 2400 |  |  |  |  | https://epd-australasia.com/wp-content/uploads/2021/06/SP02047-Boral-Asphalt_EPD_v1.1_Aug22.pdf | Asphalt |  | Boral WelshpoolDG20 JM49
Downer | Reconophalt NSW | AC14H A15E | 90.5 | 90.7 | -0.223 | -5.92e-05 |  | 2022-03-06 | 2027-03-06 | S-P-05480 | EPD Australasia |  | NSW | tonne | 2400 |  |  |  |  | https://epd-australasia.com/wp-content/uploads/2022/08/SP05480_Downer-Reconophalt-NSW-EPD_June22.pdf | Asphalt |  | Downer Reconophalt NSWAC14H A15E
Downer | Reconophalt NSW | AC14H AR450 | 83.3 | 83.5 | -0.234 | -0.000155 |  | 2022-03-06 | 2027-03-06 | S-P-05480 | EPD Australasia |  | NSW | tonne | 2400 |  |  |  |  | https://epd-australasia.com/wp-content/uploads/2022/08/SP05480_Downer-Reconophalt-NSW-EPD_June22.pdf | Asphalt |  | Downer Reconophalt NSWAC14H AR450
Downer | Reconophalt NSW | AC14 AR 450 | 67.8 | 68.1 | -0.241 | -0.000232 |  | 2022-03-06 | 2027-03-06 | S-P-05480 | EPD Australasia |  | NSW | tonne | 2400 |  |  |  |  | https://epd-australasia.com/wp-content/uploads/2022/08/SP05480_Downer-Reconophalt-NSW-EPD_June22.pdf | Asphalt |  | Downer Reconophalt NSWAC14 AR 450
Downer | Reconophalt NSW | AC20 AR450 A | 63 | 62.9 | 0.06 | 0.000511 |  | 2022-03-06 | 2027-03-06 | S-P-05480 | EPD Australasia |  | NSW | tonne | 2400 |  |  |  |  | https://epd-australasia.com/wp-content/uploads/2022/08/SP05480_Downer-Reconophalt-NSW-EPD_June22.pdf | Asphalt |  | Downer Reconophalt NSWAC20 AR450 A
Downer | Reconophalt NSW | AC20 AR450 | 73.9 | 75 | -1.16 | -0.00256 |  | 2022-03-06 | 2027-03-06 | S-P-05480 | EPD Australasia |  | NSW | tonne | 2400 |  |  |  |  | https://epd-australasia.com/wp-content/uploads/2022/08/SP05480_Downer-Reconophalt-NSW-EPD_June22.pdf | Asphalt |  | Downer Reconophalt NSWAC20 AR450
Downer | Reconophalt South Australia | AC10 C320 R10 | 6.26 | 6.25 | 0.00525 | 5.86e-05 |  | 2020-01-10 | 22/10/2025 | S-P-02053 | EPD Australasia |  | SA | m² | 2400 |  |  |  |  | https://epd-australasia.com/wp-content/uploads/2020/09/S-P-02053_Downer_Reconophalt-Environmental-Product-Declaration_September-2020_v5.pdf |  |  | Downer Reconophalt South AustraliaAC10 C320 R10 | Unuseable due to unit and not have conversions available for specific products
Downer | Reconophalt South Australia | AC10 C320 R30 | 5.3 | 5.29 | 0.00429 | 4.63e-05 |  | 2020-01-10 | 22/10/2025 | S-P-02053 | EPD Australasia |  | SA | m² | 2400 |  |  |  |  | https://epd-australasia.com/wp-content/uploads/2020/09/S-P-02053_Downer_Reconophalt-Environmental-Product-Declaration_September-2020_v5.pdf |  |  | Downer Reconophalt South AustraliaAC10 C320 R30 | Unuseable due to unit and not have conversions available for specific products
Downer | Reconophalt South Australia | AC14 C170 R50 | 4.4 | 4.4 | 0.00348 | 3.4e-05 |  | 2020-01-10 | 22/10/2025 | S-P-02053 | EPD Australasia |  | SA | m² | 2400 |  |  |  |  | https://epd-australasia.com/wp-content/uploads/2020/09/S-P-02053_Downer_Reconophalt-Environmental-Product-Declaration_September-2020_v5.pdf |  |  | Downer Reconophalt South AustraliaAC14 C170 R50 | Unuseable due to unit and not have conversions available for specific products

## Steel (hidden)
Steel,
Company | Product | GWPt | GWPf | GWPb | from | to | Registrayion number | Version | location | unit | ref | Table name | Material name | Note | Descripition
ARC | Bar | 1670 | 1670 |  | 2022-05-20 | 2025-09-21 | S-P-00858 | Version 1.2 | Australia | tonne | https://epd-australasia.com/wp-content/uploads/2018/04/SP-00858_ARC-Reinforcing-Bar-Mesh-EPD_2022.pdf | Reinforcing bar | Steel, Reinforcing bar, Steel reinforcement, recycled, bar (ARC), Australia |  | Steel reinforcement, recycled, bar (ARC)
ARC | Mesh | 2060 | 2060 |  | 2022-05-21 | 2025-09-21 | S-P-00859 | Version 1.2 | Australia | tonne | https://epd-australasia.com/wp-content/uploads/2018/04/SP-00858_ARC-Reinforcing-Bar-Mesh-EPD_2022.pdf | Reinforcing mesh | Steel, Reinforcing mesh, Steel reinforcement, recycled, mesh (ARC) , Australia |  | Steel reinforcement, recycled, mesh (ARC)
InfraBuild | Steel section - Equal Angles (125x125x8 to 200x200x26) (via Distributor IBSC) | 3720 | 3720 |  | 2022-05-20 | 2025-09-21 | S-P-00856 | Version 1.2 | Australia | tonne | https://epd-australasia.com/wp-content/uploads/2018/04/SP-00856_Hot-Rolled-Structural-and-Merchant-Bar-Products-EPD_IBSC_2022.pdf | Structural sections (hot - rolled) | Steel, Structural sections (hot - rolled), Steel, equal angle (EA), structural section, unpainted, 125 x 125 x 8 mm to 200 x 200 x 26 mm, (InfraBuild via Distributor IBSC), Australia |  | Steel, equal angle (EA), structural section, unpainted, 125 x 125 x 8 mm to 200 x 200 x 26 mm, (InfraBuild via Distributor IBSC)
InfraBuild | Steel section- Parallel Flange Channels (180x75 to 380x100) (via Distributor IBSC) | 3720 | 3720 |  | 2022-05-20 | 2025-09-21 | S-P-00857 | Version 1.2 | Australia | tonne | https://epd-australasia.com/wp-content/uploads/2018/04/SP-00856_Hot-Rolled-Structural-and-Merchant-Bar-Products-EPD_IBSC_2022.pdf | Structural sections (hot - rolled) | Steel, Structural sections (hot - rolled), Steel, parallel flange channel (PFC), structural section, unpainted, 180 x 75 mm to 380 x 100 mm, (InfraBuild via Distributor IBSC), Australia |  | Steel, parallel flange channel (PFC), structural section, unpainted, 180 x 75 mm to 380 x 100 mm, (InfraBuild via Distributor IBSC)
InfraBuild | Steel section - Universal Beams (150x75 to 612x229) (via Distributor IBSC) | 3720 | 3720 |  | 2022-05-20 | 2025-09-21 | S-P-00858 | Version 1.2 | Australia | tonne | https://epd-australasia.com/wp-content/uploads/2018/04/SP-00856_Hot-Rolled-Structural-and-Merchant-Bar-Products-EPD_IBSC_2022.pdf | Structural sections (hot - rolled) | Steel, Structural sections (hot - rolled), Steel, universal beam (UB), structural section, unpainted, 150 x 75 mm to 612 x 229 mm, (InfraBuild via Distributor IBSC), Australia |  | Steel, universal beam (UB), structural section, unpainted, 150 x 75 mm to 612 x 229 mm, (InfraBuild via Distributor IBSC)
InfraBuild | Steel section - Universal Columns (97x99 to 327x311) (via Distributor IBSC) | 3720 | 3720 |  | 2022-05-20 | 2025-09-21 | S-P-00859 | Version 1.2 | Australia | tonne | https://epd-australasia.com/wp-content/uploads/2018/04/SP-00856_Hot-Rolled-Structural-and-Merchant-Bar-Products-EPD_IBSC_2022.pdf | Structural sections (hot - rolled) | Steel, Structural sections (hot - rolled), Steel, universal column (UC), structural section, unpainted, 97 x 99 mm to 327 x 311 mm, (InfraBuild via Distributor IBSC), Australia |  | Steel, universal column (UC), structural section, unpainted, 97 x 99 mm to 327 x 311 mm, (InfraBuild via Distributor IBSC)
InfraBuild | Steel merchant bar - Equal Angles (25x25x3 to 100x100x12) (via Distributor IBSC) | 1520 | 1520 |  | 2022-05-20 | 2025-09-21 | S-P-00860 | Version 1.2 | Australia | tonne | https://epd-australasia.com/wp-content/uploads/2018/04/SP-00856_Hot-Rolled-Structural-and-Merchant-Bar-Products-EPD_IBSC_2022.pdf | Structural sections (hot - rolled) | Steel, Structural sections (hot - rolled), Steel, equal angle (EA), merchant bar, unpainted, 25 x 25 x 3 mm to 100 x 100 x 12 mm, (InfraBuild via Distributor IBSC), Australia |  | Steel, equal angle (EA), merchant bar, unpainted, 25 x 25 x 3 mm to 100 x 100 x 12 mm, (InfraBuild via Distributor IBSC)
InfraBuild | Steel merchant bar- Unequal Angles (65x50x5 to 125x75x12) (via Distributor IBSC) | 1520 | 1520 |  | 2022-05-20 | 2025-09-21 | S-P-00861 | Version 1.2 | Australia | tonne | https://epd-australasia.com/wp-content/uploads/2018/04/SP-00856_Hot-Rolled-Structural-and-Merchant-Bar-Products-EPD_IBSC_2022.pdf | Structural sections (hot - rolled) | Steel, Structural sections (hot - rolled), Steel, unequal angles, merchant bar, unpainted, 65 x 50 x 5 mm to 125 x 75 x 12 mm, (InfraBuild via Distributor IBSC), Australia |  | Steel, unequal angles, merchant bar, unpainted, 65 x 50 x 5 mm to 125 x 75 x 12 mm, (InfraBuild via Distributor IBSC)
InfraBuild | Steel merchant bar- Parallel Flange Channels (75x40 to 150x75) (via Distributor IBSC) | 1520 | 1520 |  | 2022-05-20 | 2025-09-21 | S-P-00862 | Version 1.2 | Australia | tonne | https://epd-australasia.com/wp-content/uploads/2018/04/SP-00856_Hot-Rolled-Structural-and-Merchant-Bar-Products-EPD_IBSC_2022.pdf | Structural sections (hot - rolled) | Steel, Structural sections (hot - rolled), Steel, parallel flange channels (PFC), merchant bar, unpainted, 180 x 75 mm to 380 x 100 mm, (InfraBuild via Distributor IBSC), Australia |  | Steel, parallel flange channels (PFC), merchant bar, unpainted, 180 x 75 mm to 380 x 100 mm, (InfraBuild via Distributor IBSC)
InfraBuild | Steel merchant bar - Flat Bar (SEF) (20x10 to 150x25) (via Distributor IBSC) | 1520 | 1520 |  | 2022-05-20 | 2025-09-21 | S-P-00863 | Version 1.2 | Australia | tonne | https://epd-australasia.com/wp-content/uploads/2018/04/SP-00856_Hot-Rolled-Structural-and-Merchant-Bar-Products-EPD_IBSC_2022.pdf | Structural sections (hot - rolled) | Steel, Structural sections (hot - rolled), Steel, flat Bar (SEF), merchant bar, unpainted, 20 x 10 mm to 150 x 25 mm, (InfraBuild via Distributor IBSC), Australia |  | Steel, flat Bar (SEF), merchant bar, unpainted, 20 x 10 mm to 150 x 25 mm, (InfraBuild via Distributor IBSC)
InfraBuild | Steel merchant bar- Square Bar (10 to 40) (via Distributor IBSC) | 1520 | 1520 |  | 2022-05-20 | 2025-09-21 | S-P-00864 | Version 1.2 | Australia | tonne | https://epd-australasia.com/wp-content/uploads/2018/04/SP-00856_Hot-Rolled-Structural-and-Merchant-Bar-Products-EPD_IBSC_2022.pdf | Structural sections (hot - rolled) | Steel, Structural sections (hot - rolled), Steel, square Bar, merchant bar, unpainted, 10 mm to 40 mm, (InfraBuild via Distributor IBSC), Australia |  | Steel, square Bar, merchant bar, unpainted, 10 mm to 40 mm, (InfraBuild via Distributor IBSC)
InfraBuild | Steel merchant bar- Round Bar (10 to 90) (via Distributor IBSC) | 1520 | 1520 |  | 2022-05-20 | 2025-09-21 | S-P-00865 | Version 1.2 | Australia | tonne | https://epd-australasia.com/wp-content/uploads/2018/04/SP-00856_Hot-Rolled-Structural-and-Merchant-Bar-Products-EPD_IBSC_2022.pdf | Structural sections (hot - rolled) | Steel, Structural sections (hot - rolled), Steel, round Bar, merchant bar, unpainted, 10 mm to 90 mm, (InfraBuild via Distributor IBSC), Australia |  | Steel, round Bar, merchant bar, unpainted, 10 mm to 90 mm, (InfraBuild via Distributor IBSC)
InfraBuild | Steel merchant bar - Equal Angles (25x25x3 to 100x100x12) | 1240 | 1240 |  | 2022-05-20 | 2025-09-21 | S-P-00866 | Version 1.2 | Australia | tonne | https://epd-australasia.com/wp-content/uploads/2018/04/SP-00854_Hot-Rolled-Structural-Merchant-Bar-EPD_2022.pdf | Structural sections (hot - rolled) | Steel, Structural sections (hot - rolled), Steel, equal angle (EA), merchant bar, unpainted, 25 x 25 x 3 mm to 100 x 100 x 12 mm, (InfraBuild, Australia), Australia |  | Steel, equal angle (EA), merchant bar, unpainted, 25 x 25 x 3 mm to 100 x 100 x 12 mm, (InfraBuild, Australia)
InfraBuild | Steel merchant bar- Unequal Angles (65x50x5 to 125x75x12) | 1240 | 1240 |  | 2022-05-20 | 2025-09-21 | S-P-00867 | Version 1.2 | Australia | tonne | https://epd-australasia.com/wp-content/uploads/2018/04/SP-00854_Hot-Rolled-Structural-Merchant-Bar-EPD_2022.pdf | Structural sections (hot - rolled) | Steel, Structural sections (hot - rolled), Steel, equal angle (EA), merchant bar, unpainted, 25 x 25 x 3 mm to 100 x 100 x 12 mm, (InfraBuild, Australia), Australia |  | Steel, equal angle (EA), merchant bar, unpainted, 25 x 25 x 3 mm to 100 x 100 x 12 mm, (InfraBuild, Australia)
InfraBuild | Steel merchant bar- Parallel Flange Channels (75x40 to 150x75) | 1240 | 1240 |  | 2022-05-20 | 2025-09-21 | S-P-00868 | Version 1.2 | Australia | tonne | https://epd-australasia.com/wp-content/uploads/2018/04/SP-00854_Hot-Rolled-Structural-Merchant-Bar-EPD_2022.pdf | Structural sections (hot - rolled) | Steel, Structural sections (hot - rolled), Steel, unequal angles, merchant bar, unpainted, 65 x 50 x 5 mm to 125 x 75 x 12 mm, (InfraBuild, Australia), Australia |  | Steel, unequal angles, merchant bar, unpainted, 65 x 50 x 5 mm to 125 x 75 x 12 mm, (InfraBuild, Australia)
InfraBuild | Steel merchant bar - Flat Bar (SEF) (20x10 to 150x25) | 1240 | 1240 |  | 2022-05-20 | 2025-09-21 | S-P-00869 | Version 1.2 | Australia | tonne | https://epd-australasia.com/wp-content/uploads/2018/04/SP-00854_Hot-Rolled-Structural-Merchant-Bar-EPD_2022.pdf | Structural sections (hot - rolled) | Steel, Structural sections (hot - rolled), Steel, flat Bar (SEF), merchant bar, unpainted, 20 x 10 mm to 150 x 25 mm, (InfraBuild, Australia), Australia |  | Steel, flat Bar (SEF), merchant bar, unpainted, 20 x 10 mm to 150 x 25 mm, (InfraBuild, Australia)
InfraBuild | Steel merchant bar- Square Bar (10 to 40) | 1240 | 1240 |  | 2022-05-20 | 2025-09-21 | S-P-00870 | Version 1.2 | Australia | tonne | https://epd-australasia.com/wp-content/uploads/2018/04/SP-00854_Hot-Rolled-Structural-Merchant-Bar-EPD_2022.pdf | Structural sections (hot - rolled) | Steel, Structural sections (hot - rolled), Steel, square Bar, merchant bar, unpainted, 10 mm to 40 mm, (InfraBuild, Australia), Australia |  | Steel, square Bar, merchant bar, unpainted, 10 mm to 40 mm, (InfraBuild, Australia)
InfraBuild | Steel merchant bar- Round Bar (10 to 90) | 1240 | 1240 |  | 2022-05-20 | 2025-09-21 | S-P-00871 | Version 1.2 | Australia | tonne | https://epd-australasia.com/wp-content/uploads/2018/04/SP-00854_Hot-Rolled-Structural-Merchant-Bar-EPD_2022.pdf | Structural sections (hot - rolled) | Steel, Structural sections (hot - rolled), Steel, round Bar, merchant bar, unpainted, 10 mm to 90 mm, (InfraBuild, Australia), Australia |  | Steel, round Bar, merchant bar, unpainted, 10 mm to 90 mm, (InfraBuild, Australia)
InfraBuild | Reinforcing bar - 10 mm to 50 mm diameter | 1670 | 1670 |  | 2016-11-08 | 2025-09-21 | S-P-00857 | Version 1.2 | Australia | tonne | https://epd-australasia.com/wp-content/uploads/2018/04/SP-00857_Reinforcing-Bar-and-Mesh-EPD-InfraBuild-Reinforcing_2022.pdf | Reinforcing bar | Steel, Reinforcing bar, Steel, Reinforcing bar, 10 mm to 50 mm, (InfraBuild, Australia), Australia | In addition, this product includes pre-fabricated reinforcing assemblies for structural components such as piles, ground beams, pad footings, columns, beams, arches and lattice girders. Reinforcing carpets (BAMTEC®) are also included in this product grouping. | Steel, Reinforcing bar, 10 mm to 50 mm, (InfraBuild, Australia)
InfraBuild | Structural components (piles, ground beams, pad footings, columns, beams, arches and lattice girders) | 1670 | 1670 |  | 2016-11-08 | 2025-09-21 | S-P-00858 | Version 1.2 | Australia | tonne | https://epd-australasia.com/wp-content/uploads/2018/04/SP-00857_Reinforcing-Bar-and-Mesh-EPD-InfraBuild-Reinforcing_2022.pdf | Reinforcing bar | Steel, Reinforcing bar, Steel, reinforcing component of (piles, ground beams, pad footings, columns, beams, arches and lattice girders), (InfraBuild, Australia), Australia |  | Steel, reinforcing component of (piles, ground beams, pad footings, columns, beams, arches and lattice girders), (InfraBuild, Australia)
InfraBuild | Reinforcing carpets (BAMTEC®) | 1670 | 1670 |  | 2016-11-08 | 2025-09-21 | S-P-00859 | Version 1.2 | Australia | tonne | https://epd-australasia.com/wp-content/uploads/2018/04/SP-00857_Reinforcing-Bar-and-Mesh-EPD-InfraBuild-Reinforcing_2022.pdf | Reinforcing mesh | Steel, Reinforcing mesh, Steel, Reinforcing carpets (BAMTEC®) (InfraBuild, Australia), Australia |  | Steel, Reinforcing carpets (BAMTEC®) (InfraBuild, Australia)
InfraBuild | Reinforcing Mesh - SL53 to SL81, RL718 to RL1218 (mm) | 2060 | 2060 |  | 2016-11-08 | 2025-09-21 | S-P-00860 | Version 1.2 | Australia | tonne | https://epd-australasia.com/wp-content/uploads/2018/04/SP-00857_Reinforcing-Bar-and-Mesh-EPD-InfraBuild-Reinforcing_2022.pdf | Reinforcing mesh | Steel, Reinforcing mesh, Steel, Reinforcing Mesh - SL53 to SL81, RL718 to RL1218 (mm) (InfraBuild, Australia), Australia |  | Steel, Reinforcing Mesh - SL53 to SL81, RL718 to RL1218 (mm) (InfraBuild, Australia)
Liberty - One Steel | Steel - Equal Angles (125x125x8 to 200x200x26) | 3320 | 3320 |  | 2022-06-29 | 2025-09-21 | S-P-01547 | Version 1.2 | Australia | tonne | https://epd-australasia.com/wp-content/uploads/2016/09/SP-01547_Hot-Rolled-Structural-and-Rail-Products-EPD-Liberty-Primary-Steel_2022.pdf | Structural sections (hot - rolled) | Steel, Structural sections (hot - rolled), Steel, equal angle (EA), structural section, unpainted, 125 x 125 x 8 mm to 200 x 200 x 26 mm, (Liberty Primary Steel, Australia), Australia |  | Steel, equal angle (EA), structural section, unpainted, 125 x 125 x 8 mm to 200 x 200 x 26 mm, (Liberty Primary Steel, Australia)
Liberty - One Steel | Steel - Parallel Flange Channels (180x75 to 380x100) | 3320 | 3320 |  | 2022-06-29 | 2025-09-21 | S-P-01547 | Version 1.2 | Australia | tonne | https://epd-australasia.com/wp-content/uploads/2016/09/SP-01547_Hot-Rolled-Structural-and-Rail-Products-EPD-Liberty-Primary-Steel_2022.pdf | Structural sections (hot - rolled) | Steel, Structural sections (hot - rolled), Steel, parallel flange channel (PFC), structural section, unpainted, 180 x 75 mm to 380 x 100 mm, (Liberty Primary Steel, Australia), Australia |  | Steel, parallel flange channel (PFC), structural section, unpainted, 180 x 75 mm to 380 x 100 mm, (Liberty Primary Steel, Australia)
Liberty - One Steel | Steel - Universal Beams (150x75 to 612x229) | 3320 | 3320 |  | 2022-06-29 | 2025-09-21 | S-P-01547 | Version 1.2 | Australia | tonne | https://epd-australasia.com/wp-content/uploads/2016/09/SP-01547_Hot-Rolled-Structural-and-Rail-Products-EPD-Liberty-Primary-Steel_2022.pdf | Structural sections (hot - rolled) | Steel, Structural sections (hot - rolled), Steel, universal beam (UB), structural section, unpainted, 150 x 75 mm to 612 x 229 mm, (Liberty Primary Steel, Australia), Australia |  | Steel, universal beam (UB), structural section, unpainted, 150 x 75 mm to 612 x 229 mm, (Liberty Primary Steel, Australia)
Liberty - One Steel | Steel - Universal Columns (97x99 to 327x311) | 3320 | 3320 |  | 2022-06-29 | 2025-09-21 | S-P-01547 | Version 1.2 | Australia | tonne | https://epd-australasia.com/wp-content/uploads/2016/09/SP-01547_Hot-Rolled-Structural-and-Rail-Products-EPD-Liberty-Primary-Steel_2022.pdf | Structural sections (hot - rolled) | Steel, Structural sections (hot - rolled), Steel, universal columns (UC), structural section, unpainted, 97 x 99 mm to 327 x 311 mm, (Liberty Primary Steel, Australia), Australia |  | Steel, universal columns (UC), structural section, unpainted, 97 x 99 mm to 327 x 311 mm, (Liberty Primary Steel, Australia)
Liberty - One Steel | Steel - Rail (137 x 127 to 185 x 152) | 3320 | 3320 |  | 2022-06-29 | 2025-09-21 | S-P-01547 | Version 1.2 | Australia | tonne | https://epd-australasia.com/wp-content/uploads/2016/09/SP-01547_Hot-Rolled-Structural-and-Rail-Products-EPD-Liberty-Primary-Steel_2022.pdf | Rail | Steel, Rail, Steel, rail, Plain Carbon (‘As Rolled’) and Head Hardened, unpainted, 137 x 127 mm to 185 x 152 mm, (Liberty Primary Steel, Australia), Australia |  | Steel, rail, Plain Carbon (‘As Rolled’) and Head Hardened, unpainted, 137 x 127 mm to 185 x 152 mm, (Liberty Primary Steel, Australia)
Liberty - One Steel | Steel - Sleeper (258 x 97 to 300 x 122) | 3320 | 3320 |  | 2022-06-29 | 2025-09-21 | S-P-01547 | Version 1.2 | Australia | tonne | https://epd-australasia.com/wp-content/uploads/2016/09/SP-01547_Hot-Rolled-Structural-and-Rail-Products-EPD-Liberty-Primary-Steel_2022.pdf | Sleepers | Steel, Sleepers, Steel, Trak-Lok® steel sleepers, unpainted, 258 x 97 mm to 300 x 122 mm, (Liberty Primary Steel, Australia), Australia |  | Steel, Trak-Lok® steel sleepers, unpainted, 258 x 97 mm to 300 x 122 mm, (Liberty Primary Steel, Australia)
Ausreo | Prefab cages | 1660 | 1660 | 2.18 | 2023-06-26 | 2028-06-25 | S-P-08459 | Version 1 | Australia | tonne | https://epd-australasia.com/wp-content/uploads/2023/06/SP08459-AUSREO-EPD-Reinforcing-Bar-Prefabricated-Steel-Reinforcement-Cages-260623.pdf | Reinforcing Prefabricated cages | Steel, Reinforcing Prefabricated cages , Steel, Prefabricated cages, (Ausreo), Australia |  | Steel, Prefabricated cages, (Ausreo)
Ausreo | Bars | 1660 | 1660 | 2.22 | 2023-06-26 | 2028-06-25 | S-P-08459 | Version 1 | Australia | tonne | https://epd-australasia.com/wp-content/uploads/2023/06/SP08459-AUSREO-EPD-Reinforcing-Bar-Prefabricated-Steel-Reinforcement-Cages-260623.pdf | Reinforcing bar | Steel, Reinforcing bar, Steel, Bars, (Ausreo), Australia |  | Steel, Bars, (Ausreo)
Reinforcing steel (India as proxy for China)
Company | Product | GWPt | GWPf | GWPb | from | to | Registrayion number | Version | location | unit | ref | Table name | Material name | Note
Raajratna | Steel Rebar | 2762.88 | [8 empty] | Data (environdec.com)

## Holcim_Agg (hidden)
https://epd-australasia.com/wp-content/uploads/2021/05/SP02332-Holcim-EPD-ViroDecs%E2%84%A2-Aggregates-EPD-v2.0_May23.pdf
Australia
44334
46159
1 tonne
Impact Category | Unit | Ballast | Other Aggregates | Asphalt Aggregates | Sealing Aggregates | Concrete Aggregates | Precoat Aggregates | Other Roadbase | Customer Spec. Roadbase
Potential Environmental Impacts
GWP | kg CO eq. 2 | 7.81 | 6.12 | 9.24 | 8.16 | 7.98 | 31.71 | 6.17 | 3.26
ODP | kg CFC 11 eq. | 3.97e-08 | 2.62e-08 | 3.94e-08 | 1.67e-08 | 2.51e-08 | 4.15e-08 | 2.38e-08 | 6.26e-09
AP | kg SO eq. 2 | 0.0222 | 0.0282 | 0.0385 | 0.0486 | 0.0421 | 0.152 | 0.0266 | 0.0265
EP | kg PO_{4}^{3-} eq. | 0.00629 | 0.00759 | 0.0105 | 0.0128 | 0.0113 | 0.0174 | 0.00725 | 0.00697
POCP | kg C H eq. 2 2 | 0.000716 | 0.000711 | 0.000978 | 0.00108 | 0.000916 | 0.00664 | 0.000658 | 0.000548
ADPE | kg Sb eq. | 4.11e-06 | 2.44e-06 | 4.17e-06 | 1.89e-06 | 2.76e-06 | 6.51e-06 | 2.63e-06 | 7.1e-07
ADPF | MJ | 97.8 | 85.1 | 113 | 117 | 105 | 2780 | 77.5 | 44.6
Resource use
PERE | MJNCV | 2.47 | 0.697 | 2.23 | 0.923 | 1.45 | 1.04 | 1.96 | 0.514
PERM | MJNCV | [5 empty] | 1.76
PERT | MJNCV | 2.47 | 0.697 | 2.23 | 0.923 | 1.45 | 2.81 | 1.96 | 0.514
PENRE | MJNCV | 97.8 | 85.1 | 113 | 117 | 105 | 54.6 | 77.5 | 44.6
PENRM | MJNCV | [5 empty] | 2730
PENRT | MJNCV | 97.8 | 85.1 | 113 | 117 | 105 | 2780 | 77.5 | 44.6
SM | kg | [5 empty] | 9.51e-05
RSF | MJNCV
NRSF | MJNCV
FW | m^{3} | 0.0127 | 0.00612 | 0.0202 | 0.00827 | 0.0343 | 0.102 | 0.009 | 0.00257
Output categories
HWD | kg | 0.000267 | 0.000191 | 0.00021 | 0.000115 | 0.000152 | 0.000136 | 0.000151 | 3.79e-05
NHWD | kg | 0.36 | 0.099 | 0.455 | 0.0745 | 0.257 | 0.462 | 0.287 | 0.0762
RWD | kg | 2.33e-07 | 1.56e-07 | 8.1e-07 | 1.06e-07 | 1.41e-07 | 3.41e-07 | 1.39e-07 | 3.69e-08
CRU | kg
MFR | kg
MER | kg
EE | MJ
Impact Category | Unit | 0.5% Cement-treated Roadbase | Cement-treated Other Roadbase | 1% Cement-treated Roadbase | 1.5% Cement-treated Roadbase | 2% Cement-treated Roadbase | 2.5% Cement-treated Roadbase | Cement-treated Customer Spec. Roadbase | 3% Cement-treated Roadbase | 3.5% Cement-treated Roadbase | 4% Cement-treated Roadbase | Cement-treated Dust | 5% Cement-treated Roadbase | 6% Cement-treated Roadbase
Potential Environmental Impacts
GWP | kg CO eq. 2 | 7.77 | 8.12 | 10.11 | 12.51 | 13.67 | 14.74 | 14.74 | 17.52 | 19.21 | 22.21 | 21.16 | 24.34 | 33.88
ODP | kg CFC 11 | 6.01e-08 | 3.88e-08 | 8.6e-08 | 1.13e-07 | 1.21e-07 | 1.31e-07 | 1.31e-07 | 1.3e-07 | 1.81e-07 | 1.68e-07 | 1.69e-07 | 2.25e-07 | 2.71e-07
eq
AP | kg SO eq. 2 | 0.0252 | 0.0489 | 0.0306 | 0.0355 | 0.0378 | 0.04 | 0.04 | 0.0458 | 0.049 | 0.0553 | 0.0498 | 0.0593 | 0.0784
EP | kg PO_{4}^{3-} eq. | 0.0064 | 0.0123 | 0.00764 | 0.00869 | 0.00919 | 0.00966 | 0.00966 | 0.0108 | 0.0116 | 0.0128 | 0.0115 | 0.0138 | 0.018
POCP | kg C H eq. 2 2 | 0.000698 | 0.00101 | 0.000853 | 0.00099 | 0.00105 | 0.00111 | 0.00111 | 0.00124 | 0.00137 | 0.00149 | 0.00136 | 0.00164 | 0.0021
ADPE | kg Sb eq. | 3.61e-06 | 1.86e-06 | 4.69e-06 | 5.75e-06 | 6.15e-06 | 6.59e-06 | 6.59e-06 | 7.61e-06 | 8.57e-06 | 9.35e-06 | 8.59e-06 | 1.05e-05 | 1.33e-05
ADPF | MJ | 70.6 | 78 | 86.9 | 102 | 108 | 115 | 115 | 128 | 143 | 156 | 140 | 173 | 226
Resource Use
PERE | MJNCV | 1.49 | 0.52 | 1.77 | 2.01 | 2.12 | 2.23 | 2.23 | 4.78 | 2.67 | 5.22 | 2.67 | 3.17 | 4.1
PERM | MJNCV
PERT | MJNCV | 1.49 | 0.52 | 1.77 | 2.01 | 2.12 | 2.23 | 2.23 | 4.78 | 2.67 | 5.22 | 2.67 | 3.17 | 4.1
PENRE | MJNCV | 70.6 | 78 | 86.9 | 102 | 108 | 115 | 115 | 128 | 143 | 156 | 140 | 173 | 226
PENRM | MJNCV
PENRT | MJNCV | 70.6 | 78 | 86.9 | 102 | 108 | 115 | 115 | 128 | 143 | 156 | 140 | 173 | 226
SM | kg |  |  | 1.5 | 3 | 2.75 | 3.13 | 3.13 |  | 6 |  |  | 6.5
RSF | MJNCV
NRSF | MJNCV
FW | m^{3} | 0.037 | 0.00748 | 0.0424 | 0.0459 | 0.0475 | 0.049 | 0.049 | 0.0315 | 0.0557 | 0.0383 | 0.0326 | 0.0627 | 0.0751
Output categories
HWD | kg | 0.000143 | 9.85e-06 | 0.000157 | 0.000162 | 0.000164 | 0.000166 | 0.000166 | 0.000119 | 0.000175 | 0.000127 | 0.000146 | 0.000183 | 0.000197
NHWD | kg | 0.184 | 0.0984 | 0.239 | 0.292 | 0.312 | 0.334 | 0.334 | 0.352 | 0.433 | 0.441 | 0.476 | 0.533 | 0.68
RWD | kg | 1.68e-07 | 5.81e-08 | 2.05e-07 | 2.36e-07 | 2.48e-07 | 2.61e-07 | 2.61e-07 | 5.15e-07 | 3.19e-07 | 5.65e-07 | 3.53e-07 | 3.78e-07 | 4.67e-07
CRU | kg
MFR | kg
MER | kg
EE | MJ

## Timber (hidden)
[8 empty] | Calculated where not provided - density (assumed 551 if not provided) * solid content (assumed 0.9 if not provided) * 0.5 (carbon content) *44/12 |  | -195.3 |  |  |  |  | assumed 550 kg/m3 (highest from data) or 9.3 kg/m2 if value not given | assumed 10% if not provided |  |  |  | Max variations calculated using Max GWPf variation only. Then average results for GWPbio and GWPluluc and GWPstored |  | Australia
|  | Company | Product | Total | GWPf | GWPb | GWPluluc | Carbon stored kg of CO2 | from | to | Registrayion number | Version | location | unit | Conversion factor | Water content | ref | Table name | Table subheading | Material name | Max variation for fossil | Notes | Notes 2 | Max Variation inclusions for FWPA | Dressed, kiln-dried softwwod | Max treatment LOSP (azole +permethrin) [H3]
Structure | Timber & engineered woods | Wood solutions, FWPA |  | -650.2462 | 449.6328 | -1099.879 |  | 1212.75 | 2017-12-08 | 2022-12-08 | S-P-00561 | Version 1.2 | Australia | m³ | 735 | 0.1 | https://epd-australasia.com/wp-content/uploads/2018/04/EDP-2-Hardwood-Dec-2020-2.pdf | Hardwood | Max variation, hardwood, dressed, kiln-dried H3 | Max variation, hardwood, dressed, kiln-dried H3 ACQ FWPA, Australia | 0.902 | Maximum GWPfossil associated (calculated using maximum variation) - GWPb and GWPlululc remains as average value - GWPtotal is calculated (GWPb+GWPf+GWPluluc). GWPstored remains as average |  | GWP | 0.101 | 58.6
Structure | Timber & engineered woods | Wood solutions, FWPA |  | -877.2 | 219.8 | -1099.9976 |  | 1212.75 | 2017-12-08 | 2022-12-08 | S-P-00561 | Version 1.2 | Australia | m³ | 735 | 0.1 | https://epd-australasia.com/wp-content/uploads/2018/04/EDP-2-Hardwood-Dec-2020-2.pdf | Hardwood | Hardwood, rough sawn, kiln-dried H1 | Hardwood, rough sawn, kiln-dried H1, FWPA, Australia |  |  |  | GWPF | 0.47 | 58.5
Structure | Timber & engineered woods | Wood solutions, FWPA |  | -860.5 | 236.4 | -1099.879 |  | 1212.75 | 2017-12-08 | 2022-12-08 | S-P-00561 | Version 1.2 | Australia | m³ | 735 | 0.1 | https://epd-australasia.com/wp-content/uploads/2018/04/EDP-2-Hardwood-Dec-2020-2.pdf | Hardwood | Hardwood, rough sawn, kiln-dried H2 | Hardwood, rough sawn, kiln-dried H3 ACQ, Australia |  |  |  | GWPB | 0.01 | 0.0943
Structure | Timber & engineered woods | Wood solutions, FWPA |  | -856.5 | 240.5 | -1099.9283 |  | 1212.75 | 2017-12-08 | 2022-12-08 | S-P-00561 | Version 1.2 | Australia | m³ | 735 | 0.1 | https://epd-australasia.com/wp-content/uploads/2018/04/EDP-2-Hardwood-Dec-2020-2.pdf | Hardwood | Hardwood, rough sawn, kiln-dried H3 | Hardwood, rough sawn, kiln-dried H3 copper, Australia
Structure | Timber & engineered woods | Wood solutions, FWPA |  | -709.5 | 348.5 | -1059.9283 |  | 1212.75 | 2017-12-08 | 2022-12-08 | S-P-00561 | Version 1.2 | Australia | m³ | 735 | 0.1 | https://epd-australasia.com/wp-content/uploads/2018/04/EDP-2-Hardwood-Dec-2020-2.pdf | Hardwood | Hardwood, dressed, kiln-dried H3 | Hardwood, dressed, kiln-dried H3 copper, Australia
Structure | Timber & engineered woods | Wood solutions, FWPA |  | -703.5 | 354.4 | -1059.879 |  | 1212.75 | 2017-12-08 | 2022-12-08 | S-P-00561 | Version 1.2 | Australia | m³ | 735 | 0.1 | https://epd-australasia.com/wp-content/uploads/2018/04/EDP-2-Hardwood-Dec-2020-2.pdf | Hardwood | Hardwood, dressed, kiln-dried H2 | Hardwood, dressed, kiln-dried H3 ACQ, Australia
Structure | Timber & engineered woods | Wood solutions, FWPA |  | -720.2 | 337.8 | -1059.9976 |  | 1212.75 | 2017-12-08 | 2022-12-08 | S-P-00561 | Version 1.2 | Australia | m³ | 735 | 0.1 | https://epd-australasia.com/wp-content/uploads/2018/04/EDP-2-Hardwood-Dec-2020-2.pdf | Hardwood | Hardwood, dressed, kiln-dried H1 | Hardwood, dressed, kiln-dried H1, Australia
Structure | Timber & engineered woods | Wood solutions, FWPA |  | 1.6529 | 778.1235 | -776.4706 |  | 920.7216 | 2017-12-08 | 2022-12-08 | S-P-00564 | Version 1.2 | Australia | m³ | 545.8824 | 0.08 | https://epd-australasia.com/epd/plywood/ | Plywood | Max variation, plywood | Max variation of Formply A-bond 17mm FWPA, Australia | 0.478 | Maximum GWPfossil associated (calculated using maximum variation) - GWPb and GWPlululc remains as average value - GWPtotal is calculated (GWPb+GWPf+GWPluluc). GWPstored remains as average | Converted from kg/m2
Structure | Timber & engineered woods | Wood solutions, FWPA |  | -342.6474 | 673.1421 | -1015.7895 |  | 1181.0526 | 2017-12-08 | 2022-12-08 | S-P-00562 | Version 1.2 | Australia | m³ | 715.7895 | 0.1 | https://epd-australasia.com/wp-content/uploads/2018/04/EDP-3-Particleboard-Dec-2020-1.pdf | Particleboard | Max variation, particleboard | Max variation of 19mm flooring particleboard FWPA, Australia | 0.057 | Maximum GWPfossil associated (calculated using maximum variation) - GWPb and GWPlululc remains as average value - GWPtotal is calculated (GWPb+GWPf+GWPluluc). GWPstored remains as average
Structure | Timber & engineered woods | Wood solutions, FWPA |  | -576.28 | 415.72 | -992 |  | 1001.88 | 2017-12-08 | 2022-12-08 | S-P-00565 | Version 1 | Australia | m³ | 621 | 0.12 | https://epd-australasia.com/wp-content/uploads/2018/03/epd565-Glued-Laminated-Timber-v1.pdf | GLT&CLT (sw) | Max, Glulam, sw | Max variaton for softwood Glulam FWPA, Australia | 0.094 | Maximum GWPfossil associated (calculated using maximum variation) - GWPb and GWPlululc remains as average value - GWPtotal is calculated (GWPb+GWPf+GWPluluc). GWPstored remains as average
Structure | Timber & engineered woods | Wood solutions, FWPA |  | -322.626 | 612.374 | -935 |  | 1087.3867 | 2017-12-08 | 2022-12-08 | S-P-00565 | Version 1 | Australia | m³ | 674 | 0.12 | https://epd-australasia.com/wp-content/uploads/2018/03/epd565-Glued-Laminated-Timber-v1.pdf | GLT&CLT (hw) | Max, Glulam, hw or cypress pine | Max variaton for hardwood Glulam FWPA, Australia | 0.162 | Maximum GWPfossil associated (calculated using maximum variation) - GWPb and GWPlululc remains as average value - GWPtotal is calculated (GWPb+GWPf+GWPluluc). GWPstored remains as average
Structure | Timber & engineered woods | Wood solutions, FWPA |  | 26.5817 | 1064.0533 | -1037.4716 |  | 1227.6 | 2017-12-08 | 2022-12-08 | S-P-00563 | Version 1.2 | Australia | m³ | 720 | 0.07 | https://epd-australasia.com/wp-content/uploads/2018/04/EDP-4-MDF-Dec-2020-1.pdf | MDF | Max, MDF | Max variaton for MDF, MR 25mm FWPA, Australia | 0.253 | Maximum GWPfossil associated (calculated using maximum variation) - GWPb and GWPlululc remains as average value - GWPtotal is calculated (GWPb+GWPf+GWPluluc). GWPstored remains as average
Structure | Timber & engineered woods | Wood solutions, FWPA |  | -556.841 | 317.216 | -874.057 |  | 888.9467 | 2022-02-14 | 2027-02-14 | S-P-00560 | Version 2.0 | Australia | m³ | 551 |  | https://epd-australasia.com/wp-content/uploads/2018/04/EPD-1_Softwood_Revised-14-Feb-2022.pdf | Softwood | MAX result in FWPA, dressed, klin dried softwood, LOSP (azole+permethrin) [H3] | Maximum variaton, Softwood (Radiata pine),surfaced, dressed, kiln-dried, LOSP azole+permethrin), e.g. framing [majority from sustainable forest management practices] (FWPA) | 0.472 | Maximum GWPfossil associated (calculated using maximum variation) - GWPb and GWPlululc remains as average value - GWPtotal is calculated (GWPb+GWPf+GWPluluc). GWPstored remains as average
Structure | Timber & engineered woods | Timberlink |  | -711 | 119 | -830 | 0.00992 | 865.3333 | 2023-06-05 | 2028-06-05 | S-P-07431 | Version 1 | Australia | m³ | 492 |  | https://epd-australasia.com/epd/timberlink-structural-softwood-timber/ | Softwood | Untreated Structural | Softwood (Radiata pine), surfaced, kiln-dried, untreated, [from sustainable forest management practices] (Timberlink, Australia) |  | Timberlink Untreated structural timber is manufactured from sustainably grown Australian radiata pine. It is not treated. It is suitable for indoor load bearing, above ground applications.
Structure | Timber & engineered woods | Timberlink |  | -705 | 125 | -830 | 0.0101 | 865.3333 | 2023-06-05 | 2028-06-05 | S-P-07431 | Version 1 | Australia | m³ | 528 |  | https://epd-australasia.com/epd/timberlink-structural-softwood-timber/ | Softwood | Timberlink Blue | Softwood (Radiata pine), surfaced, kiln-dried, H3, treated, eg outdoor use, not in contact with ground, non structural [from sustainable forest management practices] (Timberlink, Australia) |  | Timberlink Blue structural timber is termite and European house borer resistant sustainably grown Australian radiata pine timber, H2F treated with either Permethrin or Imidacloprid. These treatments have been approved for use by the APVMA (Australian Pesticides and Veterinary Medicines Authority). It is suitable for indoor load bearing, above ground applications built south of the Tropic of Capricorn.
Structure | Timber & engineered woods | Timberlink |  | -670 | 148 | -818 | 0.0186 | 854.3333 | 2023-06-05 | 2028-06-05 | S-P-07431 | Version 1 | Australia | m³ | 526 |  | https://epd-australasia.com/epd/timberlink-structural-softwood-timber/ | Softwood | Timberlink Green | Softwood (Radiata pine), surfaced, kiln-dried, H2F treated, eg framing [from sustainable forest management practices] (Timberlink, Australia) |  | It is suitable for external, above ground (>150mm above finished ground level) load bearing applications, such as deck substructures, pergolas and carports. Timberlink Green includes compounds that are designed to assist the product resist water penetration, and is therefore also suitable for internal framing in wet areas, such as bathrooms.
Structure | Timber & engineered woods | Wood solutions, FWPA |  | -764 | 117 | -881 |  | 888.9467 | 2022-02-14 | 2027-02-14 | S-P-00560 | Version 2.0 | Australia | m³ | 551 | 0.12 | https://epd-australasia.com/wp-content/uploads/2018/04/EPD-1_Softwood_Revised-14-Feb-2022.pdf | Softwood | Sawn kiln dried | Softwood (Radiata pine), roughsawn, kiln-dried, untreated, e.g. framing [majority from sustainable forest management practices] (FWPA) |  | Seasoned sawn softwood is widely used in residential and multi-residential frame construction (wall frames: studs, plates, headers; floor and roof truss components) and other internal fit-out elements
Structure | Timber & engineered woods | Wood solutions, FWPA |  | -705.4 | 175.5 | -880.057 |  | 888.9467 | 2022-02-14 | 2027-02-14 | S-P-00560 | Version 2.0 | Australia | m³ | 551 | 0.12 | https://epd-australasia.com/wp-content/uploads/2018/04/EPD-1_Softwood_Revised-14-Feb-2022.pdf | Softwood | Sawn kiln dried + H3 LOSP | Softwood (Radiata pine), roughsawn, kiln-dried, H3 LOSP treated, e.g. framing [majority from sustainable forest management practices] (FWPA) |  | Seasoned sawn softwood is widely used in residential and multi-residential frame construction (wall frames: studs, plates, headers; floor and roof truss components) and other internal fit-out elements
Structure | Timber & engineered woods | Wood solutions, FWPA |  | -746.6 | 134.4 | -880.947 |  | 888.9467 | 2022-02-14 | 2027-02-14 | S-P-00560 | Version 2.0 | Australia | m³ | 551 | 0.12 | https://epd-australasia.com/wp-content/uploads/2018/04/EPD-1_Softwood_Revised-14-Feb-2022.pdf | Softwood | Sawn kiln dried + H3 Copper+DDAX | Softwood (Radiata pine), roughsawn, kiln-dried, H3 Copper+DDAX treated, e.g. framing [majority from sustainable forest management practices] (FWPA) |  | Seasoned sawn softwood is widely used in residential and multi-residential frame construction (wall frames: studs, plates, headers; floor and roof truss components) and other internal fit-out elements
Structure | Timber & engineered woods | Wood solutions, FWPA |  | -749.1 | 131.8 | -880.9635 |  | 888.9467 | 2022-02-14 | 2027-02-14 | S-P-00560 | Version 2.0 | Australia | m³ | 551 | 0.12 | https://epd-australasia.com/wp-content/uploads/2018/04/EPD-1_Softwood_Revised-14-Feb-2022.pdf | Softwood | Sawn kiln dried + H3 Copper Azole | Softwood (Radiata pine), roughsawn, kiln-dried, H3 Copper Azole treated, e.g. framing [majority from sustainable forest management practices] (FWPA) |  | Seasoned sawn softwood is widely used in residential and multi-residential frame construction (wall frames: studs, plates, headers; floor and roof truss components) and other internal fit-out elements
Structure | Timber & engineered woods | Wood solutions, FWPA |  | -731.8 | 207.6 | -880.9168 |  | 888.9467 | 2022-02-14 | 2027-02-14 | S-P-00560 | Version 2.0 | Australia | m³ | 551 | 0.12 | https://epd-australasia.com/wp-content/uploads/2018/04/EPD-1_Softwood_Revised-14-Feb-2022.pdf | Softwood | Sawn kiln dried + H3 CCA | Softwood (Radiata pine), roughsawn, kiln-dried, H3 CCA treated, e.g. framing [majority from sustainable forest management practices] (FWPA) |  | Seasoned sawn softwood is widely used in residential and multi-residential frame construction (wall frames: studs, plates, headers; floor and roof truss components) and other internal fit-out elements
Structure | Timber & engineered woods | Wood solutions, FWPA |  | -745.2 | 135.8 | -880.9379 |  | 888.9467 | 2022-02-14 | 2027-02-14 | S-P-00560 | Version 2.0 | Australia | m³ | 551 | 0.12 | https://epd-australasia.com/wp-content/uploads/2018/04/EPD-1_Softwood_Revised-14-Feb-2022.pdf | Softwood | Sawn kiln dried + H4 Copper Azole | Softwood (Radiata pine), roughsawn, kiln-dried, H4 Copper Azole treated, e.g. framing [majority from sustainable forest management practices] (FWPA) |  | Seasoned sawn softwood is widely used in residential and multi-residential frame construction (wall frames: studs, plates, headers; floor and roof truss components) and other internal fit-out elements
Structure | Timber & engineered woods | Wood solutions, FWPA |  | -739.3 | 141.7 | -880.943 |  | 888.9467 | 2022-02-14 | 2027-02-14 | S-P-00560 | Version 2.0 | Australia | m³ | 551 | 0.12 | https://epd-australasia.com/wp-content/uploads/2018/04/EPD-1_Softwood_Revised-14-Feb-2022.pdf | Softwood | Sawn kiln dried + H4 CCA | Softwood (Radiata pine), roughsawn, kiln-dried, H4 CCA treated, e.g. framing [majority from sustainable forest management practices] (FWPA) |  | Seasoned sawn softwood is widely used in residential and multi-residential frame construction (wall frames: studs, plates, headers; floor and roof truss components) and other internal fit-out elements
Structure | Timber & engineered woods | Wood solutions, FWPA |  | -718 | 157 | -875 |  | 888.9467 | 2022-02-14 | 2027-02-14 | S-P-00560 | Version 2.0 | Australia | m³ | 551 | 0.12 | https://epd-australasia.com/wp-content/uploads/2018/04/EPD-1_Softwood_Revised-14-Feb-2022.pdf | Softwood | Dressed kiln dried | Softwood (Radiata pine), surfaced, kiln-dried, untreated [majority from sustainable forest management practices] (FWPA) |  | Seasoned sawn softwood is widely used in residential and multi-residential frame construction (wall frames: studs, plates, headers; floor and roof truss components) and other internal fit-out elements
Structure | Timber & engineered woods | Wood solutions, FWPA |  | -659.4 | 215.5 | -874.057 |  | 888.9467 | 2022-02-14 | 2027-02-14 | S-P-00560 | Version 2.0 | Australia | m³ | 551 | 0.12 | https://epd-australasia.com/wp-content/uploads/2018/04/EPD-1_Softwood_Revised-14-Feb-2022.pdf | Softwood | Dressed kiln dried + H3 LOSP | Softwood (Radiata pine), surfaced, kiln-dried, H3 LOSP treated, e.g. framing [majority from sustainable forest management practices] (FWPA) |  | Seasoned sawn softwood is widely used in residential and multi-residential frame construction (wall frames: studs, plates, headers; floor and roof truss components) and other internal fit-out elements
Structure | Timber & engineered woods | Wood solutions, FWPA |  | -700.6 | 174.4 | -874.947 |  | 888.9467 | 2022-02-14 | 2027-02-14 | S-P-00560 | Version 2.0 | Australia | m³ | 551 | 0.12 | https://epd-australasia.com/wp-content/uploads/2018/04/EPD-1_Softwood_Revised-14-Feb-2022.pdf | Softwood | Dressed kiln dried + H3 Copper+DDAX | Softwood (Radiata pine), surfaced, kiln-dried, H3 Copper+DDAX treated, [majority from sustainable forest management practices] (FWPA) |  | Seasoned sawn softwood is widely used in residential and multi-residential frame construction (wall frames: studs, plates, headers; floor and roof truss components) and other internal fit-out elements
Structure | Timber & engineered woods | Wood solutions, FWPA |  | -703.1 | 171.8 | -874.9635 |  | 888.9467 | 2022-02-14 | 2027-02-14 | S-P-00560 | Version 2.0 | Australia | m³ | 551 | 0.12 | https://epd-australasia.com/wp-content/uploads/2018/04/EPD-1_Softwood_Revised-14-Feb-2022.pdf | Softwood | Dressed kiln dried + H3 Copper Azole | Softwood (Radiata pine), surfaced, kiln-dried, H3 copper azole treated, [majority from sustainable forest management practices] (FWPA) |  | Seasoned sawn softwood is widely used in residential and multi-residential frame construction (wall frames: studs, plates, headers; floor and roof truss components) and other internal fit-out elements
Structure | Timber & engineered woods | Wood solutions, FWPA |  | -685.8 | 247.6 | -874.9168 |  | 888.9467 | 2022-02-14 | 2027-02-14 | S-P-00560 | Version 2.0 | Australia | m³ | 551 | 0.12 | https://epd-australasia.com/wp-content/uploads/2018/04/EPD-1_Softwood_Revised-14-Feb-2022.pdf | Softwood | Dressed kiln dried + H3 CCA | Softwood (Radiata pine), surfaced, kiln-dried, H3 CCA treated, [majority from sustainable forest management practices] (FWPA) |  | Seasoned sawn softwood is widely used in residential and multi-residential frame construction (wall frames: studs, plates, headers; floor and roof truss components) and other internal fit-out elements
Structure | Timber & engineered woods | Wood solutions, FWPA |  | -699.2 | 175.8 | -874.9379 |  | 888.9467 | 2022-02-14 | 2027-02-14 | S-P-00560 | Version 2.0 | Australia | m³ | 551 | 0.12 | https://epd-australasia.com/wp-content/uploads/2018/04/EPD-1_Softwood_Revised-14-Feb-2022.pdf | Softwood | Dressed kiln dried + H4 Copper Azole | Softwood (Radiata pine), surfaced, kiln-dried, H4 Copper Azole treated, e.g. framing [majority from sustainable forest management practices] (FWPA) |  | Seasoned sawn softwood is widely used in residential and multi-residential frame construction (wall frames: studs, plates, headers; floor and roof truss components) and other internal fit-out elements
Structure | Timber & engineered woods | Wood solutions, FWPA |  | -693.3 | 181.7 | -874.943 |  | 888.9467 | 2022-02-14 | 2027-02-14 | S-P-00560 | Version 2.0 | Australia | m³ | 551 | 0.12 | https://epd-australasia.com/wp-content/uploads/2018/04/EPD-1_Softwood_Revised-14-Feb-2022.pdf | Softwood | Dressed kiln dried + H4 CCA | Softwood (Radiata pine), surfaced, kiln-dried, H4 CCA treated, e.g. framing [majority from sustainable forest management practices] (FWPA) |  | Seasoned sawn softwood is widely used in residential and multi-residential frame construction (wall frames: studs, plates, headers; floor and roof truss components) and other internal fit-out elements
Structure | Timber & engineered woods | Wood solutions, FWPA |  | -706.2 | 168.7 | -874.9835 |  | 888.9467 | 2022-02-14 | 2027-02-14 | S-P-00560 | Version 2.0 | Australia | m³ | 551 | 0.12 | https://epd-australasia.com/wp-content/uploads/2018/04/EPD-1_Softwood_Revised-14-Feb-2022.pdf | Softwood | Dressed kiln dried + H2 LOSP | Softwood (Radiata pine), surfaced, kiln-dried, H2 LOSP treated, [majority from sustainable forest management practices] (FWPA) |  | Seasoned sawn softwood is widely used in residential and multi-residential frame construction (wall frames: studs, plates, headers; floor and roof truss components) and other internal fit-out elements
Structure | Timber & engineered woods | Wood solutions, FWPA |  | -1070 | 130 | -1200 |  | 1065.1667 | 2022-02-14 | 2027-02-14 | S-P-02327 | Version 1 | Australia | m³ | 830 | 0.3 | https://epd-australasia.com/epd/forest-and-wood-products-australia-australian-sawn-white-cypress-timber/ | Hardwood | White Cypress, rough-sawn, green, FWPA | White Cypress, rough-sawn, green, FWPA
Structure | Timber & engineered woods | Wood solutions, FWPA |  | -1010 | 184 | -1190 |  | 1065.1667 | 2022-02-14 | 2027-02-14 | S-P-02327 | Version 1 | Australia | m³ | 830 | 0.3 | https://epd-australasia.com/epd/forest-and-wood-products-australia-australian-sawn-white-cypress-timber/ | Hardwood | White Cypress, dressed, green, FWPA | White Cypress, dressed, green, FWPA |  | Included in hardwoods as its uses are more common to hardwood aplications
Structure | Timber & engineered woods | Wood solutions, FWPA |  | -331.4286 | 440 | -771.4286 |  | 831.2857 | 2017-12-08 | 2022-12-08 | S-P-00564 | Version 1.2 | Australia | m³ | 492.8571 | 0.08 | https://epd-australasia.com/epd/plywood/ | Plywood | Bracing | Plywood, A-bond, 7 mm (bracing), FWPA |  | Included in hardwoods as its uses are more common to hardwood aplications | Converted from kg/m2
Structure | Timber & engineered woods | Wood solutions, FWPA |  | -353.3333 | 422.2222 | -775.5556 |  | 832.0889 | 2017-12-08 | 2022-12-08 | S-P-00564 | Version 1.2 | Australia | m³ | 493.3333 | 0.08 | https://epd-australasia.com/epd/plywood/ | Plywood | Structural | Plywood, A-bond, 9 mm (structural), FWPA |  | Plywood is used in many application areas, such as structural bracing, concrete formwork, cladding, flooring, webbed beams, boats, aircraft, door skins, furniture, wall panels and architectural joinery in exterior and interior environments. | Converted from kg/m2
Structure | Timber & engineered woods | Wood solutions, FWPA |  | -248.2353 | 526.4706 | -776.4706 |  | 868.1373 | 2017-12-08 | 2022-12-08 | S-P-00564 | Version 1.2 | Australia | m³ | 514.7059 | 0.08 | https://epd-australasia.com/epd/plywood/ | Plywood | Formwork | Plywood, A-bond 17 mm (formwork),FWPA |  | Plywood is used in many application areas, such as structural bracing, concrete formwork, cladding, flooring, webbed beams, boats, aircraft, door skins, furniture, wall panels and architectural joinery in exterior and interior environments. | Converted from kg/m2
Structure | Timber & engineered woods | Wood solutions, FWPA |  | -297.6471 | 499.4118 | -794.1176 |  | 920.7216 | 2017-12-08 | 2022-12-08 | S-P-00564 | Version 1.2 | Australia | m³ | 545.8824 | 0.08 | https://epd-australasia.com/epd/plywood/ | Plywood | Formwork | Plywood, formply, B-bond, 17 mm (formwork) FWPA |  | Plywood is used in many application areas, such as structural bracing, concrete formwork, cladding, flooring, webbed beams, boats, aircraft, door skins, furniture, wall panels and architectural joinery in exterior and interior environments. | Converted from kg/m2
OTHER | Flooring | Wood solutions, FWPA |  | -363.3333 | 410.6667 | -773.3333 |  | 832.0889 | 2017-12-08 | 2022-12-08 | S-P-00564 | Version 1.2 | Australia | m³ | 493.3333 | 0.08 | https://epd-australasia.com/epd/plywood/ | Plywood | Flooring | plywood flooring, tongue and groove, A-bond, 15 mm (residential), FWPA |  | Plywood is used in many application areas, such as structural bracing, concrete formwork, cladding, flooring, webbed beams, boats, aircraft, door skins, furniture, wall panels and architectural joinery in exterior and interior environments. | Converted from kg/m2
OTHER | Flooring | Wood solutions, FWPA |  | -336.4 | 432 | -772 |  | 829.84 | 2017-12-08 | 2022-12-08 | S-P-00564 | Version 1.2 | Australia | m³ | 492 | 0.08 | https://epd-australasia.com/epd/plywood/ | Plywood | Flooring | plywood flooring, tongue and groove, A-bond, 25 mm (commercial), FWPA |  | Plywood is used in many application areas, such as structural bracing, concrete formwork, cladding, flooring, webbed beams, boats, aircraft, door skins, furniture, wall panels and architectural joinery in exterior and interior environments. | Converted from kg/m2
OTHER | Finishing | Wood solutions, FWPA |  | -478.0897 | 604.1655 | -1079.7586 |  | 1234.42 | 2017-12-08 | 2022-12-08 | S-P-00563 | Version 1.2 | Australia | m³ | 724 | 0.07 | https://epd-australasia.com/wp-content/uploads/2018/04/EDP-4-MDF-Dec-2020-1.pdf | MDF |  | MDF (16 mm, E0 and E1, melamine coated) [from sustainable forest management practices], FWPA, Australian Industry |  | MDF is a composite panel valued for its homogeneity that allows precision joinery work and finishing. These properties have led to MDF being widely used to manufacture furniture, kitchen cabinets, doors and mouldings. MDF panels are composed of wood residues (from softwood plantation management thinnings, timber harvesting and softwood manufacturing), resin and wax.
OTHER | Finishing | Wood solutions, FWPA |  | -515.9523 | 572.0462 | -1088.5538 |  | 1231.01 | 2017-12-08 | 2022-12-08 | S-P-00563 | Version 1.2 | Australia | m³ | 722 | 0.07 | https://epd-australasia.com/wp-content/uploads/2018/04/EDP-4-MDF-Dec-2020-1.pdf | MDF |  | MDF (18 mm, E0 and E1, melamine coated) [from sustainable forest management practices], FWPA, Australian Industry |  | MDF is a composite panel valued for its homogeneity that allows precision joinery work and finishing. These properties have led to MDF being widely used to manufacture furniture, kitchen cabinets, doors and mouldings. MDF panels are composed of wood residues (from softwood plantation management thinnings, timber harvesting and softwood manufacturing), resin and wax.
OTHER | Finishing | Wood solutions, FWPA |  | -316.4514 | 721.0286 | -1037.48 |  | 1195.205 | 2017-12-08 | 2022-12-08 | S-P-00563 | Version 1.2 | Australia | m³ | 701 | 0.07 | https://epd-australasia.com/wp-content/uploads/2018/04/EDP-4-MDF-Dec-2020-1.pdf | MDF |  | MDF (25 mm, E0 and E1, melamine coated) [from sustainable forest management practices], FWPA, Australian Industry |  | MDF is a composite panel valued for its homogeneity that allows precision joinery work and finishing. These properties have led to MDF being widely used to manufacture furniture, kitchen cabinets, doors and mouldings. MDF panels are composed of wood residues (from softwood plantation management thinnings, timber harvesting and softwood manufacturing), resin and wax.
OTHER | Finishing | Wood solutions, FWPA |  | -325.3333 | 757.0256 | -1082.359 |  | 1248.06 | 2017-12-08 | 2022-12-08 | S-P-00563 | Version 1.2 | Australia | m³ | 732 | 0.07 | https://epd-australasia.com/wp-content/uploads/2018/04/EDP-4-MDF-Dec-2020-1.pdf | MDF |  | MDF (16 mm, E0 and E1, moisture resistant (MR) melamine coated) [from sustainable forest management practices], FWPA, Australian Industry |  | MDF is a composite panel valued for its homogeneity that allows precision joinery work and finishing. These properties have led to MDF being widely used to manufacture furniture, kitchen cabinets, doors and mouldings. MDF panels are composed of wood residues (from softwood plantation management thinnings, timber harvesting and softwood manufacturing), resin and wax.
OTHER | Finishing | Wood solutions, FWPA |  | -196.8885 | 870.7462 | -1064.8615 |  | 1229.305 | 2017-12-08 | 2022-12-08 | S-P-00563 | Version 1.2 | Australia | m³ | 721 | 0.07 | https://epd-australasia.com/wp-content/uploads/2018/04/EDP-4-MDF-Dec-2020-1.pdf | MDF |  | MDF (18 mm, E0 and E1, moisture resistant (MR) melamine coated) [from sustainable forest management practices], FWPA, Australian Industry |  | MDF is a composite panel valued for its homogeneity that allows precision joinery work and finishing. These properties have led to MDF being widely used to manufacture furniture, kitchen cabinets, doors and mouldings. MDF panels are composed of wood residues (from softwood plantation management thinnings, timber harvesting and softwood manufacturing), resin and wax.
OTHER | Finishing | Wood solutions, FWPA |  | -187.0653 | 849.2045 | -1037.4716 |  | 1202.025 | 2017-12-08 | 2022-12-08 | S-P-00563 | Version 1.2 | Australia | m³ | 705 | 0.07 | https://epd-australasia.com/wp-content/uploads/2018/04/EDP-4-MDF-Dec-2020-1.pdf | MDF |  | MDF (25 mm, E0 and E1, moisture resistant (MR) melamine coated) [from sustainable forest management practices], FWPA, Australian Industry |  | MDF is a composite panel valued for its homogeneity that allows precision joinery work and finishing. These properties have led to MDF being widely used to manufacture furniture, kitchen cabinets, doors and mouldings. MDF panels are composed of wood residues (from softwood plantation management thinnings, timber harvesting and softwood manufacturing), resin and wax.
ENVELOPE | Cladding | Innowood | [5 empty] | 0 | [5 empty] | kg |  |  | https://epd-australasia.com/wp-content/uploads/2018/03/SP00853-INNOWOOD-EPD_v2_Mar23.pdf | Composite Timber Products |  | , Innowood,
ENVELOPE | Cladding | Innowood | WC13625 - InnoClad, External Cladding | 23.088 | 22.7136 | 0.34445 | 0.060403 | 0 | 2023-03-27 | 2028-03-27 | S-P-00853 | Version 1 | Australia | m² | 12.48 | 10% | https://epd-australasia.com/wp-content/uploads/2018/03/SP00853-INNOWOOD-EPD_v2_Mar23.pdf | Composite Timber Products |  | WC13625 - InnoClad, External Cladding, Innowood, Australia |  | INNOWOOD Cladding is low VOC formaldehyde emission, 100% recyclable composite wood cladding product that is suitable for residential and commercial applications.
ENVELOPE | Cladding | Innowood | WC20025 - InnoClad, External Cladding | 20.4425 | 20.111 | 0.30498 | 0.053482 | 0 | 2023-03-27 | 2028-03-27 | S-P-00853 | Version 1 | Australia | m² | 11.05 | 10% | https://epd-australasia.com/wp-content/uploads/2018/03/SP00853-INNOWOOD-EPD_v2_Mar23.pdf | Composite Timber Products |  | WC20025 - InnoClad, External Cladding, Innowood, Australia |  | INNOWOOD Cladding is low VOC formaldehyde emission, 100% recyclable composite wood cladding product that is suitable for residential and commercial applications.
ENVELOPE | Cladding | Innowood | WC24025 - InnoClad, External Cladding | 20.0725 | 19.747 | 0.29946 | 0.052514 | 0 | 2023-03-27 | 2028-03-27 | S-P-00853 | Version 1 | Australia | m² | 10.85 | 10% | https://epd-australasia.com/wp-content/uploads/2018/03/SP00853-INNOWOOD-EPD_v2_Mar23.pdf | Composite Timber Products |  | WC24025 - InnoClad, External Cladding, Innowood, Australia |  | INNOWOOD Cladding is low VOC formaldehyde emission, 100% recyclable composite wood cladding product that is suitable for residential and commercial applications.
ENVELOPE | Cladding | Innowood | WC28525 - InnoClad, External Cladding | 22.7735 | 22.4042 | 0.33976 | 0.05958 | 0 | 2023-03-27 | 2028-03-27 | S-P-00853 | Version 1 | Australia | m² | 12.31 | 10% | https://epd-australasia.com/wp-content/uploads/2018/03/SP00853-INNOWOOD-EPD_v2_Mar23.pdf | Composite Timber Products |  | WC28525 - InnoClad, External Cladding, Innowood, Australia |  | INNOWOOD Cladding is low VOC formaldehyde emission, 100% recyclable composite wood cladding product that is suitable for residential and commercial applications.
ENVELOPE | Cladding | Innowood | WC17533 - InnoClad, External Cladding | 22.0705 | 21.7126 | 0.32927 | 0.057741 | 0 | 2023-03-27 | 2028-03-27 | S-P-00853 | Version 1 | Australia | m² | 11.93 | 10% | https://epd-australasia.com/wp-content/uploads/2018/03/SP00853-INNOWOOD-EPD_v2_Mar23.pdf | Composite Timber Products |  | WC17533 - InnoClad, External Cladding, Innowood, Australia |  | INNOWOOD Cladding is low VOC formaldehyde emission, 100% recyclable composite wood cladding product that is suitable for residential and commercial applications.
ENVELOPE | Cladding | Innowood | WC20435 - InnoClad, External Cladding | 23.606 | 23.2232 | 0.35218 | 0.061758 | 0 | 2023-03-27 | 2028-03-27 | S-P-00853 | Version 1 | Australia | m² | 12.76 | 10% | https://epd-australasia.com/wp-content/uploads/2018/03/SP00853-INNOWOOD-EPD_v2_Mar23.pdf | Composite Timber Products |  | WC20435 - InnoClad, External Cladding, Innowood, Australia |  | INNOWOOD Cladding is low VOC formaldehyde emission, 100% recyclable composite wood cladding product that is suitable for residential and commercial applications.
ENVELOPE | Cladding | Innowood | CL07030 - InnoCeil, Internal Ceiling | 15.8175 | 15.561 | 0.23598 | 0.041382 | 0 | 2023-03-27 | 2028-03-27 | S-P-00853 | Version 1 | Australia | m² | 8.55 | 10% | https://epd-australasia.com/wp-content/uploads/2018/03/SP00853-INNOWOOD-EPD_v2_Mar23.pdf | Composite Timber Products |  | CL07030 - InnoCeil, Internal Ceiling, Innowood, Australia |  | InnoCeil offers Architect & Designers the flexibility to create architectural features, curves, waves and shadows effects while incorporating basic building services such as lighting, ventilation, sprinklers and air vents.
ENVELOPE | Cladding | Innowood | CL05020 - InnoCeil, Internal Ceiling | 11.988 | 11.7936 | 0.17885 | 0.031363 | 0 | 2023-03-27 | 2028-03-27 | S-P-00853 | Version 1 | Australia | m² | 6.48 | 10% | https://epd-australasia.com/wp-content/uploads/2018/03/SP00853-INNOWOOD-EPD_v2_Mar23.pdf | Composite Timber Products |  | CL05020 - InnoCeil, Internal Ceiling, Innowood, Australia |  | InnoCeil offers Architect & Designers the flexibility to create architectural features, curves, waves and shadows effects while incorporating basic building services such as lighting, ventilation, sprinklers and air vents.
ENVELOPE | Cladding | Innowood | CL14010 - InnoCeil, Internal Ceiling | 10.249 | 10.0828 | 0.1529 | 0.026814 | 0 | 2023-03-27 | 2028-03-27 | S-P-00853 | Version 1 | Australia | m² | 5.54 | 10% | https://epd-australasia.com/wp-content/uploads/2018/03/SP00853-INNOWOOD-EPD_v2_Mar23.pdf | Composite Timber Products |  | CL14010 - InnoCeil, Internal Ceiling, Innowood, Australia |  | InnoCeil offers Architect & Designers the flexibility to create architectural features, curves, waves and shadows effects while incorporating basic building services such as lighting, ventilation, sprinklers and air vents.
ENVELOPE | Cladding | Innowood | CL17012 - InnoCeil, Internal Ceiling | 17.7415 | 17.4538 | 0.26468 | 0.046416 | 0 | 2023-03-27 | 2028-03-27 | S-P-00853 | Version 1 | Australia | m² | 9.59 | 10% | https://epd-australasia.com/wp-content/uploads/2018/03/SP00853-INNOWOOD-EPD_v2_Mar23.pdf | Composite Timber Products |  | CL17012 - InnoCeil, Internal Ceiling, Innowood, Australia |  | InnoCeil offers Architect & Designers the flexibility to create architectural features, curves, waves and shadows effects while incorporating basic building services such as lighting, ventilation, sprinklers and air vents.
ENVELOPE | Cladding | Innowood | CL16728 - InnoCeil, Internal Ceiling | 17.205 | 16.926 | 0.25668 | 0.045012 | 0 | 2023-03-27 | 2028-03-27 | S-P-00853 | Version 1 | Australia | m² | 9.3 | 10% | https://epd-australasia.com/wp-content/uploads/2018/03/SP00853-INNOWOOD-EPD_v2_Mar23.pdf | Composite Timber Products |  | CL16728 - InnoCeil, Internal Ceiling, Innowood, Australia |  | InnoCeil offers Architect & Designers the flexibility to create architectural features, curves, waves and shadows effects while incorporating basic building services such as lighting, ventilation, sprinklers and air vents.
ENVELOPE | Cladding | Innowood | CL21923 - InnoCeil, Internal Ceiling | 15.0775 | 14.833 | 0.22494 | 0.039446 | 0 | 2023-03-27 | 2028-03-27 | S-P-00853 | Version 1 | Australia | m² | 8.15 | 10% | https://epd-australasia.com/wp-content/uploads/2018/03/SP00853-INNOWOOD-EPD_v2_Mar23.pdf | Composite Timber Products |  | CL21923 - InnoCeil, Internal Ceiling, Innowood, Australia |  | InnoCeil offers Architect & Designers the flexibility to create architectural features, curves, waves and shadows effects while incorporating basic building services such as lighting, ventilation, sprinklers and air vents.
ENVELOPE | Cladding | Innowood | CL26430 - InnoCeil, Internal Ceiling | 17.02 | 16.744 | 0.25392 | 0.044528 | 0 | 2023-03-27 | 2028-03-27 | S-P-00853 | Version 1 | Australia | m² | 9.2 | 10% | https://epd-australasia.com/wp-content/uploads/2018/03/SP00853-INNOWOOD-EPD_v2_Mar23.pdf | Composite Timber Products |  | CL26430 - InnoCeil, Internal Ceiling, Innowood, Australia |  | InnoCeil offers Architect & Designers the flexibility to create architectural features, curves, waves and shadows effects while incorporating basic building services such as lighting, ventilation, sprinklers and air vents.
ENVELOPE | Cladding | Innowood | CL27765 - InnoCeil, Internal Ceiling | 18.0375 | 17.745 | 0.2691 | 0.04719 | 0 | 2023-03-27 | 2028-03-27 | S-P-00853 | Version 1 | Australia | m² | 9.75 | 10% | https://epd-australasia.com/wp-content/uploads/2018/03/SP00853-INNOWOOD-EPD_v2_Mar23.pdf | Composite Timber Products |  | CL27765 - InnoCeil, Internal Ceiling, Innowood, Australia |  | InnoCeil offers Architect & Designers the flexibility to create architectural features, curves, waves and shadows effects while incorporating basic building services such as lighting, ventilation, sprinklers and air vents.
ENVELOPE | Cladding | Innowood | CL30025 - InnoCeil, Internal Ceiling | 15.8545 | 15.5974 | 0.23653 | 0.041479 | 0 | 2023-03-27 | 2028-03-27 | S-P-00853 | Version 1 | Australia | m² | 8.57 | 10% | https://epd-australasia.com/wp-content/uploads/2018/03/SP00853-INNOWOOD-EPD_v2_Mar23.pdf | Composite Timber Products |  | CL30025 - InnoCeil, Internal Ceiling, Innowood, Australia |  | InnoCeil offers Architect & Designers the flexibility to create architectural features, curves, waves and shadows effects while incorporating basic building services such as lighting, ventilation, sprinklers and air vents.
ENVELOPE | Cladding | Innowood | PS06040 - InnoScreen, External Screening | 11.1 | 10.92 | 0.1656 | 0.02904 | 0 | 2023-03-27 | 2028-03-27 | S-P-00853 | Version 1 | Australia | m² | 6 | 10% | https://epd-australasia.com/wp-content/uploads/2018/03/SP00853-INNOWOOD-EPD_v2_Mar23.pdf | Composite Timber Products |  | PS06040 - InnoScreen, External Screening, Innowood, Australia |  | INNOWOOD Screen System offers an exciting alternative to conventional facade design. They provide a softened timber look to internal and external wall surfaces and soffits, which not only greatly enhances their appearance, but also protects the building and its occupants from the harsh sun.
ENVELOPE | Cladding | Innowood | PS05050 - InnoScreen, External Screening | 11.47 | 11.284 | 0.17112 | 0.030008 | 0 | 2023-03-27 | 2028-03-27 | S-P-00853 | Version 1 | Australia | m² | 6.2 | 10% | https://epd-australasia.com/wp-content/uploads/2018/03/SP00853-INNOWOOD-EPD_v2_Mar23.pdf | Composite Timber Products |  | PS05050 - InnoScreen, External Screening, Innowood, Australia |  | INNOWOOD Screen System offers an exciting alternative to conventional facade design. They provide a softened timber look to internal and external wall surfaces and soffits, which not only greatly enhances their appearance, but also protects the building and its occupants from the harsh sun.
ENVELOPE | Cladding | Innowood | PS10050 - InnoScreen, External Screening | 18.5 | 18.2 | 0.276 | 0.0484 | 0 | 2023-03-27 | 2028-03-27 | S-P-00853 | Version 1 | Australia | m² | 10 | 10% | https://epd-australasia.com/wp-content/uploads/2018/03/SP00853-INNOWOOD-EPD_v2_Mar23.pdf | Composite Timber Products |  | PS10050 - InnoScreen, External Screening, Innowood, Australia |  | INNOWOOD Screen System offers an exciting alternative to conventional facade design. They provide a softened timber look to internal and external wall surfaces and soffits, which not only greatly enhances their appearance, but also protects the building and its occupants from the harsh sun.
ENVELOPE | Cladding | Innowood | PS15050 - InnoScreen, External Screening | 22.9955 | 22.6226 | 0.34307 | 0.060161 | 0 | 2023-03-27 | 2028-03-27 | S-P-00853 | Version 1 | Australia | m² | 12.43 | 10% | https://epd-australasia.com/wp-content/uploads/2018/03/SP00853-INNOWOOD-EPD_v2_Mar23.pdf | Composite Timber Products |  | PS15050 - InnoScreen, External Screening, Innowood, Australia |  | INNOWOOD Screen System offers an exciting alternative to conventional facade design. They provide a softened timber look to internal and external wall surfaces and soffits, which not only greatly enhances their appearance, but also protects the building and its occupants from the harsh sun.
ENVELOPE | Cladding | Innowood | SS05050 - InnoScreen, External Screening | 19.2585 | 18.9462 | 0.28732 | 0.050384 | 0 | 2023-03-27 | 2028-03-27 | S-P-00853 | Version 1 | Australia | m² | 10.41 | 10% | https://epd-australasia.com/wp-content/uploads/2018/03/SP00853-INNOWOOD-EPD_v2_Mar23.pdf | Composite Timber Products |  | SS05050 - InnoScreen, External Screening, Innowood, Australia |  | INNOWOOD Screen System offers an exciting alternative to conventional facade design. They provide a softened timber look to internal and external wall surfaces and soffits, which not only greatly enhances their appearance, but also protects the building and its occupants from the harsh sun.
ENVELOPE | Cladding | Innowood | RS10050 - InnoScreen, External Screening | 25.5115 | 25.0978 | 0.3806 | 0.066744 | 0 | 2023-03-27 | 2028-03-27 | S-P-00853 | Version 1 | Australia | m² | 13.79 | 10% | https://epd-australasia.com/wp-content/uploads/2018/03/SP00853-INNOWOOD-EPD_v2_Mar23.pdf | Composite Timber Products |  | RS10050 - InnoScreen, External Screening, Innowood, Australia |  | INNOWOOD Screen System offers an exciting alternative to conventional facade design. They provide a softened timber look to internal and external wall surfaces and soffits, which not only greatly enhances their appearance, but also protects the building and its occupants from the harsh sun.
ENVELOPE | Cladding | Innowood | RS15050 - InnoScreen, External Screening | 34.114 | 33.5608 | 0.50894 | 0.08925 | 0 | 2023-03-27 | 2028-03-27 | S-P-00853 | Version 1 | Australia | m² | 18.44 | 10% | https://epd-australasia.com/wp-content/uploads/2018/03/SP00853-INNOWOOD-EPD_v2_Mar23.pdf | Composite Timber Products |  | RS15050 - InnoScreen, External Screening, Innowood, Australia |  | INNOWOOD Screen System offers an exciting alternative to conventional facade design. They provide a softened timber look to internal and external wall surfaces and soffits, which not only greatly enhances their appearance, but also protects the building and its occupants from the harsh sun.
ENVELOPE | Cladding | Innowood | FS06535 - InnoScreen, External Screening | 21.238 | 20.8936 | 0.31685 | 0.055563 | 0 | 2023-03-27 | 2028-03-27 | S-P-00853 | Version 1 | Australia | m² | 11.48 | 10% | https://epd-australasia.com/wp-content/uploads/2018/03/SP00853-INNOWOOD-EPD_v2_Mar23.pdf | Composite Timber Products |  | FS06535 - InnoScreen, External Screening, Innowood, Australia |  | INNOWOOD Screen System offers an exciting alternative to conventional facade design. They provide a softened timber look to internal and external wall surfaces and soffits, which not only greatly enhances their appearance, but also protects the building and its occupants from the harsh sun.
ENVELOPE | Cladding | Innowood | FS04535 - InnoScreen, External Screening | 16.8535 | 16.5802 | 0.25144 | 0.044092 | 0 | 2023-03-27 | 2028-03-27 | S-P-00853 | Version 1 | Australia | m² | 9.11 | 10% | https://epd-australasia.com/wp-content/uploads/2018/03/SP00853-INNOWOOD-EPD_v2_Mar23.pdf | Composite Timber Products |  | FS04535 - InnoScreen, External Screening, Innowood, Australia |  | INNOWOOD Screen System offers an exciting alternative to conventional facade design. They provide a softened timber look to internal and external wall surfaces and soffits, which not only greatly enhances their appearance, but also protects the building and its occupants from the harsh sun.
ENVELOPE | Cladding | Innowood | LB15035 - InnoShade, External Louver | 20.4795 | 20.1474 | 0.30553 | 0.053579 | 0 | 2023-03-27 | 2028-03-27 | S-P-00853 | Version 1 | Australia | m² | 11.07 | 10% | https://epd-australasia.com/wp-content/uploads/2018/03/SP00853-INNOWOOD-EPD_v2_Mar23.pdf | Composite Timber Products |  | LB15035 - InnoShade, External Louver, Innowood, Australia |  | Architecturally designed and developed to create shade, privacy, control amount of light, and it can fully retract for reducing light glare and reducing solar heat gain by up to 90%.
ENVELOPE | Cladding | Innowood | LB30060 - InnoShade, External Louver | 54.5195 | 53.6354 | 0.81337 | 0.14263 | 0 | 2023-03-27 | 2028-03-27 | S-P-00853 | Version 1 | Australia | m² | 29.47 | 10% | https://epd-australasia.com/wp-content/uploads/2018/03/SP00853-INNOWOOD-EPD_v2_Mar23.pdf | Composite Timber Products |  | LB30060 - InnoShade, External Louver, Innowood, Australia |  | Architecturally designed and developed to create shade, privacy, control amount of light, and it can fully retract for reducing light glare and reducing solar heat gain by up to 90%.
ENVELOPE | Cladding | Innowood | DB14025 - Innowood Fiba-Dek, Decking | 44.0115 | 43.2978 | 0.6566 | 0.11514 | 0 | 2023-03-27 | 2028-03-27 | S-P-00853 | Version 1 | Australia | m² | 23.79 | 10% | https://epd-australasia.com/wp-content/uploads/2018/03/SP00853-INNOWOOD-EPD_v2_Mar23.pdf | Composite Timber Products |  | DB14025 - Innowood Fiba-Dek, Decking, Innowood, Australia |  | Decking looks and feels like natural timber without any of natural timber’s challenges. InnoDeck’s natureinspired embossed surface delivers the highest wet pendulum slip rating possible to create a safe, slipresistant surface.
Structure | Timber & engineered woods | Timberlink | NEXTIMBER CLT | -576 | 253 | -829 | 0.0196 | 813.0833 | 2023-06-05 | 2028-06-05 | S-P-07432 | Version 1 | Australia | m³ | 500 | 11.3% | https://epd-australasia.com/wp-content/uploads/2023/06/SP07432-Timberlink_EPD_NeXTimber_Jun23.pdf | GLT&CLT (sw) |  | GLT&CLT (sw), NEXTIMBER CLT, Timberlink, Australia |  | NeXTimber Cross Laminated Timber (CLT) will be made from machine-graded, kiln-dried radiata pine, which is finger jointed, dressed and arranged to form a solid timber panel. The cross direction layup of the panels, combined with the digital fabrication, offer a strong, rigid, dimensionally stable and highly accurate building product. It is versatile for designers to specify as roof, floor and wall structures.
Structure | Timber & engineered woods | Timberlink | NEXTIMBER GLT (UNTREATED) | -522 | 308 | -830 |  | 813.0833 | 2023-06-05 | 2028-06-05 | S-P-07432 | Version 1 | Australia | m³ | 500 | 11.3% | https://epd-australasia.com/wp-content/uploads/2023/06/SP07432-Timberlink_EPD_NeXTimber_Jun23.pdf | GLT&CLT (sw) |  | GLT&CLT (sw), NEXTIMBER GLT (UNTREATED), Timberlink, Australia |  | NeXTimber Glue Laminated Timber (GLT) will be an engineered wood product made from finger jointing layers of machine-graded, kiln-dried and dressed radiata pine, laminated together with adhesive and cured under pressure to form one singular element that can be used as a high-performing structural member. Unlike CLT, the timber’s grain runs in one direction, making it well suited for use as beams, columns and portal frame structures.
Structure | Timber & engineered woods | Timberlink | NEXTIMBER GLT (TREATED) treated to H3 level | -478 | 352 | -830 |  | 813.0833 | 2023-06-05 | 2028-06-05 | S-P-07432 | Version 1 | Australia | m³ | 500 | 11.3% | https://epd-australasia.com/wp-content/uploads/2023/06/SP07432-Timberlink_EPD_NeXTimber_Jun23.pdf | GLT&CLT (sw) |  | GLT&CLT (sw), NEXTIMBER GLT (TREATED) treated to H3 level, Timberlink, Australia |  | NeXTimber Glue Laminated Timber (GLT) will be an engineered wood product made from finger jointing layers of machine-graded, kiln-dried and dressed radiata pine, laminated together with adhesive and cured under pressure to form one singular element that can be used as a high-performing structural member. Unlike CLT, the timber’s grain runs in one direction, making it well suited for use as beams, columns and portal frame structures.
Structure | Timber & engineered woods | XLam Australia | XLam CLT panels | -492 | 248 | -740 |  | 765.6 | 2023-06-07 | 2026-02-01 | S-P-02326 | Version: 1.1 | Australia | m³ | 480 | 13% | https://epd-australasia.com/wp-content/uploads/2021/03/SP02326-XLam-EPD_v1.1_Jun23.pdf | GLT&CLT (sw) |  | XLam CLT panels, XLam Australia, Australia |  | XLam CLT panels 85-315mm are structural timber panels made by face gluing together layers of finger-jointed Radiata Pine boards ranging from 20mm to 45mm thick with a moisture curing polyurethane adhesive in alternating 90 degree angles. Three, five or seven layers are pressed together in a hydraulic press while the glue cures. Panels 6-16 metres long and 2.4-3.4 metres wide can be manufactured. Products included in this EPD are: 3, 5 or 7 layers and 85-315mm thick. XLam CLT panels provide a structural building system particularly suited to single and multi-unit buildings, and for other subdivided buildings such as schools, health care facilities and commercial offices. CLT is applied as individual components for floors, internal and external walls and roofs, or as a complete structural system encompassing all of these.
Structure | Timber & engineered woods | Wood solutions, FWPA | glulam, softwood | -612 | 380 | -992 |  | 1001.88 | 2017-12-08 | 2022-12-08 | S-P-00565 | Version 1 | Australia | m³ | 621 | 12% | https://epd-australasia.com/wp-content/uploads/2018/03/epd565-Glued-Laminated-Timber-v1.pdf | GLT&CLT (sw) | Glulam, sw | Glulam, sw, Wood solutions, FWPA, Australia |  | Glulam products are either structural or decorative (non-structural) for use in domestic, commercial, and industrial buildings in indoor or outdoor applications. The manufacturing process for both decorative and structural glulam is the same. The major difference is that structural products are graded against standardised structural properties, such as strength, stiffness and dimensional stability.
Structure | Timber & engineered woods | Wood solutions, FWPA | glulam, hardwood or cypress pine | -408 | 527 | -935 |  | 1087.3867 | 2017-12-08 | 2022-12-08 | S-P-00565 | Version 1 | Australia | m³ | 674 | 12% | https://epd-australasia.com/wp-content/uploads/2018/03/epd565-Glued-Laminated-Timber-v1.pdf | GLT&CLT (hw) | Glulam, hw or cypress pine | Glulam, hw or cypress pine, Wood solutions, FWPA, Australia |  | Glulam products are either structural or decorative (non-structural) for use in domestic, commercial, and industrial buildings in indoor or outdoor applications. The manufacturing process for both decorative and structural glulam is the same. The major difference is that structural products are graded against standardised structural properties, such as strength, stiffness and dimensional stability.
Structure | Timber & engineered woods | Wood solutions, FWPA | rough-sawn, kiln-dried hardwood | -888 | 209 | -1100 |  | 1212.75 | 2017-12-08 | 2022-12-08 | S-P-00561 | Version 1.2 | Australia | m³ | 735 | 10% | https://epd-australasia.com/wp-content/uploads/2018/04/EDP-2-Hardwood-Dec-2020-2.pdf | Hardwood |  | Hardwood, rough-sawn, kiln-dried hardwood, Wood solutions, FWPA, Australia |  | Hardwoods with susceptible sapwood to be used in indoor applications such as flooring and joinery are commonly treated to Hazard Class H1. Hardwoods with non-durable sapwood to be used in outdoor applications such as decking, cladding, and landscaping are more commonly treated to Hazard Class H3 or above.
Structure | Timber & engineered woods | Wood solutions, FWPA | dressed, kiln-dried hardwood | -731 | 327 | -1060 |  | 1212.75 | 2017-12-08 | 2022-12-08 | S-P-00561 | Version 1.2 | Australia | m³ | 735 | 10% | https://epd-australasia.com/wp-content/uploads/2018/04/EDP-2-Hardwood-Dec-2020-2.pdf | Hardwood |  | Hardwood, dressed, kiln-dried hardwood, Wood solutions, FWPA, Australia |  | Hardwoods with susceptible sapwood to be used in indoor applications such as flooring and joinery are commonly treated to Hazard Class H1. Hardwoods with non-durable sapwood to be used in outdoor applications such as decking, cladding, and landscaping are more commonly treated to Hazard Class H3 or above.
Structure | Timber & engineered woods | Wood solutions, FWPA | rough-sawn, green hardwood | -851 | 151 | -1000 |  | 1041.92 | 2017-12-08 | 2022-12-08 | S-P-00561 | Version 1.2 | Australia | m³ | 768 | 26% | https://epd-australasia.com/wp-content/uploads/2018/04/EDP-2-Hardwood-Dec-2020-2.pdf | Hardwood |  | Hardwood, rough-sawn, green hardwood, Wood solutions, FWPA, Australia |  | Hardwoods with susceptible sapwood to be used in indoor applications such as flooring and joinery are commonly treated to Hazard Class H1. Hardwoods with non-durable sapwood to be used in outdoor applications such as decking, cladding, and landscaping are more commonly treated to Hazard Class H3 or above.
ENCLOSURE | Timber & engineered woods | Wood solutions, FWPA | Decorative Pboard, 16 mm E0 & E1 standard melamine coated, decorative particleboard | -635.0943 | 387.9057 | -1021.1321 |  | 1113.2 | 2017-12-08 | 2022-12-08 | S-P-00562 | Version 1.2 | Australia | m³ | 660 | 8% | https://epd-australasia.com/wp-content/uploads/2018/04/EDP-3-Particleboard-Dec-2020-1.pdf | Decorative pb |  | Decorative Pboard, 16 mm E0 & E1 standard melamine coated, decorative particleboard, Wood solutions, FWPA, Australia |  | Particleboard is a composite panel that can be engineered for specific applications. It is widely used to manufacture kitchens, wardrobes, laundries, furniture, wall panels, architectural joinery and flooring in retail fit outs, multi-residential buildings, hotels and housing projects.
ENCLOSURE | Timber & engineered woods | Wood solutions, FWPA | Decorative Pboard, 18 mm E0 & E1 standard melamine coated, decorative particleboard | -617.0847 | 403.6068 | -1017.3559 |  | 1118.48 | 2017-12-08 | 2022-12-08 | S-P-00562 | Version 1.2 | Australia | m³ | 656 | 7% | https://epd-australasia.com/wp-content/uploads/2018/04/EDP-3-Particleboard-Dec-2020-1.pdf | Decorative pb |  | Decorative Pboard, 18 mm E0 & E1 standard melamine coated, decorative particleboard, Wood solutions, FWPA, Australia |  | Particleboard is a composite panel that can be engineered for specific applications. It is widely used to manufacture kitchens, wardrobes, laundries, furniture, wall panels, architectural joinery and flooring in retail fit outs, multi-residential buildings, hotels and housing projects.
ENCLOSURE | Timber & engineered woods | Wood solutions, FWPA | Decorative Pboard, 16 mm E0 & E1 moisture resistant (MR) melamine coated, decorative particleboard | -531.1132 | 484.4151 | -1014.9057 |  | 1113.2 | 2017-12-08 | 2022-12-08 | S-P-00562 | Version 1.2 | Australia | m³ | 660 | 8% | https://epd-australasia.com/wp-content/uploads/2018/04/EDP-3-Particleboard-Dec-2020-1.pdf | Decorative pb |  | Decorative Pboard, 16 mm E0 & E1 moisture resistant (MR) melamine coated, decorative particleboard, Wood solutions, FWPA, Australia |  | Particleboard is a composite panel that can be engineered for specific applications. It is widely used to manufacture kitchens, wardrobes, laundries, furniture, wall panels, architectural joinery and flooring in retail fit outs, multi-residential buildings, hotels and housing projects.
ENCLOSURE | Timber & engineered woods | Wood solutions, FWPA | Decorative Pboard, 18 mm E0 & E1 moisture resistant (MR) melamine coated, decorative particleboard | -486.9966 | 522.5763 | -1011.7966 |  | 1118.48 | 2017-12-08 | 2022-12-08 | S-P-00562 | Version 1.2 | Australia | m³ | 656 | 7% | https://epd-australasia.com/wp-content/uploads/2018/04/EDP-3-Particleboard-Dec-2020-1.pdf | Decorative pb |  | Decorative Pboard, 18 mm E0 & E1 moisture resistant (MR) melamine coated, decorative particleboard, Wood solutions, FWPA, Australia |  | Particleboard is a composite panel that can be engineered for specific applications. It is widely used to manufacture kitchens, wardrobes, laundries, furniture, wall panels, architectural joinery and flooring in retail fit outs, multi-residential buildings, hotels and housing projects.
Structure | Timber & engineered woods | Wood solutions, FWPA | Particleboard, 19 mm flooring | -380.5263 | 636.8421 | -1015.7895 |  | 1181.0526 | 2017-12-08 | 2022-12-08 | S-P-00562 | Version 1.2 | Australia | m³ | 715.7895 | 10% | https://epd-australasia.com/wp-content/uploads/2018/04/EDP-3-Particleboard-Dec-2020-1.pdf | Particleboard |  | Particleboard, 19 mm flooring, Wood solutions, FWPA, Australia |  | Particleboard is a composite panel that can be engineered for specific applications. It is widely used to manufacture kitchens, wardrobes, laundries, furniture, wall panels, architectural joinery and flooring in retail fit outs, multi-residential buildings, hotels and housing projects.
Structure | Timber & engineered woods | Wood solutions, FWPA | Particleboard, 22 mm flooring | -417.2727 | 622.7273 | -1040.9091 |  | 1205.75 | 2017-12-08 | 2022-12-08 | S-P-00562 | Version 1.2 | Australia | m³ | 722.7273 | 9% | https://epd-australasia.com/wp-content/uploads/2018/04/EDP-3-Particleboard-Dec-2020-1.pdf | Particleboard |  | Particleboard, 22 mm flooring, Wood solutions, FWPA, Australia |  | Particleboard is a composite panel that can be engineered for specific applications. It is widely used to manufacture kitchens, wardrobes, laundries, furniture, wall panels, architectural joinery and flooring in retail fit outs, multi-residential buildings, hotels and housing projects.
Structure | Timber & engineered woods | Wood solutions, FWPA | Particleboard, 25 mm flooring | -420 | 628 | -1048 |  | 1221.22 | 2017-12-08 | 2022-12-08 | S-P-00562 | Version 1.2 | Australia | m³ | 732 | 9% | https://epd-australasia.com/wp-content/uploads/2018/04/EDP-3-Particleboard-Dec-2020-1.pdf | Particleboard |  | Particleboard, 25 mm flooring, Wood solutions, FWPA, Australia |  | Particleboard is a composite panel that can be engineered for specific applications. It is widely used to manufacture kitchens, wardrobes, laundries, furniture, wall panels, architectural joinery and flooring in retail fit outs, multi-residential buildings, hotels and housing projects.

## Insulation data (hidden)
|  | Insulation type | Company | Product | GWT | GWPf | GWPb | Carbon stored | from | to | Registration number | version | location | unit | product mass | ref | Table name | Material type | Material name | Notes | Column1 | Column2 | Steel | Aluminium | Timber | Note
|  | Insulation only | Kingspan | K10 G2 Top Facer 25 mm | 6.24 | 6.22 | 0.0136 |  | 2023-03-23 | 2028-03-23 | S-P-07446 | Version 1 | Asia Pacific (Australia, New Zealand, South-East Asia) | m² |  | https://epd-australasia.com/wp-content/uploads/2023/04/SP07446-Kingspan-EPD_Kooltherm_Mar23.pdf | Ceiling | polystyrene | Insulation only, polystyrene, K10 G2 Top Facer 25 mm (Kingspan) | Kooltherm K10 G2 is a high performance ceiling insulation board, which is quick and easy to install with NCC and AS/NZS 4859.1:2018 compliance. It has a fibre-free, phenolic core and both an upper tissuebased facing and a lower facing of highly reflective aluminium foil, along with a slim profile. Kooltherm K10 G2 Soffit Board is suitable for roof and floor application. | Kooltherm Insulation Boards | Insulation, | 0 |  | 0
|  | Insulation only | Kingspan | K10 G2 Top Facer 50 mm | 0.00708 | 8.85 | 0.0169 |  | 2023-03-23 | 2028-03-23 | S-P-07446 | Version 1 | Asia Pacific (Australia, New Zealand, South-East Asia) | m² |  | https://epd-australasia.com/wp-content/uploads/2023/04/SP07446-Kingspan-EPD_Kooltherm_Mar23.pdf | Ceiling | polystyrene | Insulation only, polystyrene, K10 G2 Top Facer 50 mm (Kingspan) | Kooltherm K10 G2 is a high performance ceiling insulation board, which is quick and easy to install with NCC and AS/NZS 4859.1:2018 compliance. It has a fibre-free, phenolic core and both an upper tissuebased facing and a lower facing of highly reflective aluminium foil, along with a slim profile. Kooltherm K10 G2 Soffit Board is suitable for roof and floor application. |  |  | 0
|  | Insulation only | Kingspan | K10 G2 Top Facer 60 mm | 9.54 | 9.51 | 0.0177 |  | 2023-03-23 | 2028-03-23 | S-P-07446 | Version 1 | Asia Pacific (Australia, New Zealand, South-East Asia) | m² |  | https://epd-australasia.com/wp-content/uploads/2023/04/SP07446-Kingspan-EPD_Kooltherm_Mar23.pdf | Ceiling | polystyrene | Insulation only, polystyrene, K10 G2 Top Facer 60 mm (Kingspan) | Kooltherm K10 G2 is a high performance ceiling insulation board, which is quick and easy to install with NCC and AS/NZS 4859.1:2018 compliance. It has a fibre-free, phenolic core and both an upper tissuebased facing and a lower facing of highly reflective aluminium foil, along with a slim profile. Kooltherm K10 G2 Soffit Board is suitable for roof and floor application. |  |  | 0
|  | Insulation only | Kingspan | K10 G2 Top Facer 100 mm | 15.3 | 15.3 | 0.0243 |  | 2023-03-23 | 2028-03-23 | S-P-07446 | Version 1 | Asia Pacific (Australia, New Zealand, South-East Asia) | m² |  | https://epd-australasia.com/wp-content/uploads/2023/04/SP07446-Kingspan-EPD_Kooltherm_Mar23.pdf | Ceiling | polystyrene | Insulation only, polystyrene, K10 G2 Top Facer 100 mm (Kingspan) | Kooltherm K10 G2 is a high performance ceiling insulation board, which is quick and easy to install with NCC and AS/NZS 4859.1:2018 compliance. It has a fibre-free, phenolic core and both an upper tissuebased facing and a lower facing of highly reflective aluminium foil, along with a slim profile. Kooltherm K10 G2 Soffit Board is suitable for roof and floor application. |  |  | 0
|  | Insulation only | Kingspan | K10 G2 White Top Facer 25 mm | 6.77 | 7 | -0.243 |  | 2023-03-23 | 2028-03-23 | S-P-07446 | Version 1 | Asia Pacific (Australia, New Zealand, South-East Asia) | m² |  | https://epd-australasia.com/wp-content/uploads/2023/04/SP07446-Kingspan-EPD_Kooltherm_Mar23.pdf | Ceiling | polystyrene | Insulation only, polystyrene, K10 G2 White Top Facer 25 mm (Kingspan) | Kooltherm K10 G2W White is a high performance, quick and easy to install, white-faced insulation board, providing an attractive white finish suitable for ceiling insulation. Kooltherm K10 G2W has a fibrefree, phenolic core and an attractive white foil finish along with a slim profile Kooltherm K10 G2W Soffit Board is suitable for ceiling, roof and floor application. |  |  | 0 | 0
|  | Insulation only | Kingspan | K10 G2 White Top Facer 50 mm | 9.4 | 9.63 | -0.24 |  | 2023-03-23 | 2028-03-23 | S-P-07446 | Version 1 | Asia Pacific (Australia, New Zealand, South-East Asia) | m² |  | https://epd-australasia.com/wp-content/uploads/2023/04/SP07446-Kingspan-EPD_Kooltherm_Mar23.pdf | Ceiling | polystyrene | Insulation only, polystyrene, K10 G2 White Top Facer 50 mm (Kingspan) | Kooltherm K10 G2W White is a high performance, quick and easy to install, white-faced insulation board, providing an attractive white finish suitable for ceiling insulation. Kooltherm K10 G2W has a fibrefree, phenolic core and an attractive white foil finish along with a slim profile Kooltherm K10 G2W Soffit Board is suitable for ceiling, roof and floor application. |  |  | 0 | 0
|  | Insulation only | Kingspan | K10 G2 White Top Facer 60 mm | 10.1 | 10.3 | -0.239 |  | 2023-03-23 | 2028-03-23 | S-P-07446 | Version 1 | Asia Pacific (Australia, New Zealand, South-East Asia) | m² |  | https://epd-australasia.com/wp-content/uploads/2023/04/SP07446-Kingspan-EPD_Kooltherm_Mar23.pdf | Ceiling | polystyrene | Insulation only, polystyrene, K10 G2 White Top Facer 60 mm (Kingspan) | Kooltherm K10 G2W White is a high performance, quick and easy to install, white-faced insulation board, providing an attractive white finish suitable for ceiling insulation. Kooltherm K10 G2W has a fibrefree, phenolic core and an attractive white foil finish along with a slim profile Kooltherm K10 G2W Soffit Board is suitable for ceiling, roof and floor application. |  |  | 0 | 0
|  | Insulation only | Kingspan | K10 G2 White Top Facer 100 mm | 15.8 | 16 | -0.232 |  | 2023-03-23 | 2028-03-23 | S-P-07446 | Version 1 | Asia Pacific (Australia, New Zealand, South-East Asia) | m² |  | https://epd-australasia.com/wp-content/uploads/2023/04/SP07446-Kingspan-EPD_Kooltherm_Mar23.pdf | Ceiling | polystyrene | Insulation only, polystyrene, K10 G2 White Top Facer 100 mm (Kingspan) | Kooltherm K10 G2W White is a high performance, quick and easy to install, white-faced insulation board, providing an attractive white finish suitable for ceiling insulation. Kooltherm K10 G2W has a fibrefree, phenolic core and an attractive white foil finish along with a slim profile Kooltherm K10 G2W Soffit Board is suitable for ceiling, roof and floor application. |  |  | 0 | 0
|  | Insulation only | Kingspan | K10 SG Top Facer 25 mm | 5.4 | 5.69 | -0.297 |  | 2023-03-23 | 2028-03-23 | S-P-07446 | Version 1 | Asia Pacific (Australia, New Zealand, South-East Asia) | m² |  | https://epd-australasia.com/wp-content/uploads/2023/04/SP07446-Kingspan-EPD_Kooltherm_Mar23.pdf |  | polystyrene | Insulation only, polystyrene, K10 SG Top Facer 25 mm (Kingspan) |  |  |  | 0 | 0
|  | Insulation only | Kingspan | K10 SG Top Facer 50 mm | 8.04 | 8.32 | -0.294 |  | 2023-03-23 | 2028-03-23 | S-P-07446 | Version 1 | Asia Pacific (Australia, New Zealand, South-East Asia) | m² |  | https://epd-australasia.com/wp-content/uploads/2023/04/SP07446-Kingspan-EPD_Kooltherm_Mar23.pdf |  | polystyrene | Insulation only, polystyrene, K10 SG Top Facer 50 mm (Kingspan) |  |  |  | 0 | 0
|  | Insulation only | Kingspan | K10 SG Top Facer 60 mm | 8.7 | 8.98 | -29.3 |  | 2023-03-23 | 2028-03-23 | S-P-07446 | Version 1 | Asia Pacific (Australia, New Zealand, South-East Asia) | m² |  | https://epd-australasia.com/wp-content/uploads/2023/04/SP07446-Kingspan-EPD_Kooltherm_Mar23.pdf |  | polystyrene | Insulation only, polystyrene, K10 SG Top Facer 60 mm (Kingspan) |  |  |  | 0 | 0
|  | Insulation only | Kingspan | K10 SG Top Facer 100 mm | 14.5 | 14.7 | -0.286 |  | 2023-03-23 | 2028-03-23 | S-P-07446 | Version 1 | Asia Pacific (Australia, New Zealand, South-East Asia) | m² |  | https://epd-australasia.com/wp-content/uploads/2023/04/SP07446-Kingspan-EPD_Kooltherm_Mar23.pdf |  | polystyrene | Insulation only, polystyrene, K10 SG Top Facer 100 mm (Kingspan) |  |  |  | 0 | 0
|  | Insulation only | Kingspan | K10 Plus 25 mm | 10.3 | 10.5 | -0.176 |  | 2023-03-23 | 2028-03-23 | S-P-07446 | Version 1 | Asia Pacific (Australia, New Zealand, South-East Asia) | m² |  | https://epd-australasia.com/wp-content/uploads/2023/04/SP07446-Kingspan-EPD_Kooltherm_Mar23.pdf |  | polystyrene | Insulation only, polystyrene, K10 Plus 25 mm (Kingspan) | Kooltherm K10 PLUS Soffit Board is an insulated fibre cement board with a non-combustible building board outer face and is NCC and AS/NZS 4859.1:2018 compliant and Group 1 fire rating. With an impactresistant, fibre cement outer face, Kooltherm K10 PLUS Soffit Board is an easy to install, thin solution for ceiling insulation. Kooltherm K10 PLUS Soffit Board is suitable for roof and floor application. |  |  | 0 | 0
|  | Insulation only | Kingspan | K10 Plus 50 mm | 13 | 13.1 | -17.3 |  | 2023-03-23 | 2028-03-23 | S-P-07446 | Version 1 | Asia Pacific (Australia, New Zealand, South-East Asia) | m² |  | https://epd-australasia.com/wp-content/uploads/2023/04/SP07446-Kingspan-EPD_Kooltherm_Mar23.pdf |  | polystyrene | Insulation only, polystyrene, K10 Plus 50 mm (Kingspan) | Kooltherm K10 PLUS Soffit Board is an insulated fibre cement board with a non-combustible building board outer face and is NCC and AS/NZS 4859.1:2018 compliant and Group 1 fire rating. With an impactresistant, fibre cement outer face, Kooltherm K10 PLUS Soffit Board is an easy to install, thin solution for ceiling insulation. Kooltherm K10 PLUS Soffit Board is suitable for roof and floor application. |  |  | 0 | 0
|  | Insulation only | Kingspan | K10 Plus 60 mm | 13.6 | 13.8 | -0.172 |  | 2023-03-23 | 2028-03-23 | S-P-07446 | Version 1 | Asia Pacific (Australia, New Zealand, South-East Asia) | m² |  | https://epd-australasia.com/wp-content/uploads/2023/04/SP07446-Kingspan-EPD_Kooltherm_Mar23.pdf |  | polystyrene | Insulation only, polystyrene, K10 Plus 60 mm (Kingspan) | Kooltherm K10 PLUS Soffit Board is an insulated fibre cement board with a non-combustible building board outer face and is NCC and AS/NZS 4859.1:2018 compliant and Group 1 fire rating. With an impactresistant, fibre cement outer face, Kooltherm K10 PLUS Soffit Board is an easy to install, thin solution for ceiling insulation. Kooltherm K10 PLUS Soffit Board is suitable for roof and floor application. |  |  | 0 | 0
|  | Insulation only | Kingspan | K10 Plus 100 mm | 19.4 | 19.5 | -0.165 |  | 2023-03-23 | 2028-03-23 | S-P-07446 | Version 1 | Asia Pacific (Australia, New Zealand, South-East Asia) | m² |  | https://epd-australasia.com/wp-content/uploads/2023/04/SP07446-Kingspan-EPD_Kooltherm_Mar23.pdf |  | polystyrene | Insulation only, polystyrene, K10 Plus 100 mm (Kingspan) | Kooltherm K10 PLUS Soffit Board is an insulated fibre cement board with a non-combustible building board outer face and is NCC and AS/NZS 4859.1:2018 compliant and Group 1 fire rating. With an impactresistant, fibre cement outer face, Kooltherm K10 PLUS Soffit Board is an easy to install, thin solution for ceiling insulation. Kooltherm K10 PLUS Soffit Board is suitable for roof and floor application. |  |  | 0 | 0
| 50 | Panel - SIP ≤100mm | Kingspan | KS1100/1200RL Roofliner Panel, 50mm thick | 42.7 | 42.9 | 0.235 |  | 2022-10-26 | 2027-10-26 | S-P-05484 | Version 1 | Asia Pacific (Australia, New Zealand, South-East Asia) | m² | 12 | https://epd-australasia.com/wp-content/uploads/2022/11/SP05484-Kingspan-EPD-roofliner-panel_Oct22.pdf | Roofing |  | Panel - SIP ≤100mm, , KS1100/1200RL Roofliner Panel, 50mm thick (Kingspan) | The KS1100/1200RL Roofliner Panel is used as an insulated composite roof deck under site applied single-ply membranes or fully supported or self-supported standing seam roof systems. |  |  | Steel | 0
| 75 | Panel - SIP ≤100mm | Kingspan | KS1100/1200RL Roofliner Panel, 75mm thick | 49.5 | 49.7 | -0.202 |  | 2022-10-26 | 2027-10-26 | S-P-05484 | Version 1 | Asia Pacific (Australia, New Zealand, South-East Asia) | m² | 13 | https://epd-australasia.com/wp-content/uploads/2022/11/SP05484-Kingspan-EPD-roofliner-panel_Oct22.pdf | Roofing |  | Panel - SIP ≤100mm, , KS1100/1200RL Roofliner Panel, 75mm thick (Kingspan) | The KS1100/1200RL Roofliner Panel is used as an insulated composite roof deck under site applied single-ply membranes or fully supported or self-supported standing seam roof systems. |  |  | Steel | 0
| 100 | Panel - SIP ≤100mm | Kingspan | KS1100/1200RL Roofliner Panel, 100mm thick | 55.8 | 56 | -0.172 |  | 2022-10-26 | 2027-10-26 | S-P-05484 | Version 1 | Asia Pacific (Australia, New Zealand, South-East Asia) | m² | 14 | https://epd-australasia.com/wp-content/uploads/2022/11/SP05484-Kingspan-EPD-roofliner-panel_Oct22.pdf | Roofing |  | Panel - SIP ≤100mm, , KS1100/1200RL Roofliner Panel, 100mm thick (Kingspan) | The KS1100/1200RL Roofliner Panel is used as an insulated composite roof deck under site applied single-ply membranes or fully supported or self-supported standing seam roof systems. |  |  | Steel | 0
| 125 | Panel - SIP >100mm | Kingspan | KS1100/1200RL Roofliner Panel, 125mm thick | 62.4 | 62.5 | -0.141 |  | 2022-10-26 | 2027-10-26 | S-P-05484 | Version 1 | Asia Pacific (Australia, New Zealand, South-East Asia) | m² | 14.7 | https://epd-australasia.com/wp-content/uploads/2022/11/SP05484-Kingspan-EPD-roofliner-panel_Oct22.pdf | Roofing |  | Panel - SIP >100mm, , KS1100/1200RL Roofliner Panel, 125mm thick (Kingspan) | The KS1100/1200RL Roofliner Panel is used as an insulated composite roof deck under site applied single-ply membranes or fully supported or self-supported standing seam roof systems. |  |  | Steel | 0
| 150 | Panel - SIP >100mm | Kingspan | KS1100/1200RL Roofliner Panel, 150mm thick | 69.4 | 69.4 | -0.108 |  | 2022-10-26 | 2027-10-26 | S-P-05484 | Version 1 | Asia Pacific (Australia, New Zealand, South-East Asia) | m² | 15.5 | https://epd-australasia.com/wp-content/uploads/2022/11/SP05484-Kingspan-EPD-roofliner-panel_Oct22.pdf | Roofing |  | Panel - SIP >100mm, , KS1100/1200RL Roofliner Panel, 150mm thick (Kingspan) | The KS1100/1200RL Roofliner Panel is used as an insulated composite roof deck under site applied single-ply membranes or fully supported or self-supported standing seam roof systems. |  |  | Steel | 0
| 200 | Panel - SIP >100mm | Kingspan | KS1100/1200RL Roofliner Panel, 200mm thick | 82.6 | 82.6 | -0.0451 |  | 2022-10-26 | 2027-10-26 | S-P-05484 | Version 1 | Asia Pacific (Australia, New Zealand, South-East Asia) | m² | 17.4 | https://epd-australasia.com/wp-content/uploads/2022/11/SP05484-Kingspan-EPD-roofliner-panel_Oct22.pdf | Roofing |  | Panel - SIP >100mm, , KS1100/1200RL Roofliner Panel, 200mm thick (Kingspan) | The KS1100/1200RL Roofliner Panel is used as an insulated composite roof deck under site applied single-ply membranes or fully supported or self-supported standing seam roof systems. |  |  | Steel | 0
| 50 | Panel - SIP ≤100mm | Kingspan | KS1100KP Karrier Wall Panel, 50mm thick | 42.5 | 42.8 | -0.235 |  | 2022-10-26 | 2027-10-26 | S-P-05483 | Version 1 | Asia Pacific (Australia, New Zealand, South-East Asia) | m² | 12 | https://epd-australasia.com/wp-content/uploads/2022/11/SP05483-Kingspan-EPD-karrier-wall-panel_Oct22.pdf | Wall |  | Panel - SIP ≤100mm, , KS1100KP Karrier Wall Panel, 50mm thick (Kingspan) | Combining the aesthetic flexibility of rainscreen façades with the practical benefits of a composite panel - quick installation, excellent airtightness and high R-values. |  |  | Steel | 0
| 75 | Panel - SIP ≤100mm | Kingspan | KS1100KP Karrier Wall Panel, 75mm thick | 49.3 | 49.5 | -0.202 |  | 2022-10-26 | 2027-10-26 | S-P-05483 | Version 1 | Asia Pacific (Australia, New Zealand, South-East Asia) | m² | 13 | https://epd-australasia.com/wp-content/uploads/2022/11/SP05483-Kingspan-EPD-karrier-wall-panel_Oct22.pdf | Wall |  | Panel - SIP ≤100mm, , KS1100KP Karrier Wall Panel, 75mm thick (Kingspan) | Combining the aesthetic flexibility of rainscreen façades with the practical benefits of a composite panel - quick installation, excellent airtightness and high R-values. |  |  | Steel | 0
| 100 | Panel - SIP ≤100mm | Kingspan | KS1100KP Karrier Wall Panel, 100mm thick | 55.7 | 55.8 | -0.172 |  | 2022-10-26 | 2027-10-26 | S-P-05483 | Version 1 | Asia Pacific (Australia, New Zealand, South-East Asia) | m² | 14 | https://epd-australasia.com/wp-content/uploads/2022/11/SP05483-Kingspan-EPD-karrier-wall-panel_Oct22.pdf | Wall |  | Panel - SIP ≤100mm, , KS1100KP Karrier Wall Panel, 100mm thick (Kingspan) | Combining the aesthetic flexibility of rainscreen façades with the practical benefits of a composite panel - quick installation, excellent airtightness and high R-values. |  |  | Steel | 0
| 125 | Panel - SIP >100mm | Kingspan | KS1100KP Karrier Wall Panel, 125mm thick | 62.3 | 62.4 | -0.141 |  | 2022-10-26 | 2027-10-26 | S-P-05483 | Version 1 | Asia Pacific (Australia, New Zealand, South-East Asia) | m² | 14.7 | https://epd-australasia.com/wp-content/uploads/2022/11/SP05483-Kingspan-EPD-karrier-wall-panel_Oct22.pdf | Wall |  | Panel - SIP >100mm, , KS1100KP Karrier Wall Panel, 125mm thick (Kingspan) | Combining the aesthetic flexibility of rainscreen façades with the practical benefits of a composite panel - quick installation, excellent airtightness and high R-values. |  |  | Steel | 0
| 150 | Panel - SIP >100mm | Kingspan | KS1100KP Karrier Wall Panel, 150mm thick | 69.2 | 69.3 | -0.108 |  | 2022-10-26 | 2027-10-26 | S-P-05483 | Version 1 | Asia Pacific (Australia, New Zealand, South-East Asia) | m² | 15.5 | https://epd-australasia.com/wp-content/uploads/2022/11/SP05483-Kingspan-EPD-karrier-wall-panel_Oct22.pdf | Wall |  | Panel - SIP >100mm, , KS1100KP Karrier Wall Panel, 150mm thick (Kingspan) | Combining the aesthetic flexibility of rainscreen façades with the practical benefits of a composite panel - quick installation, excellent airtightness and high R-values. |  |  | Steel | 0
| 200 | Panel - SIP >100mm | Kingspan | KS1100KP Karrier Wall Panel, 200mm thick | 82.5 | 82.5 | -0.045 |  | 2022-10-26 | 2027-10-26 | S-P-05483 | Version 1 | Asia Pacific (Australia, New Zealand, South-East Asia) | m² | 17.4 | https://epd-australasia.com/wp-content/uploads/2022/11/SP05483-Kingspan-EPD-karrier-wall-panel_Oct22.pdf | Wall |  | Panel - SIP >100mm, , KS1100KP Karrier Wall Panel, 200mm thick (Kingspan) | Combining the aesthetic flexibility of rainscreen façades with the practical benefits of a composite panel - quick installation, excellent airtightness and high R-values. |  |  | Steel | 0
| 40 | Panel - SIP ≤100mm | Kingspan | KS1000RW Trapezoidal Wall Panel, 40mm thick | 34.6 | 34.9 | -0.267 |  | 2020-10-26 | 2027-10-26 | S-P-05482 | Version 1 | Asia Pacific (Australia, New Zealand, South-East Asia) | m² | 10.3 | https://epd-australasia.com/wp-content/uploads/2022/11/SP05482-Kingspan-EPD-wallpanelOct22.pdf | Wall |  | Panel - SIP ≤100mm, , KS1000RW Trapezoidal Wall Panel, 40mm thick (Kingspan) | KS1000RW Trapezoidal Wall Panel is a through fix insulated panel, with a trapezoidal profile and 1000mm cover width, allowing for fast track and cost-effective installation on all building types. Standard specification is suitable for both vertical or horizontal walls – alternative specifications available include high humidity and low temp. |  |  | Steel | 0
| 60 | Panel - SIP ≤100mm | Kingspan | KS1000RW Trapezoidal Wall Panel, 60mm thick | 39.9 | 40.1 | -0.242 |  | 2020-10-26 | 2027-10-26 | S-P-05482 | Version 1 | Asia Pacific (Australia, New Zealand, South-East Asia) | m² | 10.7 | https://epd-australasia.com/wp-content/uploads/2022/11/SP05482-Kingspan-EPD-wallpanelOct22.pdf | Wall |  | Panel - SIP ≤100mm, , KS1000RW Trapezoidal Wall Panel, 60mm thick (Kingspan) | KS1000RW Trapezoidal Wall Panel is a through fix insulated panel, with a trapezoidal profile and 1000mm cover width, allowing for fast track and cost-effective installation on all building types. Standard specification is suitable for both vertical or horizontal walls – alternative specifications available include high humidity and low temp. |  |  | Steel | 0
| 70 | Panel - SIP ≤100mm | Kingspan | KS1000RW Trapezoidal Wall Panel, 70mm thick | 42.7 | 42.9 | -0.229 |  | 2020-10-26 | 2027-10-26 | S-P-05482 | Version 1 | Asia Pacific (Australia, New Zealand, South-East Asia) | m² | 11.1 | https://epd-australasia.com/wp-content/uploads/2022/11/SP05482-Kingspan-EPD-wallpanelOct22.pdf | Wall |  | Panel - SIP ≤100mm, , KS1000RW Trapezoidal Wall Panel, 70mm thick (Kingspan) | KS1000RW Trapezoidal Wall Panel is a through fix insulated panel, with a trapezoidal profile and 1000mm cover width, allowing for fast track and cost-effective installation on all building types. Standard specification is suitable for both vertical or horizontal walls – alternative specifications available include high humidity and low temp. |  |  | Steel | 0
| 100 | Panel - SIP ≤100mm | Kingspan | KS1000RW Trapezoidal Wall Panel, 100mm thick | 50.4 | 50.6 | -0.192 |  | 2020-10-26 | 2027-10-26 | S-P-05482 | Version 1 | Asia Pacific (Australia, New Zealand, South-East Asia) | m² | 12.3 | https://epd-australasia.com/wp-content/uploads/2022/11/SP05482-Kingspan-EPD-wallpanelOct22.pdf | Wall |  | Panel - SIP ≤100mm, , KS1000RW Trapezoidal Wall Panel, 100mm thick (Kingspan) | KS1000RW Trapezoidal Wall Panel is a through fix insulated panel, with a trapezoidal profile and 1000mm cover width, allowing for fast track and cost-effective installation on all building types. Standard specification is suitable for both vertical or horizontal walls – alternative specifications available include high humidity and low temp. |  |  | Steel | 0
| 120 | Panel - SIP >100mm | Kingspan | KS1000RW Trapezoidal Wall Panel, 120mm thick | 55.6 | 55.8 | -0.167 |  | 2020-10-26 | 2027-10-26 | S-P-05482 | Version 1 | Asia Pacific (Australia, New Zealand, South-East Asia) | m² | 13.1 | https://epd-australasia.com/wp-content/uploads/2022/11/SP05482-Kingspan-EPD-wallpanelOct22.pdf | Wall |  | Panel - SIP >100mm, , KS1000RW Trapezoidal Wall Panel, 120mm thick (Kingspan) | KS1000RW Trapezoidal Wall Panel is a through fix insulated panel, with a trapezoidal profile and 1000mm cover width, allowing for fast track and cost-effective installation on all building types. Standard specification is suitable for both vertical or horizontal walls – alternative specifications available include high humidity and low temp. |  |  | Steel | 0
| 50 | Panel - SIP ≤100mm | Kingspan | Evolution Panelised Facade, 50mm thick | 42.5 | 42.8 | -0.255 |  | 2022-10-26 | 2027-10-26 | S-P-05481 | Version 1 | Asia Pacific (Australia, New Zealand, South-East Asia) | m² | 10.7 | https://epd-australasia.com/wp-content/uploads/2022/11/SP005481-Kingspan-EPD-evolution-panelised-facade_Oct22.pdf | façade |  | Panel - SIP ≤100mm, , Evolution Panelised Facade, 50mm thick (Kingspan) | KS1000RW Trapezoidal Wall Panel is a through fix insulated panel, with a trapezoidal profile and 1000mm cover width, allowing for fast track and cost-effective installation on all building types. Standard specification is suitable for both vertical or horizontal walls – alternative specifications available include high humidity and low temp. |  |  | Steel | 0
| 80 | Panel - SIP ≤100mm | Kingspan | Evolution Panelised Facade, 80mm thick | 50.6 | 50.8 | -0.217 |  | 2022-10-26 | 2027-10-26 | S-P-05481 | Version 1 | Asia Pacific (Australia, New Zealand, South-East Asia) | m² | 11.5 | https://epd-australasia.com/wp-content/uploads/2022/11/SP005481-Kingspan-EPD-evolution-panelised-facade_Oct22.pdf | façade |  | Panel - SIP ≤100mm, , Evolution Panelised Facade, 80mm thick (Kingspan) | KS1000RW Trapezoidal Wall Panel is a through fix insulated panel, with a trapezoidal profile and 1000mm cover width, allowing for fast track and cost-effective installation on all building types. Standard specification is suitable for both vertical or horizontal walls – alternative specifications available include high humidity and low temp. |  |  | Steel | 0
| 100 | Panel - SIP ≤100mm | Kingspan | Evolution Panelised Facade, 100mm thick | 55.7 | 55.8 | -0.193 |  | 2022-10-26 | 2027-10-26 | S-P-05481 | Version 1 | Asia Pacific (Australia, New Zealand, South-East Asia) | m² | 12.3 | https://epd-australasia.com/wp-content/uploads/2022/11/SP005481-Kingspan-EPD-evolution-panelised-facade_Oct22.pdf | façade |  | Panel - SIP ≤100mm, , Evolution Panelised Facade, 100mm thick (Kingspan) | KS1000RW Trapezoidal Wall Panel is a through fix insulated panel, with a trapezoidal profile and 1000mm cover width, allowing for fast track and cost-effective installation on all building types. Standard specification is suitable for both vertical or horizontal walls – alternative specifications available include high humidity and low temp. |  |  | Steel | 0
| 140 | Panel - SIP >100mm | Kingspan | Evolution Panelised Facade, 140mm thick | 66.2 | 66.3 | -0.143 |  | 2022-10-26 | 2027-10-26 | S-P-05481 | Version 1 | Asia Pacific (Australia, New Zealand, South-East Asia) | m² | 13.9 | https://epd-australasia.com/wp-content/uploads/2022/11/SP005481-Kingspan-EPD-evolution-panelised-facade_Oct22.pdf | façade |  | Panel - SIP >100mm, , Evolution Panelised Facade, 140mm thick (Kingspan) | KS1000RW Trapezoidal Wall Panel is a through fix insulated panel, with a trapezoidal profile and 1000mm cover width, allowing for fast track and cost-effective installation on all building types. Standard specification is suitable for both vertical or horizontal walls – alternative specifications available include high humidity and low temp. |  |  | Steel | 0 |  |  | MetecnoTherm 40mm | 1.5
| 50 | Panel - SIP ≤100mm | Kingspan | Architectural Wall Panel, 50mm thick | 39.9 | 40.2 | -0.255 |  | 2022-10-26 | 2027-10-26 | S-P-00847 | Version 2 | Asia Pacific (Australia, New Zealand, South-East Asia) | m² | 13.5 | https://epd-australasia.com/wp-content/uploads/2018/04/SP00847-Kingspan-EPD-architectural-wall-panel_Oct22v2.pdf | Wall |  | Panel - SIP ≤100mm, , Architectural Wall Panel, 50mm thick (Kingspan) | This secret-fix wall panel system offers unprecedented freedom of design and performance. The four distinct profiles (MiniMicro, Micro-Rib, Plank and Wave) allow you to look beyond traditional insulated panels to create buildings with more inspiring façades. |  |  | Steel | 0 |  |  | MetecnoTherm 50mm | 1.9
| 80 | Panel - SIP ≤100mm | Kingspan | Architectural Wall Panel, 80mm thick | 46.4 | 46.6 | -0.216 |  | 2022-10-26 | 2027-10-26 | S-P-00847 | Version 2 | Asia Pacific (Australia, New Zealand, South-East Asia) | m² | 11.9 | https://epd-australasia.com/wp-content/uploads/2018/04/SP00847-Kingspan-EPD-architectural-wall-panel_Oct22v2.pdf | Wall |  | Panel - SIP ≤100mm, , Architectural Wall Panel, 80mm thick (Kingspan) | This secret-fix wall panel system offers unprecedented freedom of design and performance. The four distinct profiles (MiniMicro, Micro-Rib, Plank and Wave) allow you to look beyond traditional insulated panels to create buildings with more inspiring façades. |  |  | Steel | 0 |  |  | MetecnoTherm 60mm | 2.3
| 100 | Panel - SIP ≤100mm | Kingspan | Architectural Wall Panel, 100mm thick | 53.1 | 53.2 | -0.193 |  | 2022-10-26 | 2027-10-26 | S-P-00847 | Version 2 | Asia Pacific (Australia, New Zealand, South-East Asia) | m² | 12.3 | https://epd-australasia.com/wp-content/uploads/2018/04/SP00847-Kingspan-EPD-architectural-wall-panel_Oct22v2.pdf | Wall |  | Panel - SIP ≤100mm, , Architectural Wall Panel, 100mm thick (Kingspan) | This secret-fix wall panel system offers unprecedented freedom of design and performance. The four distinct profiles (MiniMicro, Micro-Rib, Plank and Wave) allow you to look beyond traditional insulated panels to create buildings with more inspiring façades. |  |  | Steel | 0 |  |  | MetecnoTherm 70mm | 2.6
| 140 | Panel - SIP >100mm | Kingspan | Architectural Wall Panell, 140mm thick | 63.6 | 63.7 | -0.143 |  | 2022-10-26 | 2027-10-26 | S-P-00847 | Version 2 | Asia Pacific (Australia, New Zealand, South-East Asia) | m² | 13.9 | https://epd-australasia.com/wp-content/uploads/2018/04/SP00847-Kingspan-EPD-architectural-wall-panel_Oct22v2.pdf | Wall |  | Panel - SIP >100mm, , Architectural Wall Panell, 140mm thick (Kingspan) | This secret-fix wall panel system offers unprecedented freedom of design and performance. The four distinct profiles (MiniMicro, Micro-Rib, Plank and Wave) allow you to look beyond traditional insulated panels to create buildings with more inspiring façades. |  |  | Steel | 0 |  |  | MetecnoTherm 80mm | 3
| 40 | Panel - SIP ≤100mm | Kingspan | KS1000RW Trapezoidal Roof Panel, 40mm thick | 34.6 | 34.9 | -0.267 |  | 2022-10-26 | 2027-10-26 | S-P-00846 | Version 2 | Asia Pacific (Australia, New Zealand, South-East Asia) | m² | 10.3 | https://epd-australasia.com/wp-content/uploads/2018/04/SP00846-Kingspan-EPD-roof-panel_Oct22v2.pdf | Roofing |  | Panel - SIP ≤100mm, , KS1000RW Trapezoidal Roof Panel, 40mm thick (Kingspan) | KS1000RW Trapezoidal Roof Panel is a through fix insulated panel, with a trapezoidal profile and 1000mm cover width, allowing for fast track and cost-effective installation on all building types. Standard specification is suitable for roof slopes 4° and above (after deflection) – alternative specifications available include high humidity, low temp and low pitch (min 3°). |  |  | Steel | 0 |  |  | MetecnoTherm 90mm | 3.4
| 60 | Panel - SIP ≤100mm | Kingspan | KS1000RW Trapezoidal Roof Panel, 60mm thick | 39.9 | 40.1 | -0.242 |  | 2022-10-26 | 2027-10-26 | S-P-00846 | Version 2 | Asia Pacific (Australia, New Zealand, South-East Asia) | m² | 10.7 | https://epd-australasia.com/wp-content/uploads/2018/04/SP00846-Kingspan-EPD-roof-panel_Oct22v2.pdf | Roofing |  | Panel - SIP ≤100mm, , KS1000RW Trapezoidal Roof Panel, 60mm thick (Kingspan) | KS1000RW Trapezoidal Roof Panel is a through fix insulated panel, with a trapezoidal profile and 1000mm cover width, allowing for fast track and cost-effective installation on all building types. Standard specification is suitable for roof slopes 4° and above (after deflection) – alternative specifications available include high humidity, low temp and low pitch (min 3°). |  |  | Steel | 0 |  |  | MetecnoTherm 100mm | 3.8
| 70 | Panel - SIP ≤100mm | Kingspan | KS1000RW Trapezoidal Roof Panel, 70mm thick | 42.7 | 42.9 | -0.229 |  | 2022-10-26 | 2027-10-26 | S-P-00846 | Version 2 | Asia Pacific (Australia, New Zealand, South-East Asia) | m² | 11.1 | https://epd-australasia.com/wp-content/uploads/2018/04/SP00846-Kingspan-EPD-roof-panel_Oct22v2.pdf | Roofing |  | Panel - SIP ≤100mm, , KS1000RW Trapezoidal Roof Panel, 70mm thick (Kingspan) | KS1000RW Trapezoidal Roof Panel is a through fix insulated panel, with a trapezoidal profile and 1000mm cover width, allowing for fast track and cost-effective installation on all building types. Standard specification is suitable for roof slopes 4° and above (after deflection) – alternative specifications available include high humidity, low temp and low pitch (min 3°). |  |  | Steel | 0
| 100 | Panel - SIP ≤100mm | Kingspan | KS1000RW Trapezoidal Roof Panel, 100mm thick | 50.4 | 50.6 | -0.192 |  | 2022-10-26 | 2027-10-26 | S-P-00846 | Version 2 | Asia Pacific (Australia, New Zealand, South-East Asia) | m² | 12.3 | https://epd-australasia.com/wp-content/uploads/2018/04/SP00846-Kingspan-EPD-roof-panel_Oct22v2.pdf | Roofing |  | Panel - SIP ≤100mm, , KS1000RW Trapezoidal Roof Panel, 100mm thick (Kingspan) | KS1000RW Trapezoidal Roof Panel is a through fix insulated panel, with a trapezoidal profile and 1000mm cover width, allowing for fast track and cost-effective installation on all building types. Standard specification is suitable for roof slopes 4° and above (after deflection) – alternative specifications available include high humidity, low temp and low pitch (min 3°). |  |  | Steel | 0
| 120 | Panel - SIP >100mm | Kingspan | KS1000RW Trapezoidal Roof Panel, 120mm thick | 55.6 | 55.8 | -0.167 |  | 2022-10-26 | 2027-10-26 | S-P-00846 | Version 2 | Asia Pacific (Australia, New Zealand, South-East Asia) | m² | 13.1 | https://epd-australasia.com/wp-content/uploads/2018/04/SP00846-Kingspan-EPD-roof-panel_Oct22v2.pdf | Roofing |  | Panel - SIP >100mm, , KS1000RW Trapezoidal Roof Panel, 120mm thick (Kingspan) | KS1000RW Trapezoidal Roof Panel is a through fix insulated panel, with a trapezoidal profile and 1000mm cover width, allowing for fast track and cost-effective installation on all building types. Standard specification is suitable for roof slopes 4° and above (after deflection) – alternative specifications available include high humidity, low temp and low pitch (min 3°). |  |  | Steel | 0
| 50 | Panel - SIP ≤100mm | Kingspan | KS1100/1200CS Coldstore Panel, 50mm thick | 41.8 | 42 | -0.213 |  | 2022-10-26 | 2027-10-26 | S-P-00845 | Version 2 | Asia Pacific (Australia, New Zealand, South-East Asia) | m² | 12 | https://epd-australasia.com/wp-content/uploads/2018/04/SP00845-Kingspan-EPD-coldstore-panel_Oct22v2.pdf | Coldstore |  | Panel - SIP ≤100mm, , KS1100/1200CS Coldstore Panel, 50mm thick (Kingspan) | The KS1100/1200CS Coldstore Panel has been designed specifically for use for use within temperature controlled and hygiene safe environments where performance is critical, such as food processing, freezers, cold/chill store and clean rooms for the bio-technology and pharmaceutical industries. Suitable for walls and ceilings, the panels can be laid vertically or horizontally and, FIREsafe and FIBREfree, these panel systems are suitable for external wall and internal wall and ceilings. |  |  | Steel | 0
| 75 | Panel - SIP ≤100mm | Kingspan | r KS1100/1200CS Coldstore Panel, 75mm thick | 48.5 | 48.6 | -0.181 |  | 2022-10-26 | 2027-10-26 | S-P-00845 | Version 2 | Asia Pacific (Australia, New Zealand, South-East Asia) | m² | 13 | https://epd-australasia.com/wp-content/uploads/2018/04/SP00845-Kingspan-EPD-coldstore-panel_Oct22v2.pdf | Coldstore |  | Panel - SIP ≤100mm, , r KS1100/1200CS Coldstore Panel, 75mm thick (Kingspan) | The KS1100/1200CS Coldstore Panel has been designed specifically for use for use within temperature controlled and hygiene safe environments where performance is critical, such as food processing, freezers, cold/chill store and clean rooms for the bio-technology and pharmaceutical industries. Suitable for walls and ceilings, the panels can be laid vertically or horizontally and, FIREsafe and FIBREfree, these panel systems are suitable for external wall and internal wall and ceilings. |  |  | Steel | 0 |  |  |  | 1.5
| 100 | Panel - SIP ≤100mm | Kingspan | KS1100/1200CS Coldstore Panel, 100mm thick | 55.1 | 55.2 | -0.15 |  | 2022-10-26 | 2027-10-26 | S-P-00845 | Version 2 | Asia Pacific (Australia, New Zealand, South-East Asia) | m² | 14 | https://epd-australasia.com/wp-content/uploads/2018/04/SP00845-Kingspan-EPD-coldstore-panel_Oct22v2.pdf | Coldstore |  | Panel - SIP ≤100mm, , KS1100/1200CS Coldstore Panel, 100mm thick (Kingspan) | The KS1100/1200CS Coldstore Panel has been designed specifically for use for use within temperature controlled and hygiene safe environments where performance is critical, such as food processing, freezers, cold/chill store and clean rooms for the bio-technology and pharmaceutical industries. Suitable for walls and ceilings, the panels can be laid vertically or horizontally and, FIREsafe and FIBREfree, these panel systems are suitable for external wall and internal wall and ceilings. |  |  | Steel | 0 |  |  |  | 2.3 | 0.8 | 0.4
| 125 | Panel - SIP >100mm | Kingspan | KS1100/1200CS Coldstore Panel, 125mm thick | 61.7 | 61.8 | -0.118 |  | 2022-10-26 | 2027-10-26 | S-P-00845 | Version 2 | Asia Pacific (Australia, New Zealand, South-East Asia) | m² | 14.7 | https://epd-australasia.com/wp-content/uploads/2018/04/SP00845-Kingspan-EPD-coldstore-panel_Oct22v2.pdf | Coldstore |  | Panel - SIP >100mm, , KS1100/1200CS Coldstore Panel, 125mm thick (Kingspan) | The KS1100/1200CS Coldstore Panel has been designed specifically for use for use within temperature controlled and hygiene safe environments where performance is critical, such as food processing, freezers, cold/chill store and clean rooms for the bio-technology and pharmaceutical industries. Suitable for walls and ceilings, the panels can be laid vertically or horizontally and, FIREsafe and FIBREfree, these panel systems are suitable for external wall and internal wall and ceilings. |  |  | Steel | 0 |  |  |  | 2.6
| 150 | Panel - SIP >100mm | Kingspan | KS1100/1200CS Coldstore Panel, 150mm thick | 68.4 | 68.4 | -0.0869 |  | 2022-10-26 | 2027-10-26 | S-P-00845 | Version 2 | Asia Pacific (Australia, New Zealand, South-East Asia) | m² | 15.5 | https://epd-australasia.com/wp-content/uploads/2018/04/SP00845-Kingspan-EPD-coldstore-panel_Oct22v2.pdf | Coldstore |  | Panel - SIP >100mm, , KS1100/1200CS Coldstore Panel, 150mm thick (Kingspan) | The KS1100/1200CS Coldstore Panel has been designed specifically for use for use within temperature controlled and hygiene safe environments where performance is critical, such as food processing, freezers, cold/chill store and clean rooms for the bio-technology and pharmaceutical industries. Suitable for walls and ceilings, the panels can be laid vertically or horizontally and, FIREsafe and FIBREfree, these panel systems are suitable for external wall and internal wall and ceilings. |  |  | Steel | 0 |  |  |  | 3.8
| 200 | Panel - SIP >100mm | Kingspan | KS1100/1200CS Coldstore Panel, 200mm thick | 81.7 | 81.6 | -0.024 |  | 2022-10-26 | 2027-10-26 | S-P-00845 | Version 2 | Asia Pacific (Australia, New Zealand, South-East Asia) | m² | 17.4 | https://epd-australasia.com/wp-content/uploads/2018/04/SP00845-Kingspan-EPD-coldstore-panel_Oct22v2.pdf | Coldstore |  | Panel - SIP >100mm, , KS1100/1200CS Coldstore Panel, 200mm thick (Kingspan) | The KS1100/1200CS Coldstore Panel has been designed specifically for use for use within temperature controlled and hygiene safe environments where performance is critical, such as food processing, freezers, cold/chill store and clean rooms for the bio-technology and pharmaceutical industries. Suitable for walls and ceilings, the panels can be laid vertically or horizontally and, FIREsafe and FIBREfree, these panel systems are suitable for external wall and internal wall and ceilings. |  |  | Steel | 0 |  |  |  | 4.6
|  | Insulation decorative/acoustic | CSR Martini | dECO Baffle Platform 26mm Black | 3.76 |  |  |  | 2018-08-09 | 2023-08-09 | S-P-01004 | Version 1 | Australia | kg |  | https://epd-australasia.com/wp-content/uploads/2018/08/168-CSRMartini_EPD_R14.pdf |  |  | Insulation decorative/acoustic, , dECO Baffle Platform 26mm Black (CSR Martini) | https://epd-australasia.com/wp-content/uploads/2018/08/168-CSRMartini_EPD_R14.pdf |  |  | 0 | 0
|  | Insulation decorative/acoustic | CSR Martini | dECO Baffle Platform 26mm White | 4.53 |  |  |  | 2018-08-09 | 2023-08-09 | S-P-01004 | Version 1 | Australia | kg |  | https://epd-australasia.com/wp-content/uploads/2018/08/168-CSRMartini_EPD_R14.pdf |  |  | Insulation decorative/acoustic, , dECO Baffle Platform 26mm White (CSR Martini) | https://epd-australasia.com/wp-content/uploads/2018/08/168-CSRMartini_EPD_R14.pdf |  |  | 0 | 0
|  | Insulation decorative/acoustic | CSR Martini | dECO Baffle Rise 26mm Black | 3.75 |  |  |  | 2018-08-09 | 2023-08-09 | S-P-01004 | Version 1 | Australia | kg |  | https://epd-australasia.com/wp-content/uploads/2018/08/168-CSRMartini_EPD_R14.pdf |  |  | Insulation decorative/acoustic, , dECO Baffle Rise 26mm Black (CSR Martini) | https://epd-australasia.com/wp-content/uploads/2018/08/168-CSRMartini_EPD_R14.pdf |  |  | 0 | 0
|  | Insulation decorative/acoustic | CSR Martini | dECO Baffle Rise 26mm White | 4.52 |  |  |  | 2018-08-09 | 2023-08-09 | S-P-01004 | Version 1 | Australia | kg |  | https://epd-australasia.com/wp-content/uploads/2018/08/168-CSRMartini_EPD_R14.pdf |  |  | Insulation decorative/acoustic, , dECO Baffle Rise 26mm White (CSR Martini) | https://epd-australasia.com/wp-content/uploads/2018/08/168-CSRMartini_EPD_R14.pdf |  |  | 0 | 0
|  | Insulation decorative/acoustic | CSR Martini | dECO Board 7mm Black | 3.74 |  |  |  | 2018-08-09 | 2023-08-09 | S-P-01004 | Version 1 | Australia | kg |  | https://epd-australasia.com/wp-content/uploads/2018/08/168-CSRMartini_EPD_R14.pdf |  |  | Insulation decorative/acoustic, , dECO Board 7mm Black (CSR Martini) | https://epd-australasia.com/wp-content/uploads/2018/08/168-CSRMartini_EPD_R14.pdf |  |  | 0 | 0
|  | Insulation decorative/acoustic | CSR Martini | dECO Board 7mm White | 3.74 |  |  |  | 2018-08-09 | 2023-08-09 | S-P-01004 | Version 1 | Australia | kg |  | https://epd-australasia.com/wp-content/uploads/2018/08/168-CSRMartini_EPD_R14.pdf |  |  | Insulation decorative/acoustic, , dECO Board 7mm White (CSR Martini) | https://epd-australasia.com/wp-content/uploads/2018/08/168-CSRMartini_EPD_R14.pdf |  |  | 0 | 0
|  | Insulation decorative/acoustic | CSR Martini | dECO Board 12mm Black | 3.72 |  |  |  | 2018-08-09 | 2023-08-09 | S-P-01004 | Version 1 | Australia | kg |  | https://epd-australasia.com/wp-content/uploads/2018/08/168-CSRMartini_EPD_R14.pdf |  |  | Insulation decorative/acoustic, , dECO Board 12mm Black (CSR Martini) | https://epd-australasia.com/wp-content/uploads/2018/08/168-CSRMartini_EPD_R14.pdf |  |  | 0 | 0
|  | Insulation decorative/acoustic | CSR Martini | dECO Board 12mm White | 3.71 |  |  |  | 2018-08-09 | 2023-08-09 | S-P-01004 | Version 1 | Australia | kg |  | https://epd-australasia.com/wp-content/uploads/2018/08/168-CSRMartini_EPD_R14.pdf |  |  | Insulation decorative/acoustic, , dECO Board 12mm White (CSR Martini) | https://epd-australasia.com/wp-content/uploads/2018/08/168-CSRMartini_EPD_R14.pdf |  |  | 0 | 0
|  | Insulation decorative/acoustic | CSR Martini | dECO Deluxe 7mm | 3.37 |  |  |  | 2018-08-09 | 2023-08-09 | S-P-01004 | Version 1 | Australia | kg |  | https://epd-australasia.com/wp-content/uploads/2018/08/168-CSRMartini_EPD_R14.pdf |  |  | Insulation decorative/acoustic, , dECO Deluxe 7mm (CSR Martini) | https://epd-australasia.com/wp-content/uploads/2018/08/168-CSRMartini_EPD_R14.pdf |  |  | 0 | 0
|  | Insulation decorative/acoustic | CSR Martini | dECO Deluxe 12mm | 3.37 |  |  |  | 2018-08-09 | 2023-08-09 | S-P-01004 | Version 1 | Australia | kg |  | https://epd-australasia.com/wp-content/uploads/2018/08/168-CSRMartini_EPD_R14.pdf |  |  | Insulation decorative/acoustic, , dECO Deluxe 12mm (CSR Martini) | https://epd-australasia.com/wp-content/uploads/2018/08/168-CSRMartini_EPD_R14.pdf |  |  | 0 | 0
|  | Insulation decorative/acoustic | CSR Martini | dECO Deluxe 24mm | 2.43 |  |  |  | 2018-08-09 | 2023-08-09 | S-P-01004 | Version 1 | Australia | kg |  | https://epd-australasia.com/wp-content/uploads/2018/08/168-CSRMartini_EPD_R14.pdf |  |  | Insulation decorative/acoustic, , dECO Deluxe 24mm (CSR Martini) | https://epd-australasia.com/wp-content/uploads/2018/08/168-CSRMartini_EPD_R14.pdf |  |  | 0 | 0
|  | Insulation decorative/acoustic | CSR Martini | dECO Deluxe 48mm | 2.84 |  |  |  | 2018-08-09 | 2023-08-09 | S-P-01004 | Version 1 | Australia | kg |  | https://epd-australasia.com/wp-content/uploads/2018/08/168-CSRMartini_EPD_R14.pdf |  |  | Insulation decorative/acoustic, , dECO Deluxe 48mm (CSR Martini) | https://epd-australasia.com/wp-content/uploads/2018/08/168-CSRMartini_EPD_R14.pdf |  |  | 0 | 0
|  | Insulation decorative/acoustic | CSR Martini | dECO Deluxe EP 7mm | 3.37 |  |  |  | 2018-08-09 | 2023-08-09 | S-P-01004 | Version 1 | Australia | kg |  | https://epd-australasia.com/wp-content/uploads/2018/08/168-CSRMartini_EPD_R14.pdf |  |  | Insulation decorative/acoustic, , dECO Deluxe EP 7mm (CSR Martini) | https://epd-australasia.com/wp-content/uploads/2018/08/168-CSRMartini_EPD_R14.pdf |  |  | 0 | 0
|  | Insulation decorative/acoustic | CSR Martini | dECO Deluxe EP 7mm Black | 3.41 |  |  |  | 2018-08-09 | 2023-08-09 | S-P-01004 | Version 1 | Australia | kg |  | https://epd-australasia.com/wp-content/uploads/2018/08/168-CSRMartini_EPD_R14.pdf |  |  | Insulation decorative/acoustic, , dECO Deluxe EP 7mm Black (CSR Martini) | https://epd-australasia.com/wp-content/uploads/2018/08/168-CSRMartini_EPD_R14.pdf |  |  | 0 | 0
|  | Insulation decorative/acoustic | CSR Martini | dECO Deluxe EP 7mm White | 3.4 |  |  |  | 2018-08-09 | 2023-08-09 | S-P-01004 | Version 1 | Australia | kg |  | https://epd-australasia.com/wp-content/uploads/2018/08/168-CSRMartini_EPD_R14.pdf |  |  | Insulation decorative/acoustic, , dECO Deluxe EP 7mm White (CSR Martini) | https://epd-australasia.com/wp-content/uploads/2018/08/168-CSRMartini_EPD_R14.pdf |  |  | 0 | 0
|  | Insulation decorative/acoustic | CSR Martini | dECO Deluxe EP 12mm | 3.37 |  |  |  | 2018-08-09 | 2023-08-09 | S-P-01004 | Version 1 | Australia | kg |  | https://epd-australasia.com/wp-content/uploads/2018/08/168-CSRMartini_EPD_R14.pdf |  |  | Insulation decorative/acoustic, , dECO Deluxe EP 12mm (CSR Martini) | https://epd-australasia.com/wp-content/uploads/2018/08/168-CSRMartini_EPD_R14.pdf |  |  | 0 | 0
|  | Insulation decorative/acoustic | CSR Martini | dECO Deluxe EP 12mm Black | 3.41 |  |  |  | 2018-08-09 | 2023-08-09 | S-P-01004 | Version 1 | Australia | kg |  | https://epd-australasia.com/wp-content/uploads/2018/08/168-CSRMartini_EPD_R14.pdf |  |  | Insulation decorative/acoustic, , dECO Deluxe EP 12mm Black (CSR Martini) | https://epd-australasia.com/wp-content/uploads/2018/08/168-CSRMartini_EPD_R14.pdf |  |  | 0 | 0
|  | Insulation decorative/acoustic | CSR Martini | dECO Deluxe EP 12mm White | 3.4 |  |  |  | 2018-08-09 | 2023-08-09 | S-P-01004 | Version 1 | Australia | kg |  | https://epd-australasia.com/wp-content/uploads/2018/08/168-CSRMartini_EPD_R14.pdf |  |  | Insulation decorative/acoustic, , dECO Deluxe EP 12mm White (CSR Martini) | https://epd-australasia.com/wp-content/uploads/2018/08/168-CSRMartini_EPD_R14.pdf |  |  | 0 | 0
|  | Insulation decorative/acoustic | CSR Martini | dECO Deluxe EP 24mm | 3.37 |  |  |  | 2018-08-09 | 2023-08-09 | S-P-01004 | Version 1 | Australia | kg |  | https://epd-australasia.com/wp-content/uploads/2018/08/168-CSRMartini_EPD_R14.pdf |  |  | Insulation decorative/acoustic, , dECO Deluxe EP 24mm (CSR Martini) | https://epd-australasia.com/wp-content/uploads/2018/08/168-CSRMartini_EPD_R14.pdf |  |  | 0 | 0
|  | Insulation decorative/acoustic | CSR Martini | dECO Deluxe EP 24mm Black | 3.4 |  |  |  | 2018-08-09 | 2023-08-09 | S-P-01004 | Version 1 | Australia | kg |  | https://epd-australasia.com/wp-content/uploads/2018/08/168-CSRMartini_EPD_R14.pdf |  |  | Insulation decorative/acoustic, , dECO Deluxe EP 24mm Black (CSR Martini) | https://epd-australasia.com/wp-content/uploads/2018/08/168-CSRMartini_EPD_R14.pdf |  |  | 0 | 0
|  | Insulation decorative/acoustic | CSR Martini | dECO Deluxe EP 24mm White | 3.4 |  |  |  | 2018-08-09 | 2023-08-09 | S-P-01004 | Version 1 | Australia | kg |  | https://epd-australasia.com/wp-content/uploads/2018/08/168-CSRMartini_EPD_R14.pdf |  |  | Insulation decorative/acoustic, , dECO Deluxe EP 24mm White (CSR Martini) | https://epd-australasia.com/wp-content/uploads/2018/08/168-CSRMartini_EPD_R14.pdf |  |  | 0 | 0
|  | Insulation decorative/acoustic | CSR Martini | dECO E Fabric | 2.95 |  |  |  | 2018-08-09 | 2023-08-09 | S-P-01004 | Version 1 | Australia | kg |  | https://epd-australasia.com/wp-content/uploads/2018/08/168-CSRMartini_EPD_R14.pdf |  |  | Insulation decorative/acoustic, , dECO E Fabric (CSR Martini) | https://epd-australasia.com/wp-content/uploads/2018/08/168-CSRMartini_EPD_R14.pdf |  |  | 0 | 0
|  | Insulation decorative/acoustic | CSR Martini | dECO Embrace Fabric | 3.19 |  |  |  | 2018-08-09 | 2023-08-09 | S-P-01004 | Version 1 | Australia | kg |  | https://epd-australasia.com/wp-content/uploads/2018/08/168-CSRMartini_EPD_R14.pdf |  |  | Insulation decorative/acoustic, , dECO Embrace Fabric (CSR Martini) | https://epd-australasia.com/wp-content/uploads/2018/08/168-CSRMartini_EPD_R14.pdf |  |  | 0 | 0
|  | Insulation decorative/acoustic | CSR Martini | dECO Flex | 3.61 |  |  |  | 2018-08-09 | 2023-08-09 | S-P-01004 | Version 1 | Australia | kg |  | https://epd-australasia.com/wp-content/uploads/2018/08/168-CSRMartini_EPD_R14.pdf |  |  | Insulation decorative/acoustic, , dECO Flex (CSR Martini) | https://epd-australasia.com/wp-content/uploads/2018/08/168-CSRMartini_EPD_R14.pdf |  |  | 0 | 0
|  | Insulation decorative/acoustic | CSR Martini | dECO Hanging Cloud Black | 3.87 |  |  |  | 2018-08-09 | 2023-08-09 | S-P-01004 | Version 1 | Australia | kg |  | https://epd-australasia.com/wp-content/uploads/2018/08/168-CSRMartini_EPD_R14.pdf |  |  | Insulation decorative/acoustic, , dECO Hanging Cloud Black (CSR Martini) | https://epd-australasia.com/wp-content/uploads/2018/08/168-CSRMartini_EPD_R14.pdf |  |  | 0 | 0
|  | Insulation decorative/acoustic | CSR Martini | dECO Hanging Cloud White | 4.74 |  |  |  | 2018-08-09 | 2023-08-09 | S-P-01004 | Version 1 | Australia | kg |  | https://epd-australasia.com/wp-content/uploads/2018/08/168-CSRMartini_EPD_R14.pdf |  |  | Insulation decorative/acoustic, , dECO Hanging Cloud White (CSR Martini) | https://epd-australasia.com/wp-content/uploads/2018/08/168-CSRMartini_EPD_R14.pdf |  |  | 0 | 0
|  | Insulation decorative/acoustic | CSR Martini | dECO M Fabric | 3.43 |  |  |  | 2018-08-09 | 2023-08-09 | S-P-01004 | Version 1 | Australia | kg |  | https://epd-australasia.com/wp-content/uploads/2018/08/168-CSRMartini_EPD_R14.pdf |  |  | Insulation decorative/acoustic, , dECO M Fabric (CSR Martini) | https://epd-australasia.com/wp-content/uploads/2018/08/168-CSRMartini_EPD_R14.pdf |  |  | 0 | 0
|  | Insulation decorative/acoustic | CSR Martini | dECO Mini Flex | 3.62 |  |  |  | 2018-08-09 | 2023-08-09 | S-P-01004 | Version 1 | Australia | kg |  | https://epd-australasia.com/wp-content/uploads/2018/08/168-CSRMartini_EPD_R14.pdf |  |  | Insulation decorative/acoustic, , dECO Mini Flex (CSR Martini) | https://epd-australasia.com/wp-content/uploads/2018/08/168-CSRMartini_EPD_R14.pdf |  |  | 0 | 0
|  | Insulation decorative/acoustic | CSR Martini | dECO Panel 8mm Black | 3.69 |  |  |  | 2018-08-09 | 2023-08-09 | S-P-01004 | Version 1 | Australia | kg |  | https://epd-australasia.com/wp-content/uploads/2018/08/168-CSRMartini_EPD_R14.pdf |  |  | Insulation decorative/acoustic, , dECO Panel 8mm Black (CSR Martini) | https://epd-australasia.com/wp-content/uploads/2018/08/168-CSRMartini_EPD_R14.pdf |  |  | 0 | 0
|  | Insulation decorative/acoustic | CSR Martini | dECO Panel 8mm White | 3.82 |  |  |  | 2018-08-09 | 2023-08-09 | S-P-01004 | Version 1 | Australia | kg |  | https://epd-australasia.com/wp-content/uploads/2018/08/168-CSRMartini_EPD_R14.pdf |  |  | Insulation decorative/acoustic, , dECO Panel 8mm White (CSR Martini) | https://epd-australasia.com/wp-content/uploads/2018/08/168-CSRMartini_EPD_R14.pdf |  |  | 0 | 0
|  | Insulation decorative/acoustic | CSR Martini | dECO Panel 13.5mm Black | 3.8 |  |  |  | 2018-08-09 | 2023-08-09 | S-P-01004 | Version 1 | Australia | kg |  | https://epd-australasia.com/wp-content/uploads/2018/08/168-CSRMartini_EPD_R14.pdf |  |  | Insulation decorative/acoustic, , dECO Panel 13.5mm Black (CSR Martini) | https://epd-australasia.com/wp-content/uploads/2018/08/168-CSRMartini_EPD_R14.pdf |  |  | 0 | 0
|  | Insulation decorative/acoustic | CSR Martini | dECO Panel 13.5mm White | 3.93 |  |  |  | 2018-08-09 | 2023-08-09 | S-P-01004 | Version 1 | Australia | kg |  | https://epd-australasia.com/wp-content/uploads/2018/08/168-CSRMartini_EPD_R14.pdf |  |  | Insulation decorative/acoustic, , dECO Panel 13.5mm White (CSR Martini) | https://epd-australasia.com/wp-content/uploads/2018/08/168-CSRMartini_EPD_R14.pdf |  |  | 0 | 0
|  | Insulation decorative/acoustic | CSR Martini | dECO Panel 25mm Black | 3.21 |  |  |  | 2018-08-09 | 2023-08-09 | S-P-01004 | Version 1 | Australia | kg |  | https://epd-australasia.com/wp-content/uploads/2018/08/168-CSRMartini_EPD_R14.pdf |  |  | Insulation decorative/acoustic, , dECO Panel 25mm Black (CSR Martini) | https://epd-australasia.com/wp-content/uploads/2018/08/168-CSRMartini_EPD_R14.pdf |  |  | 0 | 0
|  | Insulation decorative/acoustic | CSR Martini | dECO Panel 25mm White | 3.38 |  |  |  | 2018-08-09 | 2023-08-09 | S-P-01004 | Version 1 | Australia | kg |  | https://epd-australasia.com/wp-content/uploads/2018/08/168-CSRMartini_EPD_R14.pdf |  |  | Insulation decorative/acoustic, , dECO Panel 25mm White (CSR Martini) | https://epd-australasia.com/wp-content/uploads/2018/08/168-CSRMartini_EPD_R14.pdf |  |  | 0 | 0
|  | Insulation decorative/acoustic | CSR Martini | dECO Panel 50mm Black | 3.25 |  |  |  | 2018-08-09 | 2023-08-09 | S-P-01004 | Version 1 | Australia | kg |  | https://epd-australasia.com/wp-content/uploads/2018/08/168-CSRMartini_EPD_R14.pdf |  |  | Insulation decorative/acoustic, , dECO Panel 50mm Black (CSR Martini) | https://epd-australasia.com/wp-content/uploads/2018/08/168-CSRMartini_EPD_R14.pdf |  |  | 0 | 0
|  | Insulation decorative/acoustic | CSR Martini | dECO Panel 50mm White | 3.44 |  |  |  | 2018-08-09 | 2023-08-09 | S-P-01004 | Version 1 | Australia | kg |  | https://epd-australasia.com/wp-content/uploads/2018/08/168-CSRMartini_EPD_R14.pdf |  |  | Insulation decorative/acoustic, , dECO Panel 50mm White (CSR Martini) | https://epd-australasia.com/wp-content/uploads/2018/08/168-CSRMartini_EPD_R14.pdf |  |  | 0 | 0
|  | Insulation decorative/acoustic | CSR Martini | dECO Quiet Board 25mm Black | 3.8 |  |  |  | 2018-08-09 | 2023-08-09 | S-P-01004 | Version 1 | Australia | kg |  | https://epd-australasia.com/wp-content/uploads/2018/08/168-CSRMartini_EPD_R14.pdf |  |  | Insulation decorative/acoustic, , dECO Quiet Board 25mm Black (CSR Martini) | https://epd-australasia.com/wp-content/uploads/2018/08/168-CSRMartini_EPD_R14.pdf |  |  | 0 | 0
|  | Insulation decorative/acoustic | CSR Martini | dECO Quiet Board 25mm White | 3.94 |  |  |  | 2018-08-09 | 2023-08-09 | S-P-01004 | Version 1 | Australia | kg |  | https://epd-australasia.com/wp-content/uploads/2018/08/168-CSRMartini_EPD_R14.pdf |  |  | Insulation decorative/acoustic, , dECO Quiet Board 25mm White (CSR Martini) | https://epd-australasia.com/wp-content/uploads/2018/08/168-CSRMartini_EPD_R14.pdf |  |  | 0 | 0
|  | Insulation decorative/acoustic | CSR Martini | dECO Quiet Board 50mm Black | 3.6 |  |  |  | 2018-08-09 | 2023-08-09 | S-P-01004 | Version 1 | Australia | kg |  | https://epd-australasia.com/wp-content/uploads/2018/08/168-CSRMartini_EPD_R14.pdf |  |  | Insulation decorative/acoustic, , dECO Quiet Board 50mm Black (CSR Martini) | https://epd-australasia.com/wp-content/uploads/2018/08/168-CSRMartini_EPD_R14.pdf |  |  | 0 | 0
|  | Insulation decorative/acoustic | CSR Martini | dECO Quiet Board 50mm White | 3.78 |  |  |  | 2018-08-09 | 2023-08-09 | S-P-01004 | Version 1 | Australia | kg |  | https://epd-australasia.com/wp-content/uploads/2018/08/168-CSRMartini_EPD_R14.pdf |  |  | Insulation decorative/acoustic, , dECO Quiet Board 50mm White (CSR Martini) | https://epd-australasia.com/wp-content/uploads/2018/08/168-CSRMartini_EPD_R14.pdf |  |  | 0 | 0
|  | Insulation decorative/acoustic | CSR Martini | dECO Quiet Panel 25mm Black | 3.67 |  |  |  | 2018-08-09 | 2023-08-09 | S-P-01004 | Version 1 | Australia | kg |  | https://epd-australasia.com/wp-content/uploads/2018/08/168-CSRMartini_EPD_R14.pdf |  |  | Insulation decorative/acoustic, , dECO Quiet Panel 25mm Black (CSR Martini) | https://epd-australasia.com/wp-content/uploads/2018/08/168-CSRMartini_EPD_R14.pdf |  |  | 0 | 0
|  | Insulation decorative/acoustic | CSR Martini | dECO Quiet Panel 25mm White | 3.79 |  |  |  | 2018-08-09 | 2023-08-09 | S-P-01004 | Version 1 | Australia | kg |  | https://epd-australasia.com/wp-content/uploads/2018/08/168-CSRMartini_EPD_R14.pdf |  |  | Insulation decorative/acoustic, , dECO Quiet Panel 25mm White (CSR Martini) | https://epd-australasia.com/wp-content/uploads/2018/08/168-CSRMartini_EPD_R14.pdf |  |  | 0 | 0
|  | Insulation decorative/acoustic | CSR Martini | dECO Quiet Panel 50mm Black | 3.54 |  |  |  | 2018-08-09 | 2023-08-09 | S-P-01004 | Version 1 | Australia | kg |  | https://epd-australasia.com/wp-content/uploads/2018/08/168-CSRMartini_EPD_R14.pdf |  |  | Insulation decorative/acoustic, , dECO Quiet Panel 50mm Black (CSR Martini) | https://epd-australasia.com/wp-content/uploads/2018/08/168-CSRMartini_EPD_R14.pdf |  |  | 0 | 0
|  | Insulation decorative/acoustic | CSR Martini | dECO Quiet Panel 50mm White | 3.69 |  |  |  | 2018-08-09 | 2023-08-09 | S-P-01004 | Version 1 | Australia | kg |  | https://epd-australasia.com/wp-content/uploads/2018/08/168-CSRMartini_EPD_R14.pdf |  |  | Insulation decorative/acoustic, , dECO Quiet Panel 50mm White (CSR Martini) | https://epd-australasia.com/wp-content/uploads/2018/08/168-CSRMartini_EPD_R14.pdf |  |  | 0 | 0
|  | Insulation decorative/acoustic | CSR Martini | dECO Quiet Panel Export 25mm White | 4.57 |  |  |  | 2018-08-09 | 2023-08-09 | S-P-01004 | Version 1 | Australia | kg |  | https://epd-australasia.com/wp-content/uploads/2018/08/168-CSRMartini_EPD_R14.pdf |  |  | Insulation decorative/acoustic, , dECO Quiet Panel Export 25mm White (CSR Martini) | https://epd-australasia.com/wp-content/uploads/2018/08/168-CSRMartini_EPD_R14.pdf |  |  | 0 | 0
|  | Insulation decorative/acoustic | CSR Martini | dECO Quiet Panel Export 50mm White | 4.71 |  |  |  | 2018-08-09 | 2023-08-09 | S-P-01004 | Version 1 | Australia | kg |  | https://epd-australasia.com/wp-content/uploads/2018/08/168-CSRMartini_EPD_R14.pdf |  |  | Insulation decorative/acoustic, , dECO Quiet Panel Export 50mm White (CSR Martini) | https://epd-australasia.com/wp-content/uploads/2018/08/168-CSRMartini_EPD_R14.pdf |  |  | 0 | 0
|  | Insulation decorative/acoustic | CSR Martini | dECO Screen 12mm Black | 3.67 |  |  |  | 2018-08-09 | 2023-08-09 | S-P-01004 | Version 1 | Australia | kg |  | https://epd-australasia.com/wp-content/uploads/2018/08/168-CSRMartini_EPD_R14.pdf |  |  | Insulation decorative/acoustic, , dECO Screen 12mm Black (CSR Martini) | https://epd-australasia.com/wp-content/uploads/2018/08/168-CSRMartini_EPD_R14.pdf |  |  | 0 | 0
|  | Insulation decorative/acoustic | CSR Martini | dECO Screen 12mm White | 3.78 |  |  |  | 2018-08-09 | 2023-08-09 | S-P-01004 | Version 1 | Australia | kg |  | https://epd-australasia.com/wp-content/uploads/2018/08/168-CSRMartini_EPD_R14.pdf |  |  | Insulation decorative/acoustic, , dECO Screen 12mm White (CSR Martini) | https://epd-australasia.com/wp-content/uploads/2018/08/168-CSRMartini_EPD_R14.pdf |  |  | 0 | 0
|  | Insulation decorative/acoustic | CSR Martini | dECO Stick It | 3.71 |  |  |  | 2018-08-09 | 2023-08-09 | S-P-01004 | Version 1 | Australia | kg |  | https://epd-australasia.com/wp-content/uploads/2018/08/168-CSRMartini_EPD_R14.pdf |  |  | Insulation decorative/acoustic, , dECO Stick It (CSR Martini) | https://epd-australasia.com/wp-content/uploads/2018/08/168-CSRMartini_EPD_R14.pdf |  |  | 0 | 0
|  | Insulation decorative/acoustic | CSR Martini | dECO Tile 3D ET Wall | 4.16 |  |  |  | 2018-08-09 | 2023-08-09 | S-P-01004 | Version 1 | Australia | kg |  | https://epd-australasia.com/wp-content/uploads/2018/08/168-CSRMartini_EPD_R14.pdf |  |  | Insulation decorative/acoustic, , dECO Tile 3D ET Wall (CSR Martini) | https://epd-australasia.com/wp-content/uploads/2018/08/168-CSRMartini_EPD_R14.pdf |  |  | 0 | 0
|  | Insulation decorative/acoustic | CSR Martini | dECO Tile 3D H Ceiling | 4.29 |  |  |  | 2018-08-09 | 2023-08-09 | S-P-01004 | Version 1 | Australia | kg |  | https://epd-australasia.com/wp-content/uploads/2018/08/168-CSRMartini_EPD_R14.pdf |  |  | Insulation decorative/acoustic, , dECO Tile 3D H Ceiling (CSR Martini) | https://epd-australasia.com/wp-content/uploads/2018/08/168-CSRMartini_EPD_R14.pdf |  |  | 0 | 0
|  | Insulation decorative/acoustic | CSR Martini | dECO Tile 3D H Wall | 4.52 |  |  |  | 2018-08-09 | 2023-08-09 | S-P-01004 | Version 1 | Australia | kg |  | https://epd-australasia.com/wp-content/uploads/2018/08/168-CSRMartini_EPD_R14.pdf |  |  | Insulation decorative/acoustic, , dECO Tile 3D H Wall (CSR Martini) | https://epd-australasia.com/wp-content/uploads/2018/08/168-CSRMartini_EPD_R14.pdf |  |  | 0 | 0
|  | Insulation decorative/acoustic | CSR Martini | dECO Tile 3D WW Ceiling | 4.28 |  |  |  | 2018-08-09 | 2023-08-09 | S-P-01004 | Version 1 | Australia | kg |  | https://epd-australasia.com/wp-content/uploads/2018/08/168-CSRMartini_EPD_R14.pdf |  |  | Insulation decorative/acoustic, , dECO Tile 3D WW Ceiling (CSR Martini) | https://epd-australasia.com/wp-content/uploads/2018/08/168-CSRMartini_EPD_R14.pdf |  |  | 0 | 0
|  | Insulation decorative/acoustic | CSR Martini | dECO Tile 3D WW Wall | 4.42 |  |  |  | 2018-08-09 | 2023-08-09 | S-P-01004 | Version 1 | Australia | kg |  | https://epd-australasia.com/wp-content/uploads/2018/08/168-CSRMartini_EPD_R14.pdf |  |  | Insulation decorative/acoustic, , dECO Tile 3D WW Wall (CSR Martini) | https://epd-australasia.com/wp-content/uploads/2018/08/168-CSRMartini_EPD_R14.pdf |  |  | 0 | 0
|  | Insulation decorative/acoustic | CSR Martini | dECO Tile Flat H Ceiling 13mm | 3.73 |  |  |  | 2018-08-09 | 2023-08-09 | S-P-01004 | Version 1 | Australia | kg |  | https://epd-australasia.com/wp-content/uploads/2018/08/168-CSRMartini_EPD_R14.pdf |  |  | Insulation decorative/acoustic, , dECO Tile Flat H Ceiling 13mm (CSR Martini) | https://epd-australasia.com/wp-content/uploads/2018/08/168-CSRMartini_EPD_R14.pdf |  |  | 0 | 0
|  | Insulation decorative/acoustic | CSR Martini | dECO Tile Flat H Ceiling 25mm | 4.2 |  |  |  | 2018-08-09 | 2023-08-09 | S-P-01004 | Version 1 | Australia | kg |  | https://epd-australasia.com/wp-content/uploads/2018/08/168-CSRMartini_EPD_R14.pdf |  |  | Insulation decorative/acoustic, , dECO Tile Flat H Ceiling 25mm (CSR Martini) | https://epd-australasia.com/wp-content/uploads/2018/08/168-CSRMartini_EPD_R14.pdf |  |  | 0 | 0
|  | Insulation decorative/acoustic | CSR Martini | Absorb Black | 3.36 |  |  |  | 2018-08-09 | 2023-08-09 | S-P-01004 | Version 1 | Australia | kg |  | https://epd-australasia.com/wp-content/uploads/2018/08/168-CSRMartini_EPD_R14.pdf |  |  | Insulation decorative/acoustic, , Absorb Black (CSR Martini) | https://epd-australasia.com/wp-content/uploads/2018/08/168-CSRMartini_EPD_R14.pdf |  |  | 0 | 0
|  | Insulation decorative/acoustic | CSR Martini | Absorb White | 3.36 |  |  |  | 2018-08-09 | 2023-08-09 | S-P-01004 | Version 1 | Australia | kg |  | https://epd-australasia.com/wp-content/uploads/2018/08/168-CSRMartini_EPD_R14.pdf |  |  | Insulation decorative/acoustic, , Absorb White (CSR Martini) | https://epd-australasia.com/wp-content/uploads/2018/08/168-CSRMartini_EPD_R14.pdf |  |  | 0 | 0
|  | Insulation decorative/acoustic | CSR Martini | Blanket | 3.44 |  |  |  | 2018-08-09 | 2023-08-09 | S-P-01004 | Version 1 | Australia | kg |  | https://epd-australasia.com/wp-content/uploads/2018/08/168-CSRMartini_EPD_R14.pdf |  |  | Insulation decorative/acoustic, , Blanket (CSR Martini) | https://epd-australasia.com/wp-content/uploads/2018/08/168-CSRMartini_EPD_R14.pdf |  |  | 0 | 0
|  | Insulation decorative/acoustic | CSR Martini | Easy Baffle | 4.07 |  |  |  | 2018-08-09 | 2023-08-09 | S-P-01004 | Version 1 | Australia | kg |  | https://epd-australasia.com/wp-content/uploads/2018/08/168-CSRMartini_EPD_R14.pdf |  |  | Insulation decorative/acoustic, , Easy Baffle (CSR Martini) | https://epd-australasia.com/wp-content/uploads/2018/08/168-CSRMartini_EPD_R14.pdf |  |  | 0 | 0
|  | Insulation decorative/acoustic | CSR Martini | Easy Baffle Black | 3.04 |  |  |  | 2018-08-09 | 2023-08-09 | S-P-01004 | Version 1 | Australia | kg |  | https://epd-australasia.com/wp-content/uploads/2018/08/168-CSRMartini_EPD_R14.pdf |  |  | Insulation decorative/acoustic, , Easy Baffle Black (CSR Martini) | https://epd-australasia.com/wp-content/uploads/2018/08/168-CSRMartini_EPD_R14.pdf |  |  | 0 | 0
|  | Insulation decorative/acoustic | CSR Martini | MAB Black | 3.3 |  |  |  | 2018-08-09 | 2023-08-09 | S-P-01004 | Version 1 | Australia | kg |  | https://epd-australasia.com/wp-content/uploads/2018/08/168-CSRMartini_EPD_R14.pdf |  |  | Insulation decorative/acoustic, , MAB Black (CSR Martini) | https://epd-australasia.com/wp-content/uploads/2018/08/168-CSRMartini_EPD_R14.pdf |  |  | 0 | 0
|  | Insulation decorative/acoustic | CSR Martini | MAB White | 3.41 |  |  |  | 2018-08-09 | 2023-08-09 | S-P-01004 | Version 1 | Australia | kg |  | https://epd-australasia.com/wp-content/uploads/2018/08/168-CSRMartini_EPD_R14.pdf |  |  | Insulation decorative/acoustic, , MAB White (CSR Martini) | https://epd-australasia.com/wp-content/uploads/2018/08/168-CSRMartini_EPD_R14.pdf |  |  | 0 | 0
|  | Insulation decorative/acoustic | CSR Martini | MSB Black | 3.08 |  |  |  | 2018-08-09 | 2023-08-09 | S-P-01004 | Version 1 | Australia | kg |  | https://epd-australasia.com/wp-content/uploads/2018/08/168-CSRMartini_EPD_R14.pdf |  |  | Insulation decorative/acoustic, , MSB Black (CSR Martini) | https://epd-australasia.com/wp-content/uploads/2018/08/168-CSRMartini_EPD_R14.pdf |  |  | 0 | 0
|  | Insulation decorative/acoustic | CSR Martini | MSB White | 3.64 |  |  |  | 2018-08-09 | 2023-08-09 | S-P-01004 | Version 1 | Australia | kg |  | https://epd-australasia.com/wp-content/uploads/2018/08/168-CSRMartini_EPD_R14.pdf |  |  | Insulation decorative/acoustic, , MSB White (CSR Martini) | https://epd-australasia.com/wp-content/uploads/2018/08/168-CSRMartini_EPD_R14.pdf |  |  | 0 | 0
|  | Insulation decorative/acoustic | CSR Martini | Polymax Acoustic R1.5 | 3.28 |  |  |  | 2018-08-09 | 2023-08-09 | S-P-01004 | Version 1 | Australia | kg | 0.9 | https://epd-australasia.com/wp-content/uploads/2018/08/168-CSRMartini_EPD_R14.pdf |  |  | Insulation decorative/acoustic, , Polymax Acoustic R1.5 (CSR Martini) | https://epd-australasia.com/wp-content/uploads/2018/08/168-CSRMartini_EPD_R14.pdf |  |  | 0 | 0
|  | Insulation decorative/acoustic | CSR Martini | Polymax Acoustic R2.0 75mm | 3.27 |  |  |  | 2018-08-09 | 2023-08-09 | S-P-01004 | Version 1 | Australia | kg | 2.05 | https://epd-australasia.com/wp-content/uploads/2018/08/168-CSRMartini_EPD_R14.pdf |  |  | Insulation decorative/acoustic, , Polymax Acoustic R2.0 75mm (CSR Martini) | https://epd-australasia.com/wp-content/uploads/2018/08/168-CSRMartini_EPD_R14.pdf |  |  | 0 | 0
|  | Insulation decorative/acoustic | CSR Martini | Polymax Acoustic R2.0 90mm | 3.29 |  |  |  | 2018-08-09 | 2023-08-09 | S-P-01004 | Version 1 | Australia | kg | 1.35 | https://epd-australasia.com/wp-content/uploads/2018/08/168-CSRMartini_EPD_R14.pdf |  |  | Insulation decorative/acoustic, , Polymax Acoustic R2.0 90mm (CSR Martini) | https://epd-australasia.com/wp-content/uploads/2018/08/168-CSRMartini_EPD_R14.pdf |  |  | 0 | 0
|  | Insulation decorative/acoustic | CSR Martini | Polymax Acoustic R2.5 | 3.25 |  |  |  | 2018-08-09 | 2023-08-09 | S-P-01004 | Version 1 | Australia | kg | 2.5 | https://epd-australasia.com/wp-content/uploads/2018/08/168-CSRMartini_EPD_R14.pdf |  |  | Insulation decorative/acoustic, , Polymax Acoustic R2.5 (CSR Martini) | https://epd-australasia.com/wp-content/uploads/2018/08/168-CSRMartini_EPD_R14.pdf |  |  | 0 | 0
|  | Insulation decorative/acoustic | CSR Martini | Prime Black | 3.08 |  |  |  | 2018-08-09 | 2023-08-09 | S-P-01004 | Version 1 | Australia | kg |  | https://epd-australasia.com/wp-content/uploads/2018/08/168-CSRMartini_EPD_R14.pdf |  |  | Insulation decorative/acoustic, , Prime Black (CSR Martini) | https://epd-australasia.com/wp-content/uploads/2018/08/168-CSRMartini_EPD_R14.pdf |  |  | 0 | 0
|  | Insulation decorative/acoustic | CSR Martini | Prime White | 3.64 |  |  |  | 2018-08-09 | 2023-08-09 | S-P-01004 | Version 1 | Australia | kg |  | https://epd-australasia.com/wp-content/uploads/2018/08/168-CSRMartini_EPD_R14.pdf |  |  | Insulation decorative/acoustic, , Prime White (CSR Martini) | https://epd-australasia.com/wp-content/uploads/2018/08/168-CSRMartini_EPD_R14.pdf |  |  | 0 | 0
|  | Insulation decorative/acoustic | CSR Martini | Flexible Ducting | 4.32 |  |  |  | 2018-08-09 | 2023-08-09 | S-P-01004 | Version 1 | Australia | kg |  | https://epd-australasia.com/wp-content/uploads/2018/08/168-CSRMartini_EPD_R14.pdf |  |  | Insulation decorative/acoustic, , Flexible Ducting (CSR Martini) | https://epd-australasia.com/wp-content/uploads/2018/08/168-CSRMartini_EPD_R14.pdf |  |  | 0 | 0
|  | Insulation only | CSR Martini | Polymax Thermal Ceiling R2.0 | 3.39 |  |  |  | 2018-08-09 | 2023-08-09 | S-P-01004 | Version 1 | Australia | kg | 1.05 | https://epd-australasia.com/wp-content/uploads/2018/08/168-CSRMartini_EPD_R14.pdf |  | Polystyrene | Insulation only, Polystyrene, Polymax Thermal Ceiling R2.0 (CSR Martini) | https://epd-australasia.com/wp-content/uploads/2018/08/168-CSRMartini_EPD_R14.pdf |  |  | 0 | 0
|  | Insulation only | CSR Martini | Polymax Thermal Ceiling R2.5 | 3.4 |  |  |  | 2018-08-09 | 2023-08-09 | S-P-01004 | Version 1 | Australia | kg | 1.35 | https://epd-australasia.com/wp-content/uploads/2018/08/168-CSRMartini_EPD_R14.pdf |  | Polystyrene | Insulation only, Polystyrene, Polymax Thermal Ceiling R2.5 (CSR Martini) | https://epd-australasia.com/wp-content/uploads/2018/08/168-CSRMartini_EPD_R14.pdf |  |  | 0 | 0
|  | Insulation only | CSR Martini | Polymax Thermal Ceiling R3.0 | 3.38 |  |  |  | 2018-08-09 | 2023-08-09 | S-P-01004 | Version 1 | Australia | kg | 1.65 | https://epd-australasia.com/wp-content/uploads/2018/08/168-CSRMartini_EPD_R14.pdf |  | Polystyrene | Insulation only, Polystyrene, Polymax Thermal Ceiling R3.0 (CSR Martini) | https://epd-australasia.com/wp-content/uploads/2018/08/168-CSRMartini_EPD_R14.pdf |  |  | 0 | 0
|  | Insulation only | CSR Martini | Polymax Thermal Ceiling R3.5 | 3.36 |  |  |  | 2018-08-09 | 2023-08-09 | S-P-01004 | Version 1 | Australia | kg | 1.9 | https://epd-australasia.com/wp-content/uploads/2018/08/168-CSRMartini_EPD_R14.pdf |  | Polystyrene | Insulation only, Polystyrene, Polymax Thermal Ceiling R3.5 (CSR Martini) | https://epd-australasia.com/wp-content/uploads/2018/08/168-CSRMartini_EPD_R14.pdf |  |  | 0 | 0
|  | Insulation only | CSR Martini | Polymax Thermal Ceiling R4.0 | 3.37 |  |  |  | 2018-08-09 | 2023-08-09 | S-P-01004 | Version 1 | Australia | kg | 2.4 | https://epd-australasia.com/wp-content/uploads/2018/08/168-CSRMartini_EPD_R14.pdf |  | Polystyrene | Insulation only, Polystyrene, Polymax Thermal Ceiling R4.0 (CSR Martini) | https://epd-australasia.com/wp-content/uploads/2018/08/168-CSRMartini_EPD_R14.pdf |  |  | 0 | 0
|  | Insulation only | CSR Martini | Polymax Thermal Wall R1.5 | 3.4 |  |  |  | 2018-08-09 | 2023-08-09 | S-P-01004 | Version 1 | Australia | kg | 0.75 | https://epd-australasia.com/wp-content/uploads/2018/08/168-CSRMartini_EPD_R14.pdf |  | Polystyrene | Insulation only, Polystyrene, Polymax Thermal Wall R1.5 (CSR Martini) | https://epd-australasia.com/wp-content/uploads/2018/08/168-CSRMartini_EPD_R14.pdf |  |  | 0 | 0
|  | Insulation only | CSR Martini | Polymax Thermal Wall R2.0 | 3.37 |  |  |  | 2018-08-09 | 2023-08-09 | S-P-01004 | Version 1 | Australia | kg | 1.35 | https://epd-australasia.com/wp-content/uploads/2018/08/168-CSRMartini_EPD_R14.pdf |  | Polystyrene | Insulation only, Polystyrene, Polymax Thermal Wall R2.0 (CSR Martini) | https://epd-australasia.com/wp-content/uploads/2018/08/168-CSRMartini_EPD_R14.pdf |  |  | 0 | 0
|  | Insulation only | CSR Martini | Polymax Thermal Wall R2.5 | 3.35 |  |  |  | 2018-08-09 | 2023-08-09 | S-P-01004 | Version 1 | Australia | kg | 2.5 | https://epd-australasia.com/wp-content/uploads/2018/08/168-CSRMartini_EPD_R14.pdf |  | Polystyrene | Insulation only, Polystyrene, Polymax Thermal Wall R2.5 (CSR Martini) | https://epd-australasia.com/wp-content/uploads/2018/08/168-CSRMartini_EPD_R14.pdf |  |  | 0 | 0
| 25 | Insulation only | Metecno Pty Ltd t/a MetecnoPIR | MetecnoTherm 25mm | 16.4 | 16.4 | 0.0569 |  | 2023-05-15 | 2028-05-15 | S-P-08465 | Version 1 | Australia | m² | 0.9 | https://epd-australasia.com/wp-content/uploads/2023/05/SP08465-Bondor-EPD_MetencnoTherm-Insulation_May23.pdf |  | Polystyrene | Insulation only, Polystyrene, MetecnoTherm 25mm (Metecno Pty Ltd t/a MetecnoPIR) | Thermo-formed rigid PIR Insulation Board with excellent thermal, acoustic and fire performance properties. |  |  | 0 | 0
| 30 | Insulation only | Metecno Pty Ltd t/a MetecnoPIR | MetecnoTherm 30mm | 17.5 | 17.4 | 0.0573 |  | 2023-05-15 | 2028-05-15 | S-P-08465 | Version 1 | Australia | m² | 1.1 | https://epd-australasia.com/wp-content/uploads/2023/05/SP08465-Bondor-EPD_MetencnoTherm-Insulation_May23.pdf |  | Polystyrene | Insulation only, Polystyrene, MetecnoTherm 30mm (Metecno Pty Ltd t/a MetecnoPIR) | Thermo-formed rigid PIR Insulation Board with excellent thermal, acoustic and fire performance properties. |  |  | 0 | 0
| 40 | Insulation only | Metecno Pty Ltd t/a MetecnoPIR | MetecnoTherm 40mm | 19.6 | 19.5 | 0.0586 |  | 2023-05-15 | 2028-05-15 | S-P-08465 | Version 1 | Australia | m² | 1.5 | https://epd-australasia.com/wp-content/uploads/2023/05/SP08465-Bondor-EPD_MetencnoTherm-Insulation_May23.pdf |  | Polystyrene | Insulation only, Polystyrene, MetecnoTherm 40mm (Metecno Pty Ltd t/a MetecnoPIR) | Thermo-formed rigid PIR Insulation Board with excellent thermal, acoustic and fire performance properties. |  |  | 0 | 0
| 50 | Insulation only | Metecno Pty Ltd t/a MetecnoPIR | MetecnoTherm 50mm | 21.6 | 21.5 | 0.0599 |  | 2023-05-15 | 2028-05-15 | S-P-08465 | Version 1 | Australia | m² | 1.9 | https://epd-australasia.com/wp-content/uploads/2023/05/SP08465-Bondor-EPD_MetencnoTherm-Insulation_May23.pdf |  | Polystyrene | Insulation only, Polystyrene, MetecnoTherm 50mm (Metecno Pty Ltd t/a MetecnoPIR) | Thermo-formed rigid PIR Insulation Board with excellent thermal, acoustic and fire performance properties. |  |  | 0 | 0
| 60 | Insulation only | Metecno Pty Ltd t/a MetecnoPIR | MetecnoTherm 60mm | 23.7 | 23.6 | 0.0611 |  | 2023-05-15 | 2028-05-15 | S-P-08465 | Version 1 | Australia | m² | 2.3 | https://epd-australasia.com/wp-content/uploads/2023/05/SP08465-Bondor-EPD_MetencnoTherm-Insulation_May23.pdf |  | Polystyrene | Insulation only, Polystyrene, MetecnoTherm 60mm (Metecno Pty Ltd t/a MetecnoPIR) | Thermo-formed rigid PIR Insulation Board with excellent thermal, acoustic and fire performance properties. |  |  | 0 | 0
| 70 | Insulation only | Metecno Pty Ltd t/a MetecnoPIR | MetecnoTherm 70mm | 26.4 | 26.3 | 0.0628 |  | 2023-05-15 | 2028-05-15 | S-P-08465 | Version 1 | Australia | m² | 2.6 | https://epd-australasia.com/wp-content/uploads/2023/05/SP08465-Bondor-EPD_MetencnoTherm-Insulation_May23.pdf |  | Polystyrene | Insulation only, Polystyrene, MetecnoTherm 70mm (Metecno Pty Ltd t/a MetecnoPIR) | Thermo-formed rigid PIR Insulation Board with excellent thermal, acoustic and fire performance properties. |  |  | 0 | 0
| 80 | Insulation only | Metecno Pty Ltd t/a MetecnoPIR | MetecnoTherm 80mm | 27.9 | 27.9 | 0.0638 |  | 2023-05-15 | 2028-05-15 | S-P-08465 | Version 1 | Australia | m² | 3 | https://epd-australasia.com/wp-content/uploads/2023/05/SP08465-Bondor-EPD_MetencnoTherm-Insulation_May23.pdf |  | Polystyrene | Insulation only, Polystyrene, MetecnoTherm 80mm (Metecno Pty Ltd t/a MetecnoPIR) | Thermo-formed rigid PIR Insulation Board with excellent thermal, acoustic and fire performance properties. |  |  | 0 | 0
| 90 | Insulation only | Metecno Pty Ltd t/a MetecnoPIR | MetecnoTherm 90mm | 28.4 | 28.3 | 0.0642 |  | 2023-05-15 | 2028-05-15 | S-P-08465 | Version 1 | Australia | m² | 3.4 | https://epd-australasia.com/wp-content/uploads/2023/05/SP08465-Bondor-EPD_MetencnoTherm-Insulation_May23.pdf |  | Polystyrene | Insulation only, Polystyrene, MetecnoTherm 90mm (Metecno Pty Ltd t/a MetecnoPIR) | Thermo-formed rigid PIR Insulation Board with excellent thermal, acoustic and fire performance properties. |  |  | 0 | 0
| 100 | Insulation only | Metecno Pty Ltd t/a MetecnoPIR | MetecnoTherm 100mm | 29.1 | 29 | 0.0648 |  | 2023-05-15 | 2028-05-15 | S-P-08465 | Version 1 | Australia | m² | 3.8 | https://epd-australasia.com/wp-content/uploads/2023/05/SP08465-Bondor-EPD_MetencnoTherm-Insulation_May23.pdf |  | Polystyrene | Insulation only, Polystyrene, MetecnoTherm 100mm (Metecno Pty Ltd t/a MetecnoPIR) | Thermo-formed rigid PIR Insulation Board with excellent thermal, acoustic and fire performance properties. |  |  | 0 | 0
| 50 | Panel - SIP ≤100mm | Metecno Pty Ltd t/a MetecnoPIR | MetecnoPanel® 50mm | 49.9 | 49.9 | 0.0211 |  | 2023-05-15 | 2028-05-15 | S-P-08464 | Version 1 | Australia | m² | 12 | https://epd-australasia.com/wp-content/uploads/2023/05/SP08464-Bondor-EPD_PIR_May23.pdf |  |  | Panel - SIP ≤100mm, , MetecnoPanel® 50mm (Metecno Pty Ltd t/a MetecnoPIR) |  |  |  | 0 | 0
| 75 | Panel - SIP ≤100mm | Metecno Pty Ltd t/a MetecnoPIR | MetecnoPanel® 75mm | 55.1 | 55.1 | 0.0255 |  | 2023-05-15 | 2028-05-15 | S-P-08464 | Version 1 | Australia | m² | 13 | https://epd-australasia.com/wp-content/uploads/2023/05/SP08464-Bondor-EPD_PIR_May23.pdf |  |  | Panel - SIP ≤100mm, , MetecnoPanel® 75mm (Metecno Pty Ltd t/a MetecnoPIR) |  |  |  | 0 | 0
| 100 | Panel - SIP ≤100mm | Metecno Pty Ltd t/a MetecnoPIR | MetecnoPanel® 100mm | 60.2 | 60.1 | 0.0294 |  | 2023-05-15 | 2028-05-15 | S-P-08464 | Version 1 | Australia | m² | 14 | https://epd-australasia.com/wp-content/uploads/2023/05/SP08464-Bondor-EPD_PIR_May23.pdf |  |  | Panel - SIP ≤100mm, , MetecnoPanel® 100mm (Metecno Pty Ltd t/a MetecnoPIR) |  |  |  | 0 | 0
| 125 | Panel - SIP >100mm | Metecno Pty Ltd t/a MetecnoPIR | MetecnoPanel® 125mm | 63 | 62.9 | 0.0339 |  | 2023-05-15 | 2028-05-15 | S-P-08464 | Version 1 | Australia | m² | 14.7 | https://epd-australasia.com/wp-content/uploads/2023/05/SP08464-Bondor-EPD_PIR_May23.pdf |  |  | Panel - SIP >100mm, , MetecnoPanel® 125mm (Metecno Pty Ltd t/a MetecnoPIR) |  |  |  | 0 | 0
| 150 | Panel - SIP >100mm | Metecno Pty Ltd t/a MetecnoPIR | MetecnoPanel® 150mm | 70.7 | 70.6 | 0.0405 |  | 2023-05-15 | 2028-05-15 | S-P-08464 | Version 1 | Australia | m² | 15.5 | https://epd-australasia.com/wp-content/uploads/2023/05/SP08464-Bondor-EPD_PIR_May23.pdf |  |  | Panel - SIP >100mm, , MetecnoPanel® 150mm (Metecno Pty Ltd t/a MetecnoPIR) |  |  |  | 0 | 0
| 200 | Panel - SIP >100mm | Metecno Pty Ltd t/a MetecnoPIR | MetecnoPanel® 200mm | 84.8 | 84.7 | 0.0534 |  | 2023-05-15 | 2028-05-15 | S-P-08464 | Version 1 | Australia | m² | 17.4 | https://epd-australasia.com/wp-content/uploads/2023/05/SP08464-Bondor-EPD_PIR_May23.pdf |  |  | Panel - SIP >100mm, , MetecnoPanel® 200mm (Metecno Pty Ltd t/a MetecnoPIR) |  |  |  | 0 | 0
| 50 | Panel - SIP ≤100mm | Metecno Pty Ltd t/a MetecnoPIR | MetecnoInspire® 50mm | 53.8 | 53.8 | 0.0202 |  | 2023-05-15 | 2028-05-15 | S-P-08464 | Version 1 | Australia | m² | 13.9 | https://epd-australasia.com/wp-content/uploads/2023/05/SP08464-Bondor-EPD_PIR_May23.pdf |  |  | Panel - SIP ≤100mm, , MetecnoInspire® 50mm (Metecno Pty Ltd t/a MetecnoPIR) |  |  |  | 0 | 0
| 60 | Panel - SIP ≤100mm | Metecno Pty Ltd t/a MetecnoPIR | MetecnoInspire® 60mm | 55.5 | 55.5 | 0.0226 |  | 2023-05-15 | 2028-05-15 | S-P-08464 | Version 1 | Australia | m² | 14.3 | https://epd-australasia.com/wp-content/uploads/2023/05/SP08464-Bondor-EPD_PIR_May23.pdf |  |  | Panel - SIP ≤100mm, , MetecnoInspire® 60mm (Metecno Pty Ltd t/a MetecnoPIR) |  |  |  | 0 | 0
| 80 | Panel - SIP ≤100mm | Metecno Pty Ltd t/a MetecnoPIR | MetecnoInspire® 80mm | 60.1 | 60 | 0.0257 |  | 2023-05-15 | 2028-05-15 | S-P-08464 | Version 1 | Australia | m² | 15.1 | https://epd-australasia.com/wp-content/uploads/2023/05/SP08464-Bondor-EPD_PIR_May23.pdf |  |  | Panel - SIP ≤100mm, , MetecnoInspire® 80mm (Metecno Pty Ltd t/a MetecnoPIR) |  |  |  | 0 | 0
| 100 | Panel - SIP ≤100mm | Metecno Pty Ltd t/a MetecnoPIR | MetecnoInspire® 100mm | 64.1 | 64 | 0.0285 |  | 2023-05-15 | 2028-05-15 | S-P-08464 | Version 1 | Australia | m² | 16 | https://epd-australasia.com/wp-content/uploads/2023/05/SP08464-Bondor-EPD_PIR_May23.pdf |  |  | Panel - SIP ≤100mm, , MetecnoInspire® 100mm (Metecno Pty Ltd t/a MetecnoPIR) |  |  |  | 0 | 0
| 40 | Panel - SIP ≤100mm | Metecno Pty Ltd t/a MetecnoPIR | MetecnoSpan® 40mm | 46.7 | 46.6 | 0.0297 |  | 2023-05-15 | 2028-05-15 | S-P-08464 | Version 1 | Australia | m² | 10.7 | https://epd-australasia.com/wp-content/uploads/2023/05/SP08464-Bondor-EPD_PIR_May23.pdf |  |  | Panel - SIP ≤100mm, , MetecnoSpan® 40mm (Metecno Pty Ltd t/a MetecnoPIR) |  |  |  | 0 | 0
| 60 | Panel - SIP ≤100mm | Metecno Pty Ltd t/a MetecnoPIR | MetecnoSpan® 60mm | 50.8 | 50.7 | 0.0333 |  | 2023-05-15 | 2028-05-15 | S-P-08464 | Version 1 | Australia | m² | 11.6 | https://epd-australasia.com/wp-content/uploads/2023/05/SP08464-Bondor-EPD_PIR_May23.pdf |  |  | Panel - SIP ≤100mm, , MetecnoSpan® 60mm (Metecno Pty Ltd t/a MetecnoPIR) |  |  |  | 0 | 0
| 80 | Panel - SIP ≤100mm | Metecno Pty Ltd t/a MetecnoPIR | MetecnoSpan® 80mm | 54.8 | 54.7 | 0.0361 |  | 2023-05-15 | 2028-05-15 | S-P-08464 | Version 1 | Australia | m² | 12.7 | https://epd-australasia.com/wp-content/uploads/2023/05/SP08464-Bondor-EPD_PIR_May23.pdf |  |  | Panel - SIP ≤100mm, , MetecnoSpan® 80mm (Metecno Pty Ltd t/a MetecnoPIR) |  |  |  | 0 | 0
| 100 | Panel - SIP ≤100mm | Metecno Pty Ltd t/a MetecnoPIR | MetecnoSpan® 100mm | 58.8 | 58.7 | 0.039 |  | 2023-05-15 | 2028-05-15 | S-P-08464 | Version 1 | Australia | m² | 13.2 | https://epd-australasia.com/wp-content/uploads/2023/05/SP08464-Bondor-EPD_PIR_May23.pdf |  |  | Panel - SIP ≤100mm, , MetecnoSpan® 100mm (Metecno Pty Ltd t/a MetecnoPIR) |  |  |  | 0 | 0
| 25 | Panel - SIP ≤100mm | Metecno Pty Ltd t/a MetecnoPIR | EconoClad® 25mm | 27.5 | 27.5 | 0.0328 |  | 2023-05-15 | 2028-05-15 | S-P-08464 | Version 1 | Australia | m² | 5.6 | https://epd-australasia.com/wp-content/uploads/2023/05/SP08464-Bondor-EPD_PIR_May23.pdf |  |  | Panel - SIP ≤100mm, , EconoClad® 25mm (Metecno Pty Ltd t/a MetecnoPIR) |  |  |  | 0 | 0
| 40 | Panel - SIP ≤100mm | Metecno Pty Ltd t/a MetecnoPIR | EconoClad® 40mm | 30.7 | 30.7 | 0.0352 |  | 2023-05-15 | 2028-05-15 | S-P-08464 | Version 1 | Australia | m² | 6.3 | https://epd-australasia.com/wp-content/uploads/2023/05/SP08464-Bondor-EPD_PIR_May23.pdf |  |  | Panel - SIP ≤100mm, , EconoClad® 40mm (Metecno Pty Ltd t/a MetecnoPIR) |  |  |  | 0 | 0
| 60 | Panel - SIP ≤100mm | Metecno Pty Ltd t/a MetecnoPIR | EconoClad® 60mm | 34.7 | 34.7 | 0.038 |  | 2023-05-15 | 2028-05-15 | S-P-08464 | Version 1 | Australia | m² | 7.1 | https://epd-australasia.com/wp-content/uploads/2023/05/SP08464-Bondor-EPD_PIR_May23.pdf |  |  | Panel - SIP ≤100mm, , EconoClad® 60mm (Metecno Pty Ltd t/a MetecnoPIR) |  |  |  | 0 | 0
| 80 | Panel - SIP ≤100mm | Metecno Pty Ltd t/a MetecnoPIR | EconoClad® 80mm | 38.7 | 38.7 | 0.0408 |  | 2023-05-15 | 2028-05-15 | S-P-08464 | Version 1 | Australia | m² | 7.9 | https://epd-australasia.com/wp-content/uploads/2023/05/SP08464-Bondor-EPD_PIR_May23.pdf |  |  | Panel - SIP ≤100mm, , EconoClad® 80mm (Metecno Pty Ltd t/a MetecnoPIR) |  |  |  | 0 | 0
| 100 | Panel - SIP ≤100mm | Metecno Pty Ltd t/a MetecnoPIR | EconoClad® 100mm | 42.7 | 42.7 | 0.0436 |  | 2023-05-15 | 2028-05-15 | S-P-08464 | Version 1 | Australia | m² | 8.7 | https://epd-australasia.com/wp-content/uploads/2023/05/SP08464-Bondor-EPD_PIR_May23.pdf |  |  | Panel - SIP ≤100mm, , EconoClad® 100mm (Metecno Pty Ltd t/a MetecnoPIR) |  |  |  | 0 | 0
| 50 | Panel - SIP ≤100mm | Bondor | Equitilt FlameGuard® 0.6mm steel - 50mm | 47.8 | 48 | -0.143 |  | 2023-05-15 | 2028-05-15 | S-P-08463 | Version 1 | Australia | m² | 13.3714 | https://epd-australasia.com/wp-content/uploads/2023/05/SP08463-Bondor-EPD-MW-Core_May23.pdf |  |  | Panel - SIP ≤100mm, , Equitilt FlameGuard® 0.6mm steel - 50mm (Bondor) | Equitilt FlameGuard® is a non-combustible architectural walling panel system manufactured with a mineral wool fibre core material. Equitilt FlameGuard® Plus is FM Approved to FM 4880 & FM 4881 with no height restriction. These panels are recommended to be used where improved fire performance is required for insurance purposes in walling applications. |  |  | 0 | 0
| 75 | Panel - SIP ≤100mm | Bondor | Equitilt FlameGuard® 0.6mm steel - 75mm | 51.7 | 52 | 0.21 |  | 2023-05-15 | 2028-05-15 | S-P-08463 | Version 1 | Australia | m² | 15.5143 | https://epd-australasia.com/wp-content/uploads/2023/05/SP08463-Bondor-EPD-MW-Core_May23.pdf |  |  | Panel - SIP ≤100mm, , Equitilt FlameGuard® 0.6mm steel - 75mm (Bondor) | Equitilt FlameGuard® is a non-combustible architectural walling panel system manufactured with a mineral wool fibre core material. Equitilt FlameGuard® Plus is FM Approved to FM 4880 & FM 4881 with no height restriction. These panels are recommended to be used where improved fire performance is required for insurance purposes in walling applications. |  |  | 0 | 0
| 100 | Panel - SIP ≤100mm | Bondor | Equitilt FlameGuard® 0.6mm steel - 100mm | 56.3 | 56.6 | -0.322 |  | 2023-05-15 | 2028-05-15 | S-P-08463 | Version 1 | Australia | m² | 17.6571 | https://epd-australasia.com/wp-content/uploads/2023/05/SP08463-Bondor-EPD-MW-Core_May23.pdf |  |  | Panel - SIP ≤100mm, , Equitilt FlameGuard® 0.6mm steel - 100mm (Bondor) | Equitilt FlameGuard® is a non-combustible architectural walling panel system manufactured with a mineral wool fibre core material. Equitilt FlameGuard® Plus is FM Approved to FM 4880 & FM 4881 with no height restriction. These panels are recommended to be used where improved fire performance is required for insurance purposes in walling applications. |  |  | 0 | 0
| 150 | Panel - SIP >100mm | Bondor | Equitilt FlameGuard® 0.6mm steel - 150mm | 65.4 | 65.9 | -0.527 |  | 2023-05-15 | 2028-05-15 | S-P-08463 | Version 1 | Australia | m² | 21.9429 | https://epd-australasia.com/wp-content/uploads/2023/05/SP08463-Bondor-EPD-MW-Core_May23.pdf |  |  | Panel - SIP >100mm, , Equitilt FlameGuard® 0.6mm steel - 150mm (Bondor) | Equitilt FlameGuard® is a non-combustible architectural walling panel system manufactured with a mineral wool fibre core material. Equitilt FlameGuard® Plus is FM Approved to FM 4880 & FM 4881 with no height restriction. These panels are recommended to be used where improved fire performance is required for insurance purposes in walling applications. |  |  | 0 | 0
| 50 | Panel - SIP ≤100mm | Bondor | Equitilt FlameGuard® 0.7mm steel - 50mm | 51.7 | 51.8 | 0.144 |  | 2023-05-15 | 2028-05-15 | S-P-08463 | Version 1 | Australia | m² | 15.6 | https://epd-australasia.com/wp-content/uploads/2023/05/SP08463-Bondor-EPD-MW-Core_May23.pdf |  |  | Panel - SIP ≤100mm, , Equitilt FlameGuard® 0.7mm steel - 50mm (Bondor) | Equitilt FlameGuard® is a non-combustible architectural walling panel system manufactured with a mineral wool fibre core material. Equitilt FlameGuard® Plus is FM Approved to FM 4880 & FM 4881 with no height restriction. These panels are recommended to be used where improved fire performance is required for insurance purposes in walling applications. |  |  | 0 | 0
| 75 | Panel - SIP ≤100mm | Bondor | Equitilt FlameGuard® 0.7mm steel - 75mm | 55.5 | 55.8 | -0.211 |  | 2023-05-15 | 2028-05-15 | S-P-08463 | Version 1 | Australia | m² | 18.1 | https://epd-australasia.com/wp-content/uploads/2023/05/SP08463-Bondor-EPD-MW-Core_May23.pdf |  |  | Panel - SIP ≤100mm, , Equitilt FlameGuard® 0.7mm steel - 75mm (Bondor) | Equitilt FlameGuard® is a non-combustible architectural walling panel system manufactured with a mineral wool fibre core material. Equitilt FlameGuard® Plus is FM Approved to FM 4880 & FM 4881 with no height restriction. These panels are recommended to be used where improved fire performance is required for insurance purposes in walling applications. |  |  | 0 | 0
| 100 | Panel - SIP ≤100mm | Bondor | Equitilt FlameGuard® 0.7mm steel - 100mm | 60.1 | 60.5 | -0.323 |  | 2023-05-15 | 2028-05-15 | S-P-08463 | Version 1 | Australia | m² | 20.6 | https://epd-australasia.com/wp-content/uploads/2023/05/SP08463-Bondor-EPD-MW-Core_May23.pdf |  |  | Panel - SIP ≤100mm, , Equitilt FlameGuard® 0.7mm steel - 100mm (Bondor) | Equitilt FlameGuard® is a non-combustible architectural walling panel system manufactured with a mineral wool fibre core material. Equitilt FlameGuard® Plus is FM Approved to FM 4880 & FM 4881 with no height restriction. These panels are recommended to be used where improved fire performance is required for insurance purposes in walling applications. |  |  | 0 | 0
| 150 | Panel - SIP >100mm | Bondor | Equitilt FlameGuard® 0.7mm steel - 150mm | 69.2 | 69.7 | -0.528 |  | 2023-05-15 | 2028-05-15 | S-P-08463 | Version 1 | Australia | m² | 25.6 | https://epd-australasia.com/wp-content/uploads/2023/05/SP08463-Bondor-EPD-MW-Core_May23.pdf |  |  | Panel - SIP >100mm, , Equitilt FlameGuard® 0.7mm steel - 150mm (Bondor) | Equitilt FlameGuard® is a non-combustible architectural walling panel system manufactured with a mineral wool fibre core material. Equitilt FlameGuard® Plus is FM Approved to FM 4880 & FM 4881 with no height restriction. These panels are recommended to be used where improved fire performance is required for insurance purposes in walling applications. |  |  | 0 | 0
| 50 | Panel - SIP ≤100mm | Bondor | LuxeWall FlameGuard® 0.6mm steel - 50mm | 48 | 48.3 | -0.263 |  | 2023-05-15 | 2028-05-15 | S-P-08463 | Version 1 | Australia | m² | 13.3714 | https://epd-australasia.com/wp-content/uploads/2023/05/SP08463-Bondor-EPD-MW-Core_May23.pdf |  |  | Panel - SIP ≤100mm, , LuxeWall FlameGuard® 0.6mm steel - 50mm (Bondor) | LuxeWall FlameGuard® is a fire rated architectural boundary wall system tested and approved for both FRL 60/60/60 and FRL 90/90/90 for use in commercial and residential applications. LuxeWall FlameGuard® is a lightweight, conceal fixed and architecturally finished high performance wall product that simplifies installation on zero boundary properties where site access is difficult. |  |  | 0 | 0
| 75 | Panel - SIP ≤100mm | Bondor | LuxeWall FlameGuard® 0.6mm steel - 75mm | 51.8 | 52.1 | -0.26 |  | 2023-05-15 | 2028-05-15 | S-P-08463 | Version 1 | Australia | m² | 15.5143 | https://epd-australasia.com/wp-content/uploads/2023/05/SP08463-Bondor-EPD-MW-Core_May23.pdf |  |  | Panel - SIP ≤100mm, , LuxeWall FlameGuard® 0.6mm steel - 75mm (Bondor) | LuxeWall FlameGuard® is a fire rated architectural boundary wall system tested and approved for both FRL 60/60/60 and FRL 90/90/90 for use in commercial and residential applications. LuxeWall FlameGuard® is a lightweight, conceal fixed and architecturally finished high performance wall product that simplifies installation on zero boundary properties where site access is difficult. |  |  | 0 | 0
| 50 | Panel - SIP ≤100mm | Bondor | LuxeWall FlameGuard® 0.7mm steel - 50mm | 52.6 | 52.9 | 0.261 |  | 2023-05-15 | 2028-05-15 | S-P-08463 | Version 1 | Australia | m² | 15.6 | https://epd-australasia.com/wp-content/uploads/2023/05/SP08463-Bondor-EPD-MW-Core_May23.pdf |  |  | Panel - SIP ≤100mm, , LuxeWall FlameGuard® 0.7mm steel - 50mm (Bondor) | LuxeWall FlameGuard® is a fire rated architectural boundary wall system tested and approved for both FRL 60/60/60 and FRL 90/90/90 for use in commercial and residential applications. LuxeWall FlameGuard® is a lightweight, conceal fixed and architecturally finished high performance wall product that simplifies installation on zero boundary properties where site access is difficult. |  |  | 0 | 0
| 75 | Panel - SIP ≤100mm | Bondor | LuxeWall FlameGuard® 0.7mm steel - 75mm | 56.4 | 56.7 | -0.258 |  | 2023-05-15 | 2028-05-15 | S-P-08463 | Version 1 | Australia | m² | 18.1 | https://epd-australasia.com/wp-content/uploads/2023/05/SP08463-Bondor-EPD-MW-Core_May23.pdf |  |  | Panel - SIP ≤100mm, , LuxeWall FlameGuard® 0.7mm steel - 75mm (Bondor) | LuxeWall FlameGuard® is a fire rated architectural boundary wall system tested and approved for both FRL 60/60/60 and FRL 90/90/90 for use in commercial and residential applications. LuxeWall FlameGuard® is a lightweight, conceal fixed and architecturally finished high performance wall product that simplifies installation on zero boundary properties where site access is difficult. |  |  | 0 | 0
| 50 | Panel - SIP ≤100mm | Bondor | BondorPanel® 0.4mm steel - 50mm | 41.3 | 41.4 | -0.103 |  | 2023-05-15 | 2028-05-15 | S-P-08462 | Version 1 | Australia | m² | 8.9143 | https://epd-australasia.com/wp-content/uploads/2023/05/SP08462-Bondor-EPD_EPS-FR_May23.pdf |  |  | Panel - SIP ≤100mm, , BondorPanel® 0.4mm steel - 50mm (Bondor) | BondorPanel® is a versatile and high performing insulated wall and ceiling panel used in controlled environments such as cold storage, food preparation areas and clean rooms, but extends its use to transportable offices, wall partitions and many other applications. |  |  | 0 | 0
| 75 | Panel - SIP ≤100mm | Bondor | BondorPanel® 0.4mm steel - 75mm | 42.7 | 42.8 | -0.158 |  | 2023-05-15 | 2028-05-15 | S-P-08462 | Version 1 | Australia | m² | 10.3429 | https://epd-australasia.com/wp-content/uploads/2023/05/SP08462-Bondor-EPD_EPS-FR_May23.pdf |  |  | Panel - SIP ≤100mm, , BondorPanel® 0.4mm steel - 75mm (Bondor) | BondorPanel® is a versatile and high performing insulated wall and ceiling panel used in controlled environments such as cold storage, food preparation areas and clean rooms, but extends its use to transportable offices, wall partitions and many other applications. |  |  | 0 | 0
| 100 | Panel - SIP ≤100mm | Bondor | BondorPanel® 0.4mm steel - 100mm | 44.1 | 44.4 | -0.259 |  | 2023-05-15 | 2028-05-15 | S-P-08462 | Version 1 | Australia | m² | 11.7714 | https://epd-australasia.com/wp-content/uploads/2023/05/SP08462-Bondor-EPD_EPS-FR_May23.pdf |  |  | Panel - SIP ≤100mm, , BondorPanel® 0.4mm steel - 100mm (Bondor) | BondorPanel® is a versatile and high performing insulated wall and ceiling panel used in controlled environments such as cold storage, food preparation areas and clean rooms, but extends its use to transportable offices, wall partitions and many other applications. |  |  | 0 | 0
| 125 | Panel - SIP >100mm | Bondor | BondorPanel® 0.4mm steel – 125mm | 45.5 | 45.8 | -0.327 |  | 2023-05-15 | 2028-05-15 | S-P-08462 | Version 1 | Australia | m² | 13.2 | https://epd-australasia.com/wp-content/uploads/2023/05/SP08462-Bondor-EPD_EPS-FR_May23.pdf |  |  | Panel - SIP >100mm, , BondorPanel® 0.4mm steel – 125mm (Bondor) | BondorPanel® is a versatile and high performing insulated wall and ceiling panel used in controlled environments such as cold storage, food preparation areas and clean rooms, but extends its use to transportable offices, wall partitions and many other applications. |  |  | 0 | 0
| 150 | Panel - SIP >100mm | Bondor | BondorPanel® 0.4mm steel – 150mm | 46.9 | 47.3 | -0.442 |  | 2023-05-15 | 2028-05-15 | S-P-08462 | Version 1 | Australia | m² | 14.6286 | https://epd-australasia.com/wp-content/uploads/2023/05/SP08462-Bondor-EPD_EPS-FR_May23.pdf |  |  | Panel - SIP >100mm, , BondorPanel® 0.4mm steel – 150mm (Bondor) | BondorPanel® is a versatile and high performing insulated wall and ceiling panel used in controlled environments such as cold storage, food preparation areas and clean rooms, but extends its use to transportable offices, wall partitions and many other applications. |  |  | 0 | 0
| 200 | Panel - SIP >100mm | Bondor | BondorPanel® 0.4mm steel – 200mm | 49.7 | 50.3 | -0.646 |  | 2023-05-15 | 2028-05-15 | S-P-08462 | Version 1 | Australia | m² | 16.0571 | https://epd-australasia.com/wp-content/uploads/2023/05/SP08462-Bondor-EPD_EPS-FR_May23.pdf |  |  | Panel - SIP >100mm, , BondorPanel® 0.4mm steel – 200mm (Bondor) | BondorPanel® is a versatile and high performing insulated wall and ceiling panel used in controlled environments such as cold storage, food preparation areas and clean rooms, but extends its use to transportable offices, wall partitions and many other applications. |  |  | 0 | 0
| 250 | Panel - SIP >100mm | Bondor | BondorPanel® 0.4mm steel – 250mm | 52.5 | 53.3 | -0.821 |  | 2023-05-15 | 2028-05-15 | S-P-08462 | Version 1 | Australia | m² | 17.4857 | https://epd-australasia.com/wp-content/uploads/2023/05/SP08462-Bondor-EPD_EPS-FR_May23.pdf |  |  | Panel - SIP >100mm, , BondorPanel® 0.4mm steel – 250mm (Bondor) | BondorPanel® is a versatile and high performing insulated wall and ceiling panel used in controlled environments such as cold storage, food preparation areas and clean rooms, but extends its use to transportable offices, wall partitions and many other applications. |  |  | 0 | 0
| 50 | Panel - SIP ≤100mm | Bondor | BondorPanel® 0.6mm steel – 50mm | 32.1 | 32.2 | -0.101 |  | 2023-05-15 | 2028-05-15 | S-P-08462 | Version 1 | Australia | m² | 12 | https://epd-australasia.com/wp-content/uploads/2023/05/SP08462-Bondor-EPD_EPS-FR_May23.pdf |  |  | Panel - SIP ≤100mm, , BondorPanel® 0.6mm steel – 50mm (Bondor) | BondorPanel® is a versatile and high performing insulated wall and ceiling panel used in controlled environments such as cold storage, food preparation areas and clean rooms, but extends its use to transportable offices, wall partitions and many other applications. |  |  | 0 | 0
| 125 | Panel - SIP >100mm | Bondor | BondorPanel® 0.6mm steel – 125mm | 36.2 | 36.5 | -0.326 |  | 2023-05-15 | 2028-05-15 | S-P-08462 | Version 1 | Australia | m² | 13.2 | https://epd-australasia.com/wp-content/uploads/2023/05/SP08462-Bondor-EPD_EPS-FR_May23.pdf |  |  | Panel - SIP >100mm, , BondorPanel® 0.6mm steel – 125mm (Bondor) | BondorPanel® is a versatile and high performing insulated wall and ceiling panel used in controlled environments such as cold storage, food preparation areas and clean rooms, but extends its use to transportable offices, wall partitions and many other applications. |  |  | 0 | 0
| 250 | Panel - SIP >100mm | Bondor | BondorPanel® 0.6mm steel – 250mm | 43.2 | 44 | -0.819 |  | 2023-05-15 | 2028-05-15 | S-P-08462 | Version 1 | Australia | m² | 14.9 | https://epd-australasia.com/wp-content/uploads/2023/05/SP08462-Bondor-EPD_EPS-FR_May23.pdf |  |  | Panel - SIP >100mm, , BondorPanel® 0.6mm steel – 250mm (Bondor) | BondorPanel® is a versatile and high performing insulated wall and ceiling panel used in controlled environments such as cold storage, food preparation areas and clean rooms, but extends its use to transportable offices, wall partitions and many other applications. |  |  | 0 | 0
| 50 | Panel - SIP ≤100mm | Bondor | DesignerWall® - 50mm | 39.8 | 40 | -0.147 |  | 2023-05-15 | 2028-05-15 | S-P-08462 | Version 1 | Australia | m² | 15.6 | https://epd-australasia.com/wp-content/uploads/2023/05/SP08462-Bondor-EPD_EPS-FR_May23.pdf |  |  | Panel - SIP ≤100mm, , DesignerWall® - 50mm (Bondor) | DesignerWall® is a modular acoustic barrier and feature fence system for retail, commercial and residential projects available in either a prefinished range or a ‘texture ready’ coating. |  |  | 0 | 0
| 75 | Panel - SIP ≤100mm | Bondor | DesignerWall® - 75mm | 40.2 | 40.4 | -0.202 |  | 2023-05-15 | 2028-05-15 | S-P-08462 | Version 1 | Australia | m² | 18.1 | https://epd-australasia.com/wp-content/uploads/2023/05/SP08462-Bondor-EPD_EPS-FR_May23.pdf |  |  | Panel - SIP ≤100mm, , DesignerWall® - 75mm (Bondor) | DesignerWall® is a modular acoustic barrier and feature fence system for retail, commercial and residential projects available in either a prefinished range or a ‘texture ready’ coating. |  |  | 0 | 0
| 50 | Panel - SIP ≤100mm | Bondor | Equitilt® 0.6mm steel – 50mm | 40.5 | 40.7 | -0.146 |  | 2023-05-15 | 2028-05-15 | S-P-08462 | Version 1 | Australia | m² | 12 | https://epd-australasia.com/wp-content/uploads/2023/05/SP08462-Bondor-EPD_EPS-FR_May23.pdf |  |  | Panel - SIP ≤100mm, , Equitilt® 0.6mm steel – 50mm (Bondor) | Equitilt® is an architectural walling panel system installed in a vertical or horizontal orientation combining functionality with creative expression. Equitilt® is offered in a variety of metallic or standard COLORBOND® colours that can be mixed with surface profiles to deliver a stunning finish to a building’s exterior and interior. |  |  | 0 | 0
| 125 | Panel - SIP >100mm | Bondor | Equitilt® 0.6mm steel – 125mm | 44.7 | 45 | -0.371 |  | 2023-05-15 | 2028-05-15 | S-P-08462 | Version 1 | Australia | m² | 13.2 | https://epd-australasia.com/wp-content/uploads/2023/05/SP08462-Bondor-EPD_EPS-FR_May23.pdf |  |  | Panel - SIP >100mm, , Equitilt® 0.6mm steel – 125mm (Bondor) | Equitilt® is an architectural walling panel system installed in a vertical or horizontal orientation combining functionality with creative expression. Equitilt® is offered in a variety of metallic or standard COLORBOND® colours that can be mixed with surface profiles to deliver a stunning finish to a building’s exterior and interior. |  |  | 0 | 0
| 250 | Panel - SIP >100mm | Bondor | Equitilt® 0.6mm steel – 250mm | 51.7 | 52.5 | -0.865 |  | 2023-05-15 | 2028-05-15 | S-P-08462 | Version 1 | Australia | m² | 14.9 | https://epd-australasia.com/wp-content/uploads/2023/05/SP08462-Bondor-EPD_EPS-FR_May23.pdf |  |  | Panel - SIP >100mm, , Equitilt® 0.6mm steel – 250mm (Bondor) | Equitilt® is an architectural walling panel system installed in a vertical or horizontal orientation combining functionality with creative expression. Equitilt® is offered in a variety of metallic or standard COLORBOND® colours that can be mixed with surface profiles to deliver a stunning finish to a building’s exterior and interior. |  |  | 0 | 0
| 50 | Panel - SIP ≤100mm | Bondor | Equitilt® 0.7mm steel – 50mm | 44.3 | 44.4 | -0.147 |  | 2023-05-15 | 2028-05-15 | S-P-08462 | Version 1 | Australia | m² | 12 | https://epd-australasia.com/wp-content/uploads/2023/05/SP08462-Bondor-EPD_EPS-FR_May23.pdf |  |  | Panel - SIP ≤100mm, , Equitilt® 0.7mm steel – 50mm (Bondor) | Equitilt® is an architectural walling panel system installed in a vertical or horizontal orientation combining functionality with creative expression. Equitilt® is offered in a variety of metallic or standard COLORBOND® colours that can be mixed with surface profiles to deliver a stunning finish to a building’s exterior and interior. |  |  | 0 | 0
| 125 | Panel - SIP >100mm | Bondor | Equitilt® 0.7mm steel – 125mm | 48.4 | 48.8 | -0.372 |  | 2023-05-15 | 2028-05-15 | S-P-08462 | Version 1 | Australia | m² | 13.2 | https://epd-australasia.com/wp-content/uploads/2023/05/SP08462-Bondor-EPD_EPS-FR_May23.pdf |  |  | Panel - SIP >100mm, , Equitilt® 0.7mm steel – 125mm (Bondor) | Equitilt® is an architectural walling panel system installed in a vertical or horizontal orientation combining functionality with creative expression. Equitilt® is offered in a variety of metallic or standard COLORBOND® colours that can be mixed with surface profiles to deliver a stunning finish to a building’s exterior and interior. |  |  | 0 | 0
| 250 | Panel - SIP >100mm | Bondor | Equitilt® 0.7mm steel – 250mm | 55.4 | 56.3 | -0.865 |  | 2023-05-15 | 2028-05-15 | S-P-08462 | Version 1 | Australia | m² | 14.9 | https://epd-australasia.com/wp-content/uploads/2023/05/SP08462-Bondor-EPD_EPS-FR_May23.pdf |  |  | Panel - SIP >100mm, , Equitilt® 0.7mm steel – 250mm (Bondor) | Equitilt® is an architectural walling panel system installed in a vertical or horizontal orientation combining functionality with creative expression. Equitilt® is offered in a variety of metallic or standard COLORBOND® colours that can be mixed with surface profiles to deliver a stunning finish to a building’s exterior and interior. |  |  | 0 | 0
| 90 | Panel - SIP ≤100mm | Bondor | InsulWall® - 90mm | 39.7 | 43.9 | -0.308 |  | 2023-05-15 | 2028-05-15 | S-P-08462 | Version 1 | Australia | m² | 11.8 | https://epd-australasia.com/wp-content/uploads/2023/05/SP08462-Bondor-EPD_EPS-FR_May23.pdf |  |  | Panel - SIP ≤100mm, , InsulWall® - 90mm (Bondor) | InsulWall® is a lightweight and structural insulated panel purpose designed to suit the residential housing, modular and renovation market. InsulWall® is available in thicknesses to suit 90mm interior walls and 140mm exterior walls and is available for use with the CodeMark® certified InsulLiving® building system. |  |  | 0 | 0
| 140 | Panel - SIP >100mm | Bondor | InsulWall® - 140mm | 42.5 | 46.9 | -0.491 |  | 2023-05-15 | 2028-05-15 | S-P-08462 | Version 1 | Australia | m² | 12.5 | https://epd-australasia.com/wp-content/uploads/2023/05/SP08462-Bondor-EPD_EPS-FR_May23.pdf |  |  | Panel - SIP >100mm, , InsulWall® - 140mm (Bondor) | InsulWall® is a lightweight and structural insulated panel purpose designed to suit the residential housing, modular and renovation market. InsulWall® is available in thicknesses to suit 90mm interior walls and 140mm exterior walls and is available for use with the CodeMark® certified InsulLiving® building system. |  |  | 0 | 0
| 50 | Panel - SIP ≤100mm | Bondor | LuxeWall® - 50mm | 39.7 | 39.8 | -0.147 |  | 2023-05-15 | 2028-05-15 | S-P-08462 | Version 1 | Australia | m² | 15.6 | https://epd-australasia.com/wp-content/uploads/2023/05/SP08462-Bondor-EPD_EPS-FR_May23.pdf |  |  | Panel - SIP ≤100mm, , LuxeWall® - 50mm (Bondor) | LuxeWall® is a modern, lightweight residential wall cladding solution developed with a concealed fixing system to fasten to timber and metal stud wall framing. |  |  | 0 | 0
| 75 | Panel - SIP ≤100mm | Bondor | LuxeWall® - 75mm | 41 | 41.2 | -0.202 |  | 2023-05-15 | 2028-05-15 | S-P-08462 | Version 1 | Australia | m² | 18.1 | https://epd-australasia.com/wp-content/uploads/2023/05/SP08462-Bondor-EPD_EPS-FR_May23.pdf |  |  | Panel - SIP ≤100mm, , LuxeWall® - 75mm (Bondor) | LuxeWall® is a modern, lightweight residential wall cladding solution developed with a concealed fixing system to fasten to timber and metal stud wall framing. |  |  | 0 | 0
| 50 | Panel - SIP ≤100mm | Bondor | SolarSpan® - 50mm | 38.1 | 38.2 | -0.155 |  | 2023-05-15 | 2028-05-15 | S-P-08462 | Version 1 | Australia | m² | 10.6 | https://epd-australasia.com/wp-content/uploads/2023/05/SP08462-Bondor-EPD_EPS-FR_May23.pdf |  |  | Panel - SIP ≤100mm, , SolarSpan® - 50mm (Bondor) | SolarSpan®, Solaris Ridge® are long-spanning commercial and residential insulated roof panel systems, with a trapezoidal roof profile. These all-in-one roofing solutions are manufactured using Australian-made COLORBOND® steel for durability and are installed in a variety of applications including educational facilities, multi-residential housing and retail facilities and are tested for use in cyclonic regions. |  |  | Steel | 0
| 125 | Panel - SIP >100mm | Bondor | SolarSpan® - 125mm | 42.1 | 42.3 | -0.258 |  | 2023-05-15 | 2028-05-15 | S-P-08462 | Version 1 | Australia | m² | 11.6 | https://epd-australasia.com/wp-content/uploads/2023/05/SP08462-Bondor-EPD_EPS-FR_May23.pdf |  |  | Panel - SIP >100mm, , SolarSpan® - 125mm (Bondor) | SolarSpan®, Solaris Ridge® are long-spanning commercial and residential insulated roof panel systems, with a trapezoidal roof profile. These all-in-one roofing solutions are manufactured using Australian-made COLORBOND® steel for durability and are installed in a variety of applications including educational facilities, multi-residential housing and retail facilities and are tested for use in cyclonic regions. |  |  | Steel | 0
| 200 | Panel - SIP >100mm | Bondor | SolarSpan® - 200mm | 46.3 | 46.8 | -0.554 |  | 2023-05-15 | 2028-05-15 | S-P-08462 | Version 1 | Australia | m² | 12.7 | https://epd-australasia.com/wp-content/uploads/2023/05/SP08462-Bondor-EPD_EPS-FR_May23.pdf |  |  | Panel - SIP >100mm, , SolarSpan® - 200mm (Bondor) | SolarSpan®, Solaris Ridge® are long-spanning commercial and residential insulated roof panel systems, with a trapezoidal roof profile. These all-in-one roofing solutions are manufactured using Australian-made COLORBOND® steel for durability and are installed in a variety of applications including educational facilities, multi-residential housing and retail facilities and are tested for use in cyclonic regions. |  |  | Steel | 0
| 50 | Panel - SIP ≤100mm | Bondor | Solaris Ridge® 0.5mm steel - 50mm | 37.3 | 37.5 | -0.147 |  | 2023-05-15 | 2028-05-15 | S-P-08462 | Version 1 | Australia | m² | 8.5714 | https://epd-australasia.com/wp-content/uploads/2023/05/SP08462-Bondor-EPD_EPS-FR_May23.pdf |  |  | Panel - SIP ≤100mm, , Solaris Ridge® 0.5mm steel - 50mm (Bondor) | SolarSpan®, Solaris Ridge® are long-spanning commercial and residential insulated roof panel systems, with a trapezoidal roof profile. These all-in-one roofing solutions are manufactured using Australian-made COLORBOND® steel for durability and are installed in a variety of applications including educational facilities, multi-residential housing and retail facilities and are tested for use in cyclonic regions. |  |  | Steel | 0
| 125 | Panel - SIP >100mm | Bondor | Solaris Ridge® 0.5mm steel - 125mm | 41.3 | 41.6 | -0.25 |  | 2023-05-15 | 2028-05-15 | S-P-08462 | Version 1 | Australia | m² | 9.4286 | https://epd-australasia.com/wp-content/uploads/2023/05/SP08462-Bondor-EPD_EPS-FR_May23.pdf |  |  | Panel - SIP >100mm, , Solaris Ridge® 0.5mm steel - 125mm (Bondor) | SolarSpan®, Solaris Ridge® are long-spanning commercial and residential insulated roof panel systems, with a trapezoidal roof profile. These all-in-one roofing solutions are manufactured using Australian-made COLORBOND® steel for durability and are installed in a variety of applications including educational facilities, multi-residential housing and retail facilities and are tested for use in cyclonic regions. |  |  | Steel | 0
| 200 | Panel - SIP >100mm | Bondor | Solaris Ridge® 0.5mm steel - 200mm | 43.7 | 44.3 | -0.547 |  | 2023-05-15 | 2028-05-15 | S-P-08462 | Version 1 | Australia | m² | 20.0714 | https://epd-australasia.com/wp-content/uploads/2023/05/SP08462-Bondor-EPD_EPS-FR_May23.pdf |  |  | Panel - SIP >100mm, , Solaris Ridge® 0.5mm steel - 200mm (Bondor) | SolarSpan®, Solaris Ridge® are long-spanning commercial and residential insulated roof panel systems, with a trapezoidal roof profile. These all-in-one roofing solutions are manufactured using Australian-made COLORBOND® steel for durability and are installed in a variety of applications including educational facilities, multi-residential housing and retail facilities and are tested for use in cyclonic regions. |  |  | Steel | 0
| 50 | Panel - SIP ≤100mm | Bondor | Solaris Ridge® 0.6mm steel - 50mm | 33.5 | 33.6 | -0.146 |  | 2023-05-15 | 2028-05-15 | S-P-08462 | Version 1 | Australia | m² | 10.2857 | https://epd-australasia.com/wp-content/uploads/2023/05/SP08462-Bondor-EPD_EPS-FR_May23.pdf |  |  | Panel - SIP ≤100mm, , Solaris Ridge® 0.6mm steel - 50mm (Bondor) | SolarSpan®, Solaris Ridge® are long-spanning commercial and residential insulated roof panel systems, with a trapezoidal roof profile. These all-in-one roofing solutions are manufactured using Australian-made COLORBOND® steel for durability and are installed in a variety of applications including educational facilities, multi-residential housing and retail facilities and are tested for use in cyclonic regions. |  |  | Steel | 0
| 125 | Panel - SIP >100mm | Bondor | Solaris Ridge® 0.6mm steel - 125mm | 37.5 | 37.8 | -0.249 |  | 2023-05-15 | 2028-05-15 | S-P-08462 | Version 1 | Australia | m² | 11.3143 | https://epd-australasia.com/wp-content/uploads/2023/05/SP08462-Bondor-EPD_EPS-FR_May23.pdf |  |  | Panel - SIP >100mm, , Solaris Ridge® 0.6mm steel - 125mm (Bondor) | SolarSpan®, Solaris Ridge® are long-spanning commercial and residential insulated roof panel systems, with a trapezoidal roof profile. These all-in-one roofing solutions are manufactured using Australian-made COLORBOND® steel for durability and are installed in a variety of applications including educational facilities, multi-residential housing and retail facilities and are tested for use in cyclonic regions. |  |  | Steel | 0
| 200 | Panel - SIP >100mm | Bondor | Solaris Ridge® 0.6mm steel - 200mm | 40.1 | 40.6 | -0.545 |  | 2023-05-15 | 2028-05-15 | S-P-08462 | Version 1 | Australia | m² | 26.2286 | https://epd-australasia.com/wp-content/uploads/2023/05/SP08462-Bondor-EPD_EPS-FR_May23.pdf |  |  | Panel - SIP >100mm, , Solaris Ridge® 0.6mm steel - 200mm (Bondor) | SolarSpan®, Solaris Ridge® are long-spanning commercial and residential insulated roof panel systems, with a trapezoidal roof profile. These all-in-one roofing solutions are manufactured using Australian-made COLORBOND® steel for durability and are installed in a variety of applications including educational facilities, multi-residential housing and retail facilities and are tested for use in cyclonic regions. |  |  | Steel | 0
| 50 | Panel - SIP ≤100mm | Bondor | Equideck® - 50mm | 40.1 | 40.4 | -0.368 |  | 2023-05-15 | 2028-05-15 | S-P-08462 | Version 1 | Australia | m² | 11.3 | https://epd-australasia.com/wp-content/uploads/2023/05/SP08462-Bondor-EPD_EPS-FR_May23.pdf |  |  | Panel - SIP ≤100mm, , Equideck® - 50mm (Bondor) | Equideck® insulated roofing panel system provides a flat and standing-seam like roof profile for durability and delivers a long-spanning and thermally efficient roof. |  |  | 0 | 0
| 125 | Panel - SIP >100mm | Bondor | Equideck® - 125mm | 44.2 | 44.8 | -0.596 |  | 2023-05-15 | 2028-05-15 | S-P-08462 | Version 1 | Australia | m² | 12.3 | https://epd-australasia.com/wp-content/uploads/2023/05/SP08462-Bondor-EPD_EPS-FR_May23.pdf |  |  | Panel - SIP >100mm, , Equideck® - 125mm (Bondor) | Equideck® insulated roofing panel system provides a flat and standing-seam like roof profile for durability and delivers a long-spanning and thermally efficient roof. |  |  | 0 | 0
| 250 | Panel - SIP >100mm | Bondor | Equideck® - 250mm | 51.3 | 52.5 | -1.2 |  | 2023-05-15 | 2028-05-15 | S-P-08462 | Version 1 | Australia | m² | 14 | https://epd-australasia.com/wp-content/uploads/2023/05/SP08462-Bondor-EPD_EPS-FR_May23.pdf |  |  | Panel - SIP >100mm, , Equideck® - 250mm (Bondor) | Equideck® insulated roofing panel system provides a flat and standing-seam like roof profile for durability and delivers a long-spanning and thermally efficient roof. |  |  | 0 | 0
| 50 | Panel - SIP ≤100mm | Bondor | InsulRoof® - 50mm | 41.8 | 41.9 | -0.146 |  | 2023-05-15 | 2028-05-15 | S-P-08462 | Version 1 | Australia | m² | 11.6 | https://epd-australasia.com/wp-content/uploads/2023/05/SP08462-Bondor-EPD_EPS-FR_May23.pdf |  |  | Panel - SIP ≤100mm, , InsulRoof® - 50mm (Bondor) | InsulRoof®, Solaris Corro® and CoolRoof ® are long-spanning insulated roof panel systems that features a corrugated roof profile. These all-in-one roofing solutions are ideal for a variety of applications including housing, multi-residential, commercial and industrial roofing applications where a corrugated roof profile is desired. |  |  | 0 | 0
| 125 | Panel - SIP >100mm | Bondor | InsulRoof® - 125mm | 46 | 46.4 | -0.394 |  | 2023-05-15 | 2028-05-15 | S-P-08462 | Version 1 | Australia | m² | 12.6 | https://epd-australasia.com/wp-content/uploads/2023/05/SP08462-Bondor-EPD_EPS-FR_May23.pdf |  |  | Panel - SIP >100mm, , InsulRoof® - 125mm (Bondor) | InsulRoof®, Solaris Corro® and CoolRoof ® are long-spanning insulated roof panel systems that features a corrugated roof profile. These all-in-one roofing solutions are ideal for a variety of applications including housing, multi-residential, commercial and industrial roofing applications where a corrugated roof profile is desired. |  |  | 0 | 0
| 200 | Panel - SIP >100mm | Bondor | InsulRoof® - 200mm | 48.1 | 48.5 | -0.454 |  | 2023-05-15 | 2028-05-15 | S-P-08462 | Version 1 | Australia | m² | 13.7 | https://epd-australasia.com/wp-content/uploads/2023/05/SP08462-Bondor-EPD_EPS-FR_May23.pdf |  |  | Panel - SIP >100mm, , InsulRoof® - 200mm (Bondor) | InsulRoof®, Solaris Corro® and CoolRoof ® are long-spanning insulated roof panel systems that features a corrugated roof profile. These all-in-one roofing solutions are ideal for a variety of applications including housing, multi-residential, commercial and industrial roofing applications where a corrugated roof profile is desired. |  |  | 0 | 0
| 50 | Panel - SIP ≤100mm | Bondor | Solaris Corro® 0.5mm steel - 50mm | 42.4 | 42.5 | -0.146 |  | 2023-05-15 | 2028-05-15 | S-P-08462 | Version 1 | Australia | m² | 11.3 | https://epd-australasia.com/wp-content/uploads/2023/05/SP08462-Bondor-EPD_EPS-FR_May23.pdf |  |  | Panel - SIP ≤100mm, , Solaris Corro® 0.5mm steel - 50mm (Bondor) | InsulRoof®, Solaris Corro® and CoolRoof ® are long-spanning insulated roof panel systems that features a corrugated roof profile. These all-in-one roofing solutions are ideal for a variety of applications including housing, multi-residential, commercial and industrial roofing applications where a corrugated roof profile is desired. |  |  | Steel | 0 |  | Assumed mass from simlar
| 125 | Panel - SIP >100mm | Bondor | Solaris Corro® 0.5mm steel - 125mm | 46.5 | 46.9 | -0.394 |  | 2023-05-15 | 2028-05-15 | S-P-08462 | Version 1 | Australia | m² | 12.3 | https://epd-australasia.com/wp-content/uploads/2023/05/SP08462-Bondor-EPD_EPS-FR_May23.pdf |  |  | Panel - SIP >100mm, , Solaris Corro® 0.5mm steel - 125mm (Bondor) | InsulRoof®, Solaris Corro® and CoolRoof ® are long-spanning insulated roof panel systems that features a corrugated roof profile. These all-in-one roofing solutions are ideal for a variety of applications including housing, multi-residential, commercial and industrial roofing applications where a corrugated roof profile is desired. |  |  | Steel | 0 |  | Assumed mass from simlar
| 200 | Panel - SIP >100mm | Bondor | Solaris Corro® 0.5mm steel - 200mm | 48.6 | 49.1 | -0.454 |  | 2023-05-15 | 2028-05-15 | S-P-08462 | Version 1 | Australia | m² | 14 | https://epd-australasia.com/wp-content/uploads/2023/05/SP08462-Bondor-EPD_EPS-FR_May23.pdf |  |  | Panel - SIP >100mm, , Solaris Corro® 0.5mm steel - 200mm (Bondor) | InsulRoof®, Solaris Corro® and CoolRoof ® are long-spanning insulated roof panel systems that features a corrugated roof profile. These all-in-one roofing solutions are ideal for a variety of applications including housing, multi-residential, commercial and industrial roofing applications where a corrugated roof profile is desired. |  |  | Steel | 0 |  | Assumed mass from simlar
| 50 | Panel - SIP ≤100mm | Bondor | Solaris Corro® 0.6mm steel - 50mm | 38.5 | 38.7 | -0.145 |  | 2023-05-15 | 2028-05-15 | S-P-08462 | Version 1 | Australia | m² | 11.6 | https://epd-australasia.com/wp-content/uploads/2023/05/SP08462-Bondor-EPD_EPS-FR_May23.pdf |  |  | Panel - SIP ≤100mm, , Solaris Corro® 0.6mm steel - 50mm (Bondor) | InsulRoof®, Solaris Corro® and CoolRoof ® are long-spanning insulated roof panel systems that features a corrugated roof profile. These all-in-one roofing solutions are ideal for a variety of applications including housing, multi-residential, commercial and industrial roofing applications where a corrugated roof profile is desired. |  |  | Steel | 0 |  | Assumed mass from simlar
| 125 | Panel - SIP >100mm | Bondor | Solaris Corro® 0.6mm steel - 125mm | 42.7 | 43.1 | -0.393 |  | 2023-05-15 | 2028-05-15 | S-P-08462 | Version 1 | Australia | m² | 12.6 | https://epd-australasia.com/wp-content/uploads/2023/05/SP08462-Bondor-EPD_EPS-FR_May23.pdf |  |  | Panel - SIP >100mm, , Solaris Corro® 0.6mm steel - 125mm (Bondor) | InsulRoof®, Solaris Corro® and CoolRoof ® are long-spanning insulated roof panel systems that features a corrugated roof profile. These all-in-one roofing solutions are ideal for a variety of applications including housing, multi-residential, commercial and industrial roofing applications where a corrugated roof profile is desired. |  |  | Steel | 0 |  | Assumed mass from simlar
| 200 | Panel - SIP >100mm | Bondor | Solaris Corro® 0.6mm steel - 200mm | 45 | 45.4 | -0.453 |  | 2023-05-15 | 2028-05-15 | S-P-08462 | Version 1 | Australia | m² | 13.7 | https://epd-australasia.com/wp-content/uploads/2023/05/SP08462-Bondor-EPD_EPS-FR_May23.pdf |  |  | Panel - SIP >100mm, , Solaris Corro® 0.6mm steel - 200mm (Bondor) | InsulRoof®, Solaris Corro® and CoolRoof ® are long-spanning insulated roof panel systems that features a corrugated roof profile. These all-in-one roofing solutions are ideal for a variety of applications including housing, multi-residential, commercial and industrial roofing applications where a corrugated roof profile is desired. |  |  | Steel | 0 |  | Assumed mass from simlar
| 50 | Panel - SIP ≤100mm | Bondor | CoolRoof® - 50mm | 40 | 40.1 | -0.179 |  | 2023-05-15 | 2028-05-15 | S-P-08462 | Version 1 | Australia | m² | 15.6 | https://epd-australasia.com/wp-content/uploads/2023/05/SP08462-Bondor-EPD_EPS-FR_May23.pdf |  |  | Panel - SIP ≤100mm, , CoolRoof® - 50mm (Bondor) | InsulRoof®, Solaris Corro® and CoolRoof ® are long-spanning insulated roof panel systems that features a corrugated roof profile. These all-in-one roofing solutions are ideal for a variety of applications including housing, multi-residential, commercial and industrial roofing applications where a corrugated roof profile is desired. |  |  | 0 | 0 |  | Assumed mass from simlar
| 75 | Panel - SIP ≤100mm | Bondor | CoolRoof® - 75mm | 41.4 | 41.8 | -0.328 |  | 2023-05-15 | 2028-05-15 | S-P-08462 | Version 1 | Australia | m² | 18.1 | https://epd-australasia.com/wp-content/uploads/2023/05/SP08462-Bondor-EPD_EPS-FR_May23.pdf |  |  | Panel - SIP ≤100mm, , CoolRoof® - 75mm (Bondor) | InsulRoof®, Solaris Corro® and CoolRoof ® are long-spanning insulated roof panel systems that features a corrugated roof profile. These all-in-one roofing solutions are ideal for a variety of applications including housing, multi-residential, commercial and industrial roofing applications where a corrugated roof profile is desired. |  |  | 0 | 0 |  | Assumed mass from simlar
| 70 | Panel - SIP ≤100mm | Kingspan | K-Dek Roof Panel with PVC membrane, 70mm thick | 43 | 43.3 | -0.285 |  | 2022-10-26 | 2027-10-26 | S-P-00848 | Version 2 | Asia Pacific (Australia, New Zealand, South-East Asia) | m² | 10 | https://epd-australasia.com/wp-content/uploads/2018/04/SP00848-Kingspan-EPD-k-dek-roof-panel_Oct22v2.pdf | Roof Insulation |  | Panel - SIP ≤100mm, , K-Dek Roof Panel with PVC membrane, 70mm thick (Kingspan) | K-Dek Roof Panel is a single component factory pre-engineered roof-deck comprising a high performance single-ply membrane with insulation and a trapezoidal steel deck. It provides fast build, single-fix installation with a unique selfcoring ‘one-step fix’ fastener solution. Suitable for flat and pitched roofs above 1:80 (0.72°) after deflection (roof pitch for the New Zealand market is 1:30/2° minimum as per the NZ Building Code), it can be used on many building applications, excluding temperature controlled or high humidity environments. |  |  | SIP-steel outer | 0
| 100 | Panel - SIP ≤100mm | Kingspan | K-Dek Roof Panel with PVC membrane, 100mm thick | 51 | 51.2 | -0.248 |  | 2022-10-26 | 2027-10-26 | S-P-00848 | Version 2 | Asia Pacific (Australia, New Zealand, South-East Asia) | m² | 11.2 | https://epd-australasia.com/wp-content/uploads/2018/04/SP00848-Kingspan-EPD-k-dek-roof-panel_Oct22v2.pdf | Roof Insulation |  | Panel - SIP ≤100mm, , K-Dek Roof Panel with PVC membrane, 100mm thick (Kingspan) | K-Dek Roof Panel is a single component factory pre-engineered roof-deck comprising a high performance single-ply membrane with insulation and a trapezoidal steel deck. It provides fast build, single-fix installation with a unique selfcoring ‘one-step fix’ fastener solution. Suitable for flat and pitched roofs above 1:80 (0.72°) after deflection (roof pitch for the New Zealand market is 1:30/2° minimum as per the NZ Building Code), it can be used on many building applications, excluding temperature controlled or high humidity environments. |  |  | SIP-steel outer | 0
| 70 | Panel - SIP ≤100mm | Kingspan | K-Dek Roof Panel with TPO membrane, 70mm thick | 39.7 | 40.1 | -0.351 |  | 2022-10-26 | 2027-10-26 | S-P-00848 | Version 2 | Asia Pacific (Australia, New Zealand, South-East Asia) | m² | 10 | https://epd-australasia.com/wp-content/uploads/2018/04/SP00848-Kingspan-EPD-k-dek-roof-panel_Oct22v2.pdf | Roof Insulation |  | Panel - SIP ≤100mm, , K-Dek Roof Panel with TPO membrane, 70mm thick (Kingspan) | K-Dek Roof Panel is a single component factory pre-engineered roof-deck comprising a high performance single-ply membrane with insulation and a trapezoidal steel deck. It provides fast build, single-fix installation with a unique selfcoring ‘one-step fix’ fastener solution. Suitable for flat and pitched roofs above 1:80 (0.72°) after deflection (roof pitch for the New Zealand market is 1:30/2° minimum as per the NZ Building Code), it can be used on many building applications, excluding temperature controlled or high humidity environments. |  |  | SIP-steel outer | 0
| 100 | Panel - SIP ≤100mm | Kingspan | K-Dek Roof Panel with TPO membrane, 100mm thick | 47.7 | 48 | -0.314 |  | 2022-10-26 | 2027-10-26 | S-P-00848 | Version 2 | Asia Pacific (Australia, New Zealand, South-East Asia) | m² | 11.2 | https://epd-australasia.com/wp-content/uploads/2018/04/SP00848-Kingspan-EPD-k-dek-roof-panel_Oct22v2.pdf | Roof Insulation |  | Panel - SIP ≤100mm, , K-Dek Roof Panel with TPO membrane, 100mm thick (Kingspan) | K-Dek Roof Panel is a single component factory pre-engineered roof-deck comprising a high performance single-ply membrane with insulation and a trapezoidal steel deck. It provides fast build, single-fix installation with a unique selfcoring ‘one-step fix’ fastener solution. Suitable for flat and pitched roofs above 1:80 (0.72°) after deflection (roof pitch for the New Zealand market is 1:30/2° minimum as per the NZ Building Code), it can be used on many building applications, excluding temperature controlled or high humidity environments. |  |  | SIP-steel outer | 0
|  | Plasterboard |  |  | GWP | GWPF | GWPB | GWPluluc | [7 empty] | kg/m^{2} | [5 empty] | Biogenic carbon content
2.688 |  | Plasterboard | Siniat | mastashield 10 mm | 1.4 | 2.05 | -0.657 |  | 0.638 | 2023-05-16 | 2028-05-16 | S-P-07445 | Version 1 | Australia | m² | 6.2 | https://epd-australasia.com/wp-content/uploads/2023/06/SP07445-Etex-Siniat-Plasterboard-280623.pdf |  |  | Plasterboard, mastashield 10 mm, (Siniat) | Standard plasterboard made from a core of gypsum sandwiched between two layers of heavy duty recycled paper. | 0.174
3.3367 |  | Plasterboard | Siniat | mastashield 13 mm | 1.92 | 2.64 | -0.727 |  | 0.69667 | 2023-05-16 | 2028-05-16 | S-P-07445 | Version 1 | Australia | m² | 8.3 | https://epd-australasia.com/wp-content/uploads/2023/06/SP07445-Etex-Siniat-Plasterboard-280623.pdf |  |  | Plasterboard, mastashield 13 mm, (Siniat) | Standard plasterboard made from a core of gypsum sandwiched between two layers of heavy duty recycled paper. | 0.19
2.76 |  | Plasterboard | Siniat | spanshield 10 mm | 1.42 | 2.1 | -0.677 |  | 0.66 | 2023-05-16 | 2028-05-16 | S-P-07445 | Version 1 | Australia | m² | 6.6 | https://epd-australasia.com/wp-content/uploads/2023/06/SP07445-Etex-Siniat-Plasterboard-280623.pdf |  |  | Plasterboard, spanshield 10 mm, (Siniat) | Plasterboard for use as an internal wall and ceiling lining, particularly suited as an internal ceiling lining. | 0.18
3.4873 |  | Plasterboard | Siniat | watershield 10 mm | 2.11 | 2.82 | -0.706 |  | 0.66733 | 2023-05-16 | 2028-05-16 | S-P-07445 | Version 1 | Australia | m² | 7.6 | https://epd-australasia.com/wp-content/uploads/2023/06/SP07445-Etex-Siniat-Plasterboard-280623.pdf |  |  | Plasterboard, watershield 10 mm, (Siniat) | Wet area plasterboard used as a water-resistant wall and ceiling plasterboard lining and as a substrate for tiles. | 0.182
4.0893 |  | Plasterboard | Siniat | watershield 13 mm | 2.66 | 3.4 | -0.741 |  | 0.68933 | 2023-05-16 | 2028-05-16 | S-P-07445 | Version 1 | Australia | m² | 9.5 | https://epd-australasia.com/wp-content/uploads/2023/06/SP07445-Etex-Siniat-Plasterboard-280623.pdf |  |  | Plasterboard, watershield 13 mm, (Siniat) | Wet area plasterboard used as a water-resistant wall and ceiling plasterboard lining and as a substrate for tiles. | 0.188
3.6713 |  | Plasterboard | Siniat | soundshield 10 mm* | 2.23 | 2.96 | -0.731 |  | 0.71133 | 2023-05-16 | 2028-05-16 | S-P-07445 | Version 1 | Australia | m² | 8.5 | https://epd-australasia.com/wp-content/uploads/2023/06/SP07445-Etex-Siniat-Plasterboard-280623.pdf |  |  | Plasterboard, soundshield 10 mm*, (Siniat) | Plasterboard for use in wall and ceiling systems to provide sound insulation. | 0.194
4.494 |  | Plasterboard | Siniat | soundshield 13 mm | 2.95 | 3.75 | -0.793 | 0.00336 | 0.74067 | 2023-05-16 | 2028-05-16 | S-P-07445 | Version 1 | Australia | m² | 12.3 | https://epd-australasia.com/wp-content/uploads/2023/06/SP07445-Etex-Siniat-Plasterboard-280623.pdf |  |  | Plasterboard, soundshield 13 mm, (Siniat) | Plasterboard for use in wall and ceiling systems to provide sound insulation. | 0.202
3.562 |  | Plasterboard | Siniat | Opal 10 mm | 1.8 | 2.69 | -0.829 | 0.00305 | 0.869 | 2023-05-16 | 2028-05-16 | S-P-07445 | Version 1 | Australia | m² | 8.4 | https://epd-australasia.com/wp-content/uploads/2023/06/SP07445-Etex-Siniat-Plasterboard-280623.pdf |  |  | Plasterboard, Opal 10 mm, (Siniat) | Plasterboard made with a special pre-primed, heavy duty lining paper and a high-density gypsum core for impact and sound resistance | 0.237
4.0503 |  | Plasterboard | Siniat | fireshield 13 mm | 2.61 | 3.35 | -0.744 | 0.00368 | 0.69667 | 2023-05-16 | 2028-05-16 | S-P-07445 | Version 1 | Australia | m² | 10.7 | https://epd-australasia.com/wp-content/uploads/2023/06/SP07445-Etex-Siniat-Plasterboard-280623.pdf |  |  | Plasterboard, fireshield 13 mm, (Siniat) | A dense fire-resistant plasterboard with improved impact and acoustic resistance due to a higher density gypsum core. | 0.19
4.7546 |  | Plasterboard | Siniat | fireshield 16 mm | 3.29 | 4.05 | -0.76 | 0.00425 | 0.70033 | 2023-05-16 | 2028-05-16 | S-P-07445 | Version 1 | Australia | m² | 13.1 | https://epd-australasia.com/wp-content/uploads/2023/06/SP07445-Etex-Siniat-Plasterboard-280623.pdf |  |  | Plasterboard, fireshield 16 mm, (Siniat) | A dense fire-resistant plasterboard with improved impact and acoustic resistance due to a higher density gypsum core. | 0.191
4.3054 |  | Plasterboard | Siniat | fireshield H 13 mm | 2.88 | 3.62 | -0.736 | 0.00339 | 0.682 | 2023-05-16 | 2028-05-16 | S-P-07445 | Version 1 | Australia | m² | 12 | https://epd-australasia.com/wp-content/uploads/2023/06/SP07445-Etex-Siniat-Plasterboard-280623.pdf |  |  | Plasterboard, fireshield H 13 mm, (Siniat) | A dense fire-resistant plasterboard with improved impact and acoustic resistance due to a higher density gypsum core. | 0.186
5.034 |  | Plasterboard | Siniat | trurock 13 mm | 3.22 | 4.14 | -0.923 | 0.00302 | 0.891 | 2023-05-16 | 2028-05-16 | S-P-07445 | Version 1 | Australia | m² | 12.4 | https://epd-australasia.com/wp-content/uploads/2023/06/SP07445-Etex-Siniat-Plasterboard-280623.pdf |  |  | Plasterboard, trurock 13 mm, (Siniat) | A fire, water and mould resistant plasterboard. Used in wet areas and the Interhome system. | 0.243
5.9967 |  | Plasterboard | Siniat | trurock 16 mm* | 4.12 | 5.08 | -0.968 |  | 0.91667 | 2023-05-16 | 2028-05-16 | S-P-07445 | Version 1 | Australia | m² | 14.8 | https://epd-australasia.com/wp-content/uploads/2023/06/SP07445-Etex-Siniat-Plasterboard-280623.pdf |  |  | Plasterboard, trurock 16 mm*, (Siniat) | A fire, water and mould resistant plasterboard. Used in wet areas and the Interhome system. | 0.25
5.2373 |  | Plasterboard | Siniat | trurock HD 13 mm | 3.42 | 4.35 | -0.924 |  | 0.88733 | 2023-05-16 | 2028-05-16 | S-P-07445 | Version 1 | Australia | m² | 12.4 | https://epd-australasia.com/wp-content/uploads/2023/06/SP07445-Etex-Siniat-Plasterboard-280623.pdf |  |  | Plasterboard, trurock HD 13 mm, (Siniat) | Thin and flexible plasterboard used for internal wall and ceiling linings where very tight curves are required. | 0.242
5.751 |  | Plasterboard | Siniat | trurock HD 16 mm | 3.71 | 4.75 | -1.04 |  | 1.001 | 2023-05-16 | 2028-05-16 | S-P-07445 | Version 1 | Australia | m² | 14.8 | https://epd-australasia.com/wp-content/uploads/2023/06/SP07445-Etex-Siniat-Plasterboard-280623.pdf |  |  | Plasterboard, trurock HD 16 mm, (Siniat) | Multifunctional plasterboard with a highdensity core and glass fibre reinforcement for impact, water and fire resistance. | 0.273
7.857 |  | Plasterboard | Siniat | shaftliner/ intershield 25 mm | 5.58 | 6.79 | -1.21 |  | 1.067 | 2023-05-16 | 2028-05-16 | S-P-07445 | Version 1 | Australia | m² | 20.8 | https://epd-australasia.com/wp-content/uploads/2023/06/SP07445-Etex-Siniat-Plasterboard-280623.pdf |  |  | Plasterboard, shaftliner/ intershield 25 mm, (Siniat) | Multifunctional plasterboard with a highdensity core and glass fibre reinforcement for impact, water and fire resistance | 0.291
4.6897 |  | Plasterboard | Siniat | multishield 13 mm | 3.17 | 3.96 | -0.796 |  | 0.72967 | 2023-05-16 | 2028-05-16 | S-P-07445 | Version 1 | Australia | m² | 10.8 | https://epd-australasia.com/wp-content/uploads/2023/06/SP07445-Etex-Siniat-Plasterboard-280623.pdf |  |  | Plasterboard, multishield 13 mm, (Siniat) | Multifunctional plasterboard with a highdensity core and glass fibre reinforcement for impact, water and fire resistance | 0.199
5.0967 |  | Plasterboard | Siniat | multishield 16 mm | 3.64 | 4.4 | -0.763 |  | 0.69667 | 2023-05-16 | 2028-05-16 | S-P-07445 | Version 1 | Australia | m² | 13.1 | https://epd-australasia.com/wp-content/uploads/2023/06/SP07445-Etex-Siniat-Plasterboard-280623.pdf |  |  | Plasterboard, multishield 16 mm, (Siniat) | Plasterboard for elevator systems and other shafts and ducts in multi-level constructions. Also used in the Interhome system. | 0.19
2.869 |  | Plasterboard | Siniat | curveshield 6.5 mm | 0.859 | 1.89 | -1.03 |  | 0.979 | 2023-05-16 | 2028-05-16 | S-P-07445 | Version 1 | Australia | m² | 4.8 | https://epd-australasia.com/wp-content/uploads/2023/06/SP07445-Etex-Siniat-Plasterboard-280623.pdf |  |  | Plasterboard, curveshield 6.5 mm, (Siniat) | A thick, solid plasterboard with sound, fire, water and mould resistance capabilities. | 0.267
| Ceiling insulation board | Panel - SIP ≤100mm | Kingspan | K17 25 mm | 7.16 | 7.06 |  | 0.0912 | 0 | 2023-03-23 | 2028-03-23 | S-P-07446 | Version 1 | Asia Pacific (Australia, New Zealand, South-East Asia) | m² | 6.0571 | https://epd-australasia.com/wp-content/uploads/2023/04/SP07446-Kingspan-EPD_Kooltherm_Mar23.pdf |  |  | Panel - SIP ≤100mm, K17 25 mm, (Kingspan) | Kooltherm K17 is a thin profiled insulated dry-lining plasterboard for adhesive bonding. It is fast & easy to install, suitable for commercial & residential projects. Kooltherm K17 is suitable for buildings that can't be insulated on the outside or where external appearance can't be changed. It is an ideal internal wall insulation solution for new build and retrofit projects and offers a slim profile, thus saving the real estate space of the building envelope while providing thermal comfort. Kooltherm K17 Insulated Plasterboard is suitable for wall and roof applications. It is used in commercial, residential and modular construction.
| Ceiling insulation board | Panel - SIP ≤100mm | Kingspan | K17 50 mm | 9.79 | 9.69 |  | 0.0944 | 0 | 2023-03-23 | 2028-03-23 | S-P-07446 | Version 1 | Asia Pacific (Australia, New Zealand, South-East Asia) | m² | 8.9143 | https://epd-australasia.com/wp-content/uploads/2023/04/SP07446-Kingspan-EPD_Kooltherm_Mar23.pdf |  |  | Panel - SIP ≤100mm, K17 50 mm, (Kingspan) | Kooltherm K17 is a thin profiled insulated dry-lining plasterboard for adhesive bonding. It is fast & easy to install, suitable for commercial & residential projects. Kooltherm K17 is suitable for buildings that can't be insulated on the outside or where external appearance can't be changed. It is an ideal internal wall insulation solution for new build and retrofit projects and offers a slim profile, thus saving the real estate space of the building envelope while providing thermal comfort. Kooltherm K17 Insulated Plasterboard is suitable for wall and roof applications. It is used in commercial, residential and modular construction.